## bus
| name | vn_kv | type | zone | in_service
0 | bus_LV_2262-1_0_2_node_0 | 0.4 | n |  | TRUE
1 | bus_LV_2262-1_0_2_node_48 | 0.4 | n |  | TRUE
2 | bus_LV_2262-1_0_2_node_245 | 0.4 | n |  | TRUE
3 | bus_LV_2262-1_0_2_node_47 | 0.4 | n |  | TRUE
4 | bus_LV_2262-1_0_2_node_39 | 0.4 | n |  | TRUE
5 | bus_LV_2262-1_0_2_node_38 | 0.4 | n |  | TRUE
6 | bus_LV_2262-1_0_2_node_1 | 0.4 | n |  | TRUE
7 | bus_LV_2262-1_0_2_node_2 | 0.4 | n |  | TRUE
8 | bus_LV_2262-1_0_2_node_3 | 0.4 | n |  | TRUE
9 | bus_LV_2262-1_0_2_node_4 | 0.4 | n |  | TRUE
10 | bus_LV_2262-1_0_2_node_5 | 0.4 | n |  | TRUE
11 | bus_LV_2262-1_0_2_node_36 | 0.4 | n |  | TRUE
12 | bus_LV_2262-1_0_2_node_18 | 0.4 | n |  | TRUE
13 | bus_LV_2262-1_0_2_node_41 | 0.4 | n |  | TRUE
14 | bus_LV_2262-1_0_2_node_37 | 0.4 | n |  | TRUE
15 | bus_LV_2262-1_0_2_node_16 | 0.4 | n |  | TRUE
16 | bus_LV_2262-1_0_2_node_40 | 0.4 | n |  | TRUE
17 | bus_LV_2262-1_0_2_node_6 | 0.4 | n |  | TRUE
18 | bus_LV_2262-1_0_2_node_7 | 0.4 | n |  | TRUE
19 | bus_LV_2262-1_0_2_node_8 | 0.4 | n |  | TRUE
20 | bus_LV_2262-1_0_2_node_9 | 0.4 | n |  | TRUE
21 | bus_LV_2262-1_0_2_node_166 | 0.4 | n |  | TRUE
22 | bus_LV_2262-1_0_2_node_33 | 0.4 | n |  | TRUE
23 | bus_LV_2262-1_0_2_node_137 | 0.4 | n |  | TRUE
24 | bus_LV_2262-1_0_2_node_138 | 0.4 | n |  | TRUE
25 | bus_LV_2262-1_0_2_node_139 | 0.4 | n |  | TRUE
26 | bus_LV_2262-1_0_2_node_140 | 0.4 | n |  | TRUE
27 | bus_LV_2262-1_0_2_node_141 | 0.4 | n |  | TRUE
28 | bus_LV_2262-1_0_2_node_147 | 0.4 | n |  | TRUE
29 | bus_LV_2262-1_0_2_node_150 | 0.4 | n |  | TRUE
30 | bus_LV_2262-1_0_2_node_148 | 0.4 | n |  | TRUE
31 | bus_LV_2262-1_0_2_node_163 | 0.4 | n |  | TRUE
32 | bus_LV_2262-1_0_2_node_169 | 0.4 | n |  | TRUE
33 | bus_LV_2262-1_0_2_node_149 | 0.4 | n |  | TRUE
34 | bus_LV_2262-1_0_2_node_151 | 0.4 | n |  | TRUE
35 | bus_LV_2262-1_0_2_node_152 | 0.4 | n |  | TRUE
36 | bus_LV_2262-1_0_2_node_161 | 0.4 | n |  | TRUE
37 | bus_LV_2262-1_0_2_node_164 | 0.4 | n |  | TRUE
38 | bus_LV_2262-1_0_2_node_165 | 0.4 | n |  | TRUE
39 | bus_LV_2262-1_0_2_node_167 | 0.4 | n |  | TRUE
40 | bus_LV_2262-1_0_2_node_168 | 0.4 | n |  | TRUE
41 | bus_LV_2262-1_0_2_node_171 | 0.4 | n |  | TRUE
42 | bus_LV_2262-1_0_2_node_170 | 0.4 | n |  | TRUE
43 | bus_LV_2262-1_0_2_node_35 | 0.4 | n |  | TRUE
44 | bus_LV_2262-1_0_2_node_31 | 0.4 | n |  | TRUE
45 | bus_LV_2262-1_0_2_node_10 | 0.4 | n |  | TRUE
46 | bus_LV_2262-1_0_2_node_11 | 0.4 | n |  | TRUE
47 | bus_LV_2262-1_0_2_node_12 | 0.4 | n |  | TRUE
48 | bus_LV_2262-1_0_2_node_13 | 0.4 | n |  | TRUE
49 | bus_LV_2262-1_0_2_node_14 | 0.4 | n |  | TRUE
50 | bus_LV_2262-1_0_2_node_23 | 0.4 | n |  | TRUE
51 | bus_LV_2262-1_0_2_node_22 | 0.4 | n |  | TRUE
52 | bus_LV_2262-1_0_2_node_21 | 0.4 | n |  | TRUE
53 | bus_LV_2262-1_0_2_node_15 | 0.4 | n |  | TRUE
54 | bus_LV_2262-1_0_2_node_17 | 0.4 | n |  | TRUE
55 | bus_LV_2262-1_0_2_node_19 | 0.4 | n |  | TRUE
56 | bus_LV_2262-1_0_2_node_20 | 0.4 | n |  | TRUE
57 | bus_LV_2262-1_0_2_node_24 | 0.4 | n |  | TRUE
58 | bus_LV_2262-1_0_2_node_25 | 0.4 | n |  | TRUE
59 | bus_LV_2262-1_0_2_node_29 | 0.4 | n |  | TRUE
60 | bus_LV_2262-1_0_2_node_30 | 0.4 | n |  | TRUE
61 | bus_LV_2262-1_0_2_node_34 | 0.4 | n |  | TRUE
62 | bus_LV_2262-1_0_2_node_57 | 0.4 | n |  | TRUE
63 | bus_LV_2262-1_0_2_node_26 | 0.4 | n |  | TRUE
64 | bus_LV_2262-1_0_2_node_27 | 0.4 | n |  | TRUE
65 | bus_LV_2262-1_0_2_node_28 | 0.4 | n |  | TRUE
66 | bus_LV_2262-1_0_2_node_46 | 0.4 | n |  | TRUE
67 | bus_LV_2262-1_0_2_node_117 | 0.4 | n |  | TRUE
68 | bus_LV_2262-1_0_2_node_45 | 0.4 | n |  | TRUE
69 | bus_LV_2262-1_0_2_node_54 | 0.4 | n |  | TRUE
70 | bus_LV_2262-1_0_2_node_107 | 0.4 | n |  | TRUE
71 | bus_LV_2262-1_0_2_node_116 | 0.4 | n |  | TRUE
72 | bus_LV_2262-1_0_2_node_32 | 0.4 | n |  | TRUE
73 | bus_LV_2262-1_0_2_node_55 | 0.4 | n |  | TRUE
74 | bus_LV_2262-1_0_2_node_162 | 0.4 | n |  | TRUE
75 | bus_LV_2262-1_0_2_node_42 | 0.4 | n |  | TRUE
76 | bus_LV_2262-1_0_2_node_43 | 0.4 | n |  | TRUE
77 | bus_LV_2262-1_0_2_node_44 | 0.4 | n |  | TRUE
78 | bus_LV_2262-1_0_2_node_49 | 0.4 | n |  | TRUE
79 | bus_LV_2262-1_0_2_node_50 | 0.4 | n |  | TRUE
80 | bus_LV_2262-1_0_2_node_51 | 0.4 | n |  | TRUE
81 | bus_LV_2262-1_0_2_node_52 | 0.4 | n |  | TRUE
82 | bus_LV_2262-1_0_2_node_53 | 0.4 | n |  | TRUE
83 | bus_LV_2262-1_0_2_node_56 | 0.4 | n |  | TRUE
84 | bus_LV_2262-1_0_2_node_58 | 0.4 | n |  | TRUE
85 | bus_LV_2262-1_0_2_node_61 | 0.4 | n |  | TRUE
86 | bus_LV_2262-1_0_2_node_59 | 0.4 | n |  | TRUE
87 | bus_LV_2262-1_0_2_node_60 | 0.4 | n |  | TRUE
88 | bus_LV_2262-1_0_2_node_62 | 0.4 | n |  | TRUE
89 | bus_LV_2262-1_0_2_node_63 | 0.4 | n |  | TRUE
90 | bus_LV_2262-1_0_2_node_86 | 0.4 | n |  | TRUE
91 | bus_LV_2262-1_0_2_node_67 | 0.4 | n |  | TRUE
92 | bus_LV_2262-1_0_2_node_64 | 0.4 | n |  | TRUE
93 | bus_LV_2262-1_0_2_node_65 | 0.4 | n |  | TRUE
94 | bus_LV_2262-1_0_2_node_66 | 0.4 | n |  | TRUE
95 | bus_LV_2262-1_0_2_node_68 | 0.4 | n |  | TRUE
96 | bus_LV_2262-1_0_2_node_125 | 0.4 | n |  | TRUE
97 | bus_LV_2262-1_0_2_node_126 | 0.4 | n |  | TRUE
98 | bus_LV_2262-1_0_2_node_124 | 0.4 | n |  | TRUE
99 | bus_LV_2262-1_0_2_node_123 | 0.4 | n |  | TRUE
100 | bus_LV_2262-1_0_2_node_100 | 0.4 | n |  | TRUE
101 | bus_LV_2262-1_0_2_node_101 | 0.4 | n |  | TRUE
102 | bus_LV_2262-1_0_2_node_102 | 0.4 | n |  | TRUE
103 | bus_LV_2262-1_0_2_node_103 | 0.4 | n |  | TRUE
104 | bus_LV_2262-1_0_2_node_104 | 0.4 | n |  | TRUE
105 | bus_LV_2262-1_0_2_node_108 | 0.4 | n |  | TRUE
106 | bus_LV_2262-1_0_2_node_105 | 0.4 | n |  | TRUE
107 | bus_LV_2262-1_0_2_node_106 | 0.4 | n |  | TRUE
108 | bus_LV_2262-1_0_2_node_109 | 0.4 | n |  | TRUE
109 | bus_LV_2262-1_0_2_node_110 | 0.4 | n |  | TRUE
110 | bus_LV_2262-1_0_2_node_111 | 0.4 | n |  | TRUE
111 | bus_LV_2262-1_0_2_node_112 | 0.4 | n |  | TRUE
112 | bus_LV_2262-1_0_2_node_113 | 0.4 | n |  | TRUE
113 | bus_LV_2262-1_0_2_node_114 | 0.4 | n |  | TRUE
114 | bus_LV_2262-1_0_2_node_122 | 0.4 | n |  | TRUE
115 | bus_LV_2262-1_0_2_node_119 | 0.4 | n |  | TRUE
116 | bus_LV_2262-1_0_2_node_115 | 0.4 | n |  | TRUE
117 | bus_LV_2262-1_0_2_node_129 | 0.4 | n |  | TRUE
118 | bus_LV_2262-1_0_2_node_136 | 0.4 | n |  | TRUE
119 | bus_LV_2262-1_0_2_node_133 | 0.4 | n |  | TRUE
120 | bus_LV_2262-1_0_2_node_118 | 0.4 | n |  | TRUE
121 | bus_LV_2262-1_0_2_node_127 | 0.4 | n |  | TRUE
122 | bus_LV_2262-1_0_2_node_120 | 0.4 | n |  | TRUE
123 | bus_LV_2262-1_0_2_node_121 | 0.4 | n |  | TRUE
124 | bus_LV_2262-1_0_2_node_246 | 0.4 | n |  | TRUE
125 | bus_LV_2262-1_0_2_node_134 | 0.4 | n |  | TRUE
126 | bus_LV_2262-1_0_2_node_128 | 0.4 | n |  | TRUE
127 | bus_LV_2262-1_0_2_node_135 | 0.4 | n |  | TRUE
128 | bus_LV_2262-1_0_2_node_153 | 0.4 | n |  | TRUE
129 | bus_LV_2262-1_0_2_node_160 | 0.4 | n |  | TRUE
130 | bus_MV_380_0_node_0 | 20 | n |  | TRUE

## load
| name | bus | p_mw | q_mvar | const_z_percent | const_i_percent | sn_mva | scaling | in_service | type
0 | LV_2262-1_0_2_load_0 | 0 | 0.00028897 | 7.2422e-05 | 0 | 0 |  | 1 | TRUE | wye
1 | LV_2262-1_0_2_load_48 | 1 | 0.001722 | 0.00043158 | 0 | 0 |  | 1 | TRUE | wye
2 | LV_2262-1_0_2_load_245 | 2 | 0.0019793 | 0.00049605 | 0 | 0 |  | 1 | TRUE | wye
3 | LV_2262-1_0_2_load_39 | 4 | 0.00070204 | 0.00017595 | 0 | 0 |  | 1 | TRUE | wye
4 | LV_2262-1_0_2_load_38 | 5 | 0.0010333 | 0.00025897 | 0 | 0 |  | 1 | TRUE | wye
5 | LV_2262-1_0_2_load_1 | 6 | 0.0023153 | 0.00058026 | 0 | 0 |  | 1 | TRUE | wye
6 | LV_2262-1_0_2_load_2 | 7 | 0.0016171 | 0.00040529 | 0 | 0 |  | 1 | TRUE | wye
7 | LV_2262-1_0_2_load_3 | 8 | 0.0012154 | 0.00030462 | 0 | 0 |  | 1 | TRUE | wye
8 | LV_2262-1_0_2_load_4 | 9 | 0.00060798 | 0.00015237 | 0 | 0 |  | 1 | TRUE | wye
9 | LV_2262-1_0_2_load_36 | 11 | 0.0009983 | 0.0002502 | 0 | 0 |  | 1 | TRUE | wye
10 | LV_2262-1_0_2_load_18 | 12 | 0.0034806 | 0.00087231 | 0 | 0 |  | 1 | TRUE | wye
11 | LV_2262-1_0_2_load_41 | 13 | 0.00051546 | 0.00012919 | 0 | 0 |  | 1 | TRUE | wye
12 | LV_2262-1_0_2_load_37 | 14 | 0.00062903 | 0.00015765 | 0 | 0 |  | 1 | TRUE | wye
13 | LV_2262-1_0_2_load_16 | 15 | 0.0023243 | 0.00058253 | 0 | 0 |  | 1 | TRUE | wye
14 | LV_2262-1_0_2_load_40 | 16 | 0.0018009 | 0.00045135 | 0 | 0 |  | 1 | TRUE | wye
15 | LV_2262-1_0_2_load_6 | 17 | 0.00042311 | 0.00010604 | 0 | 0 |  | 1 | TRUE | wye
16 | LV_2262-1_0_2_load_7 | 18 | 0.0004024 | 0.00010085 | 0 | 0 |  | 1 | TRUE | wye
17 | LV_2262-1_0_2_load_8 | 19 | 0.0042195 | 0.0010575 | 0 | 0 |  | 1 | TRUE | wye
18 | LV_2262-1_0_2_load_9 | 20 | 0.0029172 | 0.00073111 | 0 | 0 |  | 1 | TRUE | wye
19 | LV_2262-1_0_2_load_166 | 21 | 0.00084474 | 0.00021171 | 0 | 0 |  | 1 | TRUE | wye
20 | LV_2262-1_0_2_load_137 | 23 | 0.00048881 | 0.00012251 | 0 | 0 |  | 1 | TRUE | wye
21 | LV_2262-1_0_2_load_138 | 24 | 0.00092756 | 0.00023247 | 0 | 0 |  | 1 | TRUE | wye
22 | LV_2262-1_0_2_load_139 | 25 | 0.0014198 | 0.00035583 | 0 | 0 |  | 1 | TRUE | wye
23 | LV_2262-1_0_2_load_140 | 26 | 0.00096685 | 0.00024232 | 0 | 0 |  | 1 | TRUE | wye
24 | LV_2262-1_0_2_load_141 | 27 | 0.0028051 | 0.00070303 | 0 | 0 |  | 1 | TRUE | wye
25 | LV_2262-1_0_2_load_147 | 28 | 0.00296 | 0.00074185 | 0 | 0 |  | 1 | TRUE | wye
26 | LV_2262-1_0_2_load_169 | 32 | 0.0015679 | 0.00039296 | 0 | 0 |  | 1 | TRUE | wye
27 | LV_2262-1_0_2_load_149 | 33 | 0.00064511 | 0.00016168 | 0 | 0 |  | 1 | TRUE | wye
28 | LV_2262-1_0_2_load_151 | 34 | 0.00032724 | 8.2013e-05 | 0 | 0 |  | 1 | TRUE | wye
29 | LV_2262-1_0_2_load_152 | 35 | 0.00072975 | 0.00018289 | 0 | 0 |  | 1 | TRUE | wye
30 | LV_2262-1_0_2_load_161 | 36 | 0.00087948 | 0.00022042 | 0 | 0 |  | 1 | TRUE | wye
31 | LV_2262-1_0_2_load_164 | 37 | 0.0013806 | 0.00034601 | 0 | 0 |  | 1 | TRUE | wye
32 | LV_2262-1_0_2_load_165 | 38 | 0.0014022 | 0.00035142 | 0 | 0 |  | 1 | TRUE | wye
33 | LV_2262-1_0_2_load_167 | 39 | 0.000956 | 0.0002396 | 0 | 0 |  | 1 | TRUE | wye
34 | LV_2262-1_0_2_load_168 | 40 | 0.0011267 | 0.00028238 | 0 | 0 |  | 1 | TRUE | wye
35 | LV_2262-1_0_2_load_171 | 41 | 0.0035487 | 0.00088939 | 0 | 0 |  | 1 | TRUE | wye
36 | LV_2262-1_0_2_load_170 | 42 | 0.0011257 | 0.00028214 | 0 | 0 |  | 1 | TRUE | wye
37 | LV_2262-1_0_2_load_35 | 43 | 0.0014776 | 0.00037031 | 0 | 0 |  | 1 | TRUE | wye
38 | LV_2262-1_0_2_load_31 | 44 | 0.00044423 | 0.00011133 | 0 | 0 |  | 1 | TRUE | wye
39 | LV_2262-1_0_2_load_10 | 45 | 0.001131 | 0.00028345 | 0 | 0 |  | 1 | TRUE | wye
40 | LV_2262-1_0_2_load_11 | 46 | 0.0004637 | 0.00011621 | 0 | 0 |  | 1 | TRUE | wye
41 | LV_2262-1_0_2_load_12 | 47 | 0.00075917 | 0.00019027 | 0 | 0 |  | 1 | TRUE | wye
42 | LV_2262-1_0_2_load_13 | 48 | 0.0058512 | 0.0014664 | 0 | 0 |  | 1 | TRUE | wye
43 | LV_2262-1_0_2_load_14 | 49 | 0.0030744 | 0.00077051 | 0 | 0 |  | 1 | TRUE | wye
44 | LV_2262-1_0_2_load_23 | 50 | 0.0056825 | 0.0014242 | 0 | 0 |  | 1 | TRUE | wye
45 | LV_2262-1_0_2_load_22 | 51 | 0.0027378 | 0.00068615 | 0 | 0 |  | 1 | TRUE | wye
46 | LV_2262-1_0_2_load_21 | 52 | 0.0023999 | 0.00060148 | 0 | 0 |  | 1 | TRUE | wye
47 | LV_2262-1_0_2_load_15 | 53 | 0.00077186 | 0.00019345 | 0 | 0 |  | 1 | TRUE | wye
48 | LV_2262-1_0_2_load_17 | 54 | 0.00054263 | 0.00013599 | 0 | 0 |  | 1 | TRUE | wye
49 | LV_2262-1_0_2_load_19 | 55 | 0.0014439 | 0.00036187 | 0 | 0 |  | 1 | TRUE | wye
50 | LV_2262-1_0_2_load_20 | 56 | 0.0046993 | 0.0011778 | 0 | 0 |  | 1 | TRUE | wye
51 | LV_2262-1_0_2_load_24 | 57 | 0.00097578 | 0.00024455 | 0 | 0 |  | 1 | TRUE | wye
52 | LV_2262-1_0_2_load_29 | 59 | 0.00061974 | 0.00015532 | 0 | 0 |  | 1 | TRUE | wye
53 | LV_2262-1_0_2_load_30 | 60 | 0.0015619 | 0.00039145 | 0 | 0 |  | 1 | TRUE | wye
54 | LV_2262-1_0_2_load_34 | 61 | 0.0041943 | 0.0010512 | 0 | 0 |  | 1 | TRUE | wye
55 | LV_2262-1_0_2_load_57 | 62 | 0.00055065 | 0.00013801 | 0 | 0 |  | 1 | TRUE | wye
56 | LV_2262-1_0_2_load_28 | 65 | 0.0018146 | 0.00045478 | 0 | 0 |  | 1 | TRUE | wye
57 | LV_2262-1_0_2_load_46 | 66 | 0.0025046 | 0.00062771 | 0 | 0 |  | 1 | TRUE | wye
58 | LV_2262-1_0_2_load_117 | 67 | 0.0023853 | 0.00059781 | 0 | 0 |  | 1 | TRUE | wye
59 | LV_2262-1_0_2_load_45 | 68 | 0.0011619 | 0.00029119 | 0 | 0 |  | 1 | TRUE | wye
60 | LV_2262-1_0_2_load_54 | 69 | 0.0026817 | 0.00067211 | 0 | 0 |  | 1 | TRUE | wye
61 | LV_2262-1_0_2_load_107 | 70 | 0.0028743 | 0.00072037 | 0 | 0 |  | 1 | TRUE | wye
62 | LV_2262-1_0_2_load_116 | 71 | 0.0058144 | 0.0014572 | 0 | 0 |  | 1 | TRUE | wye
63 | LV_2262-1_0_2_load_32 | 72 | 0.00038345 | 9.6103e-05 | 0 | 0 |  | 1 | TRUE | wye
64 | LV_2262-1_0_2_load_55 | 73 | 0.00025544 | 6.402e-05 | 0 | 0 |  | 1 | TRUE | wye
65 | LV_2262-1_0_2_load_162 | 74 | 0.0012261 | 0.00030728 | 0 | 0 |  | 1 | TRUE | wye
66 | LV_2262-1_0_2_load_42 | 75 | 0.002013 | 0.00050451 | 0 | 0 |  | 1 | TRUE | wye
67 | LV_2262-1_0_2_load_43 | 76 | 0.0013748 | 0.00034455 | 0 | 0 |  | 1 | TRUE | wye
68 | LV_2262-1_0_2_load_44 | 77 | 0.001463 | 0.00036666 | 0 | 0 |  | 1 | TRUE | wye
69 | LV_2262-1_0_2_load_49 | 78 | 0.0057206 | 0.0014337 | 0 | 0 |  | 1 | TRUE | wye
70 | LV_2262-1_0_2_load_50 | 79 | 0.00090879 | 0.00022776 | 0 | 0 |  | 1 | TRUE | wye
71 | LV_2262-1_0_2_load_52 | 81 | 0.00066605 | 0.00016693 | 0 | 0 |  | 1 | TRUE | wye
72 | LV_2262-1_0_2_load_53 | 82 | 0.0012356 | 0.00030966 | 0 | 0 |  | 1 | TRUE | wye
73 | LV_2262-1_0_2_load_56 | 83 | 0.0021652 | 0.00054265 | 0 | 0 |  | 1 | TRUE | wye
74 | LV_2262-1_0_2_load_58 | 84 | 0.0010466 | 0.0002623 | 0 | 0 |  | 1 | TRUE | wye
75 | LV_2262-1_0_2_load_61 | 85 | 0.002786 | 0.00069824 | 0 | 0 |  | 1 | TRUE | wye
76 | LV_2262-1_0_2_load_59 | 86 | 0.00058228 | 0.00014593 | 0 | 0 |  | 1 | TRUE | wye
77 | LV_2262-1_0_2_load_60 | 87 | 0.0010705 | 0.00026829 | 0 | 0 |  | 1 | TRUE | wye
78 | LV_2262-1_0_2_load_62 | 88 | 0.00333 | 0.00083457 | 0 | 0 |  | 1 | TRUE | wye
79 | LV_2262-1_0_2_load_63 | 89 | 0.0019762 | 0.00049528 | 0 | 0 |  | 1 | TRUE | wye
80 | LV_2262-1_0_2_load_67 | 91 | 0.0098292 | 0.0024634 | 0 | 0 |  | 1 | TRUE | wye
81 | LV_2262-1_0_2_load_64 | 92 | 0.0025732 | 0.00064491 | 0 | 0 |  | 1 | TRUE | wye
82 | LV_2262-1_0_2_load_65 | 93 | 0.0022275 | 0.00055828 | 0 | 0 |  | 1 | TRUE | wye
83 | LV_2262-1_0_2_load_66 | 94 | 0.00090044 | 0.00022567 | 0 | 0 |  | 1 | TRUE | wye
84 | LV_2262-1_0_2_load_125 | 96 | 0.002286 | 0.00057291 | 0 | 0 |  | 1 | TRUE | wye
85 | LV_2262-1_0_2_load_126 | 97 | 0.0016115 | 0.00040387 | 0 | 0 |  | 1 | TRUE | wye
86 | LV_2262-1_0_2_load_124 | 98 | 0.0014765 | 0.00037004 | 0 | 0 |  | 1 | TRUE | wye
87 | LV_2262-1_0_2_load_123 | 99 | 0.0017867 | 0.00044778 | 0 | 0 |  | 1 | TRUE | wye
88 | LV_2262-1_0_2_load_100 | 100 | 0.0029299 | 0.0007343 | 0 | 0 |  | 1 | TRUE | wye
89 | LV_2262-1_0_2_load_101 | 101 | 0.0023509 | 0.00058919 | 0 | 0 |  | 1 | TRUE | wye
90 | LV_2262-1_0_2_load_102 | 102 | 0.002056 | 0.00051527 | 0 | 0 |  | 1 | TRUE | wye
91 | LV_2262-1_0_2_load_104 | 104 | 0.0044696 | 0.0011202 | 0 | 0 |  | 1 | TRUE | wye
92 | LV_2262-1_0_2_load_108 | 105 | 0.0016125 | 0.00040412 | 0 | 0 |  | 1 | TRUE | wye
93 | LV_2262-1_0_2_load_105 | 106 | 0.0025079 | 0.00062853 | 0 | 0 |  | 1 | TRUE | wye
94 | LV_2262-1_0_2_load_106 | 107 | 0.0010265 | 0.00025726 | 0 | 0 |  | 1 | TRUE | wye
95 | LV_2262-1_0_2_load_109 | 108 | 0.00047358 | 0.00011869 | 0 | 0 |  | 1 | TRUE | wye
96 | LV_2262-1_0_2_load_110 | 109 | 0.00061628 | 0.00015446 | 0 | 0 |  | 1 | TRUE | wye
97 | LV_2262-1_0_2_load_113 | 112 | 0.0027522 | 0.00068978 | 0 | 0 |  | 1 | TRUE | wye
98 | LV_2262-1_0_2_load_114 | 113 | 0.00074779 | 0.00018741 | 0 | 0 |  | 1 | TRUE | wye
99 | LV_2262-1_0_2_load_119 | 115 | 0.0011774 | 0.00029509 | 0 | 0 |  | 1 | TRUE | wye
100 | LV_2262-1_0_2_load_115 | 116 | 0.0033705 | 0.00084473 | 0 | 0 |  | 1 | TRUE | wye
101 | LV_2262-1_0_2_load_129 | 117 | 0.0013601 | 0.00034088 | 0 | 0 |  | 1 | TRUE | wye
102 | LV_2262-1_0_2_load_136 | 118 | 0.00080407 | 0.00020152 | 0 | 0 |  | 1 | TRUE | wye
103 | LV_2262-1_0_2_load_133 | 119 | 0.00062735 | 0.00015723 | 0 | 0 |  | 1 | TRUE | wye
104 | LV_2262-1_0_2_load_118 | 120 | 0.00028342 | 7.1032e-05 | 0 | 0 |  | 1 | TRUE | wye
105 | LV_2262-1_0_2_load_127 | 121 | 0.0016846 | 0.0004222 | 0 | 0 |  | 1 | TRUE | wye
106 | LV_2262-1_0_2_load_120 | 122 | 0.0013756 | 0.00034476 | 0 | 0 |  | 1 | TRUE | wye
107 | LV_2262-1_0_2_load_121 | 123 | 0.00051914 | 0.00013011 | 0 | 0 |  | 1 | TRUE | wye
108 | LV_2262-1_0_2_load_246 | 124 | 0.0024328 | 0.00060972 | 0 | 0 |  | 1 | TRUE | wye
109 | LV_2262-1_0_2_load_134 | 125 | 0.001555 | 0.00038972 | 0 | 0 |  | 1 | TRUE | wye
110 | LV_2262-1_0_2_load_128 | 126 | 0.0022135 | 0.00055474 | 0 | 0 |  | 1 | TRUE | wye
111 | LV_2262-1_0_2_load_135 | 127 | 0.0028029 | 0.00070248 | 0 | 0 |  | 1 | TRUE | wye
112 | LV_2262-1_0_2_load_153 | 128 | 0.0010408 | 0.00026086 | 0 | 0 |  | 1 | TRUE | wye
113 | LV_2262-1_0_2_load_160 | 129 | 0.00099939 | 0.00025047 | 0 | 0 |  | 1 | TRUE | wye

## ext_grid
| name | bus | vm_pu | va_degree | slack_weight | in_service
0 |  | 57 | 1 | 0 | 1 | TRUE

## line
| name | std_type | from_bus | to_bus | length_km | r_ohm_per_km | x_ohm_per_km | c_nf_per_km | g_us_per_km | max_i_ka | df | parallel | type | in_service
0 | LV_2262-1_0_2_line_0 |  | 0 | 1 | 0.82738 | 0.125 | 0.08 | 261 | 0 | 0.364 | 1 | 1 | cs | TRUE
1 | LV_2262-1_0_2_line_1 |  | 1 | 2 | 0.21772 | 0.125 | 0.08 | 261 | 0 | 0.364 | 1 | 1 | cs | TRUE
2 | LV_2262-1_0_2_line_2 |  | 1 | 3 | 0.030801 | 0.125 | 0.08 | 261 | 0 | 0.364 | 1 | 1 | cs | TRUE
3 | LV_2262-1_0_2_line_3 |  | 3 | 4 | 0.21129 | 0.125 | 0.08 | 261 | 0 | 0.364 | 1 | 1 | cs | TRUE
4 | LV_2262-1_0_2_line_4 |  | 4 | 5 | 0.13162 | 0.125 | 0.08 | 261 | 0 | 0.364 | 1 | 1 | cs | TRUE
5 | LV_2262-1_0_2_line_5 |  | 5 | 14 | 0.054796 | 0.125 | 0.08 | 261 | 0 | 0.364 | 1 | 1 | cs | TRUE
6 | LV_2262-1_0_2_line_6 |  | 6 | 7 | 0.035459 | 0.125 | 0.08 | 261 | 0 | 0.364 | 1 | 1 | cs | TRUE
7 | LV_2262-1_0_2_line_7 |  | 6 | 8 | 0.022719 | 0.125 | 0.08 | 261 | 0 | 0.364 | 1 | 1 | cs | TRUE
8 | LV_2262-1_0_2_line_8 |  | 7 | 9 | 0.0015457 | 0.125 | 0.08 | 261 | 0 | 0.364 | 1 | 1 | cs | TRUE
9 | LV_2262-1_0_2_line_9 |  | 8 | 10 | 0.017694 | 0.125 | 0.08 | 261 | 0 | 0.364 | 1 | 1 | cs | TRUE
10 | LV_2262-1_0_2_line_10 |  | 9 | 11 | 0.025205 | 0.125 | 0.08 | 261 | 0 | 0.364 | 1 | 1 | cs | TRUE
11 | LV_2262-1_0_2_line_11 |  | 10 | 12 | 0.026035 | 0.125 | 0.08 | 261 | 0 | 0.364 | 1 | 1 | cs | TRUE
12 | LV_2262-1_0_2_line_12 |  | 10 | 13 | 0.012628 | 0.125 | 0.08 | 261 | 0 | 0.364 | 1 | 1 | cs | TRUE
13 | LV_2262-1_0_2_line_13 |  | 11 | 14 | 0.019245 | 0.125 | 0.08 | 261 | 0 | 0.364 | 1 | 1 | cs | TRUE
14 | LV_2262-1_0_2_line_14 |  | 12 | 15 | 0.0013643 | 0.125 | 0.08 | 261 | 0 | 0.364 | 1 | 1 | cs | TRUE
15 | LV_2262-1_0_2_line_15 |  | 13 | 16 | 0.024061 | 0.125 | 0.08 | 261 | 0 | 0.364 | 1 | 1 | cs | TRUE
16 | LV_2262-1_0_2_line_16 |  | 15 | 53 | 0.021441 | 0.125 | 0.08 | 261 | 0 | 0.364 | 1 | 1 | cs | TRUE
17 | LV_2262-1_0_2_line_17 |  | 16 | 74 | 0.20457 | 0.125 | 0.08 | 261 | 0 | 0.364 | 1 | 1 | cs | TRUE
18 | LV_2262-1_0_2_line_18 |  | 17 | 18 | 0.012171 | 0.125 | 0.08 | 261 | 0 | 0.364 | 1 | 1 | cs | TRUE
19 | LV_2262-1_0_2_line_19 |  | 17 | 19 | 0.0035874 | 0.125 | 0.08 | 261 | 0 | 0.364 | 1 | 1 | cs | TRUE
20 | LV_2262-1_0_2_line_20 |  | 18 | 20 | 0.021921 | 0.125 | 0.08 | 261 | 0 | 0.364 | 1 | 1 | cs | TRUE
21 | LV_2262-1_0_2_line_21 |  | 19 | 21 | 0.12427 | 0.125 | 0.08 | 261 | 0 | 0.364 | 1 | 1 | cs | TRUE
22 | LV_2262-1_0_2_line_22 |  | 20 | 22 | 0.023617 | 0.125 | 0.08 | 261 | 0 | 0.364 | 1 | 1 | cs | TRUE
23 | LV_2262-1_0_2_line_23 |  | 21 | 40 | 0.03698 | 0.125 | 0.08 | 261 | 0 | 0.364 | 1 | 1 | cs | TRUE
24 | LV_2262-1_0_2_line_24 |  | 21 | 37 | 0.02996 | 0.125 | 0.08 | 261 | 0 | 0.364 | 1 | 1 | cs | TRUE
25 | LV_2262-1_0_2_line_25 |  | 22 | 43 | 0.0092441 | 0.125 | 0.08 | 261 | 0 | 0.364 | 1 | 1 | cs | TRUE
26 | LV_2262-1_0_2_line_26 |  | 22 | 44 | 0.033218 | 0.125 | 0.08 | 261 | 0 | 0.364 | 1 | 1 | cs | TRUE
27 | LV_2262-1_0_2_line_27 |  | 23 | 24 | 0.024583 | 0.125 | 0.08 | 261 | 0 | 0.364 | 1 | 1 | cs | TRUE
28 | LV_2262-1_0_2_line_28 |  | 23 | 25 | 0.0097112 | 0.125 | 0.08 | 261 | 0 | 0.364 | 1 | 1 | cs | TRUE
29 | LV_2262-1_0_2_line_29 |  | 24 | 26 | 0.024336 | 0.125 | 0.08 | 261 | 0 | 0.364 | 1 | 1 | cs | TRUE
30 | LV_2262-1_0_2_line_30 |  | 25 | 27 | 0.021218 | 0.125 | 0.08 | 261 | 0 | 0.364 | 1 | 1 | cs | TRUE
31 | LV_2262-1_0_2_line_31 |  | 26 | 28 | 0.051959 | 0.125 | 0.08 | 261 | 0 | 0.364 | 1 | 1 | cs | TRUE
32 | LV_2262-1_0_2_line_32 |  | 27 | 29 | 0.017404 | 0.125 | 0.08 | 261 | 0 | 0.364 | 1 | 1 | cs | TRUE
33 | LV_2262-1_0_2_line_33 |  | 28 | 30 | 0.0062645 | 0.125 | 0.08 | 261 | 0 | 0.364 | 1 | 1 | cs | TRUE
34 | LV_2262-1_0_2_line_34 |  | 29 | 34 | 0.015011 | 0.125 | 0.08 | 261 | 0 | 0.364 | 1 | 1 | cs | TRUE
35 | LV_2262-1_0_2_line_35 |  | 29 | 33 | 0.042948 | 0.125 | 0.08 | 261 | 0 | 0.364 | 1 | 1 | cs | TRUE
36 | LV_2262-1_0_2_line_36 |  | 30 | 31 | 0.043202 | 0.125 | 0.08 | 261 | 0 | 0.364 | 1 | 1 | cs | TRUE
37 | LV_2262-1_0_2_line_37 |  | 30 | 32 | 0.038242 | 0.125 | 0.08 | 261 | 0 | 0.364 | 1 | 1 | cs | TRUE
38 | LV_2262-1_0_2_line_38 |  | 31 | 36 | 0.012832 | 0.125 | 0.08 | 261 | 0 | 0.364 | 1 | 1 | cs | TRUE
39 | LV_2262-1_0_2_line_39 |  | 32 | 42 | 0.041648 | 0.125 | 0.08 | 261 | 0 | 0.364 | 1 | 1 | cs | TRUE
40 | LV_2262-1_0_2_line_40 |  | 34 | 35 | 0.026042 | 0.125 | 0.08 | 261 | 0 | 0.364 | 1 | 1 | cs | TRUE
41 | LV_2262-1_0_2_line_41 |  | 35 | 128 | 0.0522 | 0.125 | 0.08 | 261 | 0 | 0.364 | 1 | 1 | cs | TRUE
42 | LV_2262-1_0_2_line_42 |  | 36 | 129 | 0.012341 | 0.125 | 0.08 | 261 | 0 | 0.364 | 1 | 1 | cs | TRUE
43 | LV_2262-1_0_2_line_43 |  | 37 | 38 | 0.036039 | 0.125 | 0.08 | 261 | 0 | 0.364 | 1 | 1 | cs | TRUE
44 | LV_2262-1_0_2_line_44 |  | 38 | 39 | 0.01002 | 0.125 | 0.08 | 261 | 0 | 0.364 | 1 | 1 | cs | TRUE
45 | LV_2262-1_0_2_line_45 |  | 40 | 41 | 0.0076151 | 0.125 | 0.08 | 261 | 0 | 0.364 | 1 | 1 | cs | TRUE
46 | LV_2262-1_0_2_line_46 |  | 41 | 42 | 0.016649 | 0.125 | 0.08 | 261 | 0 | 0.364 | 1 | 1 | cs | TRUE
47 | LV_2262-1_0_2_line_47 |  | 43 | 50 | 0.01171 | 0.125 | 0.08 | 261 | 0 | 0.364 | 1 | 1 | cs | TRUE
48 | LV_2262-1_0_2_line_48 |  | 44 | 72 | 0.0022728 | 0.125 | 0.08 | 261 | 0 | 0.364 | 1 | 1 | cs | TRUE
49 | LV_2262-1_0_2_line_49 |  | 45 | 46 | 0.0071129 | 0.125 | 0.08 | 261 | 0 | 0.364 | 1 | 1 | cs | TRUE
50 | LV_2262-1_0_2_line_50 |  | 45 | 47 | 0.013957 | 0.125 | 0.08 | 261 | 0 | 0.364 | 1 | 1 | cs | TRUE
51 | LV_2262-1_0_2_line_51 |  | 46 | 48 | 0.015054 | 0.125 | 0.08 | 261 | 0 | 0.364 | 1 | 1 | cs | TRUE
52 | LV_2262-1_0_2_line_52 |  | 47 | 49 | 0.0071824 | 0.125 | 0.08 | 261 | 0 | 0.364 | 1 | 1 | cs | TRUE
53 | LV_2262-1_0_2_line_53 |  | 48 | 50 | 0.0025638 | 0.125 | 0.08 | 261 | 0 | 0.364 | 1 | 1 | cs | TRUE
54 | LV_2262-1_0_2_line_54 |  | 49 | 51 | 0.016994 | 0.125 | 0.08 | 261 | 0 | 0.364 | 1 | 1 | cs | TRUE
55 | LV_2262-1_0_2_line_55 |  | 51 | 52 | 0.0042287 | 0.125 | 0.08 | 261 | 0 | 0.364 | 1 | 1 | cs | TRUE
56 | LV_2262-1_0_2_line_56 |  | 52 | 56 | 0.00013117 | 0.125 | 0.08 | 261 | 0 | 0.364 | 1 | 1 | cs | TRUE
57 | LV_2262-1_0_2_line_57 |  | 53 | 54 | 0.00014524 | 0.125 | 0.08 | 261 | 0 | 0.364 | 1 | 1 | cs | TRUE
58 | LV_2262-1_0_2_line_58 |  | 54 | 55 | 0.0058859 | 0.125 | 0.08 | 261 | 0 | 0.364 | 1 | 1 | cs | TRUE
59 | LV_2262-1_0_2_line_59 |  | 55 | 56 | 0.019126 | 0.125 | 0.08 | 261 | 0 | 0.364 | 1 | 1 | cs | TRUE
60 | LV_2262-1_0_2_line_60 |  | 57 | 58 | 0.026973 | 0.125 | 0.08 | 261 | 0 | 0.364 | 1 | 2 | cs | TRUE
61 | LV_2262-1_0_2_line_61 |  | 58 | 59 | 0.0090409 | 0.125 | 0.08 | 261 | 0 | 0.364 | 1 | 1 | cs | TRUE
62 | LV_2262-1_0_2_line_62 |  | 58 | 60 | 0.021104 | 0.125 | 0.08 | 261 | 0 | 0.364 | 1 | 2 | cs | TRUE
63 | LV_2262-1_0_2_line_63 |  | 59 | 61 | 0.011851 | 0.125 | 0.08 | 261 | 0 | 0.364 | 1 | 1 | cs | TRUE
64 | LV_2262-1_0_2_line_64 |  | 60 | 62 | 0.019345 | 0.125 | 0.08 | 261 | 0 | 0.364 | 1 | 2 | cs | TRUE
65 | LV_2262-1_0_2_line_65 |  | 61 | 72 | 0.0020372 | 0.125 | 0.08 | 261 | 0 | 0.364 | 1 | 1 | cs | TRUE
66 | LV_2262-1_0_2_line_66 |  | 62 | 73 | 0.0054385 | 0.125 | 0.08 | 261 | 0 | 0.364 | 1 | 2 | cs | TRUE
67 | LV_2262-1_0_2_line_67 |  | 63 | 64 | 0.012964 | 0.125 | 0.08 | 261 | 0 | 0.364 | 1 | 1 | cs | TRUE
68 | LV_2262-1_0_2_line_68 |  | 63 | 65 | 0.034513 | 0.125 | 0.08 | 261 | 0 | 0.364 | 1 | 1 | cs | TRUE
69 | LV_2262-1_0_2_line_69 |  | 64 | 66 | 0.023789 | 0.125 | 0.08 | 261 | 0 | 0.364 | 1 | 1 | cs | TRUE
70 | LV_2262-1_0_2_line_70 |  | 65 | 67 | 0.020927 | 0.125 | 0.08 | 261 | 0 | 0.364 | 1 | 1 | cs | TRUE
71 | LV_2262-1_0_2_line_71 |  | 66 | 68 | 0.013275 | 0.125 | 0.08 | 261 | 0 | 0.364 | 1 | 1 | cs | TRUE
72 | LV_2262-1_0_2_line_72 |  | 67 | 69 | 0.07792 | 0.125 | 0.08 | 261 | 0 | 0.364 | 1 | 1 | cs | TRUE
73 | LV_2262-1_0_2_line_73 |  | 67 | 70 | 0.005409 | 0.125 | 0.08 | 261 | 0 | 0.364 | 1 | 1 | cs | TRUE
74 | LV_2262-1_0_2_line_74 |  | 67 | 71 | 0.045229 | 0.125 | 0.08 | 261 | 0 | 0.364 | 1 | 1 | cs | TRUE
75 | LV_2262-1_0_2_line_75 |  | 68 | 76 | 0.027692 | 0.125 | 0.08 | 261 | 0 | 0.364 | 1 | 1 | cs | TRUE
76 | LV_2262-1_0_2_line_76 |  | 69 | 79 | 0.086755 | 0.125 | 0.08 | 261 | 0 | 0.364 | 1 | 1 | cs | TRUE
77 | LV_2262-1_0_2_line_77 |  | 70 | 107 | 0.034068 | 0.125 | 0.08 | 261 | 0 | 0.364 | 1 | 1 | cs | TRUE
78 | LV_2262-1_0_2_line_78 |  | 71 | 116 | 0.0051219 | 0.125 | 0.08 | 261 | 0 | 0.364 | 1 | 1 | cs | TRUE
79 | LV_2262-1_0_2_line_79 |  | 73 | 83 | 0.022102 | 0.125 | 0.08 | 261 | 0 | 0.364 | 1 | 2 | cs | TRUE
80 | LV_2262-1_0_2_line_80 |  | 75 | 76 | 0.010279 | 0.125 | 0.08 | 261 | 0 | 0.364 | 1 | 1 | cs | TRUE
81 | LV_2262-1_0_2_line_81 |  | 75 | 77 | 0.014333 | 0.125 | 0.08 | 261 | 0 | 0.364 | 1 | 1 | cs | TRUE
82 | LV_2262-1_0_2_line_82 |  | 78 | 79 | 0.0046068 | 0.125 | 0.08 | 261 | 0 | 0.364 | 1 | 1 | cs | TRUE
83 | LV_2262-1_0_2_line_83 |  | 78 | 80 | 0.0030506 | 0.125 | 0.08 | 261 | 0 | 0.364 | 1 | 1 | cs | TRUE
84 | LV_2262-1_0_2_line_84 |  | 80 | 81 | 0.018985 | 0.125 | 0.08 | 261 | 0 | 0.364 | 1 | 1 | cs | TRUE
85 | LV_2262-1_0_2_line_85 |  | 81 | 82 | 0.009943 | 0.125 | 0.08 | 261 | 0 | 0.364 | 1 | 1 | cs | TRUE
86 | LV_2262-1_0_2_line_86 |  | 83 | 84 | 0.016288 | 0.125 | 0.08 | 261 | 0 | 0.364 | 1 | 2 | cs | TRUE
87 | LV_2262-1_0_2_line_87 |  | 84 | 85 | 0.017581 | 0.125 | 0.08 | 261 | 0 | 0.364 | 1 | 2 | cs | TRUE
88 | LV_2262-1_0_2_line_88 |  | 85 | 86 | 0.034441 | 0.125 | 0.08 | 261 | 0 | 0.364 | 1 | 2 | cs | TRUE
89 | LV_2262-1_0_2_line_89 |  | 86 | 87 | 0.0097287 | 0.125 | 0.08 | 261 | 0 | 0.364 | 1 | 2 | cs | TRUE
90 | LV_2262-1_0_2_line_90 |  | 87 | 88 | 0.0011338 | 0.125 | 0.08 | 261 | 0 | 0.364 | 1 | 2 | cs | TRUE
91 | LV_2262-1_0_2_line_91 |  | 88 | 89 | 0.0287 | 0.125 | 0.08 | 261 | 0 | 0.364 | 1 | 2 | cs | TRUE
92 | LV_2262-1_0_2_line_92 |  | 89 | 90 | 0.0088382 | 0.125 | 0.08 | 261 | 0 | 0.364 | 1 | 2 | cs | TRUE
93 | LV_2262-1_0_2_line_93 |  | 90 | 91 | 0.029849 | 0.125 | 0.08 | 261 | 0 | 0.364 | 1 | 2 | cs | TRUE
94 | LV_2262-1_0_2_line_94 |  | 91 | 93 | 0.035884 | 0.125 | 0.08 | 261 | 0 | 0.364 | 1 | 2 | cs | TRUE
95 | LV_2262-1_0_2_line_95 |  | 92 | 93 | 0.025032 | 0.125 | 0.08 | 261 | 0 | 0.364 | 1 | 2 | cs | TRUE
96 | LV_2262-1_0_2_line_96 |  | 92 | 94 | 0.023518 | 0.125 | 0.08 | 261 | 0 | 0.364 | 1 | 2 | cs | TRUE
97 | LV_2262-1_0_2_line_97 |  | 94 | 95 | 0.016179 | 0.125 | 0.08 | 261 | 0 | 0.364 | 1 | 1 | cs | TRUE
98 | LV_2262-1_0_2_line_98 |  | 95 | 96 | 0.0063946 | 0.125 | 0.08 | 261 | 0 | 0.364 | 1 | 1 | cs | TRUE
99 | LV_2262-1_0_2_line_99 |  | 95 | 97 | 0.0077023 | 0.125 | 0.08 | 261 | 0 | 0.364 | 1 | 1 | cs | TRUE
100 | LV_2262-1_0_2_line_100 |  | 96 | 98 | 0.02399 | 0.125 | 0.08 | 261 | 0 | 0.364 | 1 | 1 | cs | TRUE
101 | LV_2262-1_0_2_line_101 |  | 97 | 99 | 0.023755 | 0.125 | 0.08 | 261 | 0 | 0.364 | 1 | 1 | cs | TRUE
102 | LV_2262-1_0_2_line_102 |  | 98 | 104 | 0.012257 | 0.125 | 0.08 | 261 | 0 | 0.364 | 1 | 1 | cs | TRUE
103 | LV_2262-1_0_2_line_103 |  | 99 | 123 | 0.012085 | 0.125 | 0.08 | 261 | 0 | 0.364 | 1 | 1 | cs | TRUE
104 | LV_2262-1_0_2_line_104 |  | 100 | 101 | 0.026613 | 0.125 | 0.08 | 261 | 0 | 0.364 | 1 | 1 | cs | TRUE
105 | LV_2262-1_0_2_line_105 |  | 100 | 102 | 0.009715 | 0.125 | 0.08 | 261 | 0 | 0.364 | 1 | 1 | cs | TRUE
106 | LV_2262-1_0_2_line_106 |  | 101 | 103 | 0.030997 | 0.125 | 0.08 | 261 | 0 | 0.364 | 1 | 1 | cs | TRUE
107 | LV_2262-1_0_2_line_107 |  | 102 | 104 | 0.0061713 | 0.125 | 0.08 | 261 | 0 | 0.364 | 1 | 1 | cs | TRUE
108 | LV_2262-1_0_2_line_108 |  | 103 | 105 | 0.004082 | 0.125 | 0.08 | 261 | 0 | 0.364 | 1 | 1 | cs | TRUE
109 | LV_2262-1_0_2_line_109 |  | 103 | 106 | 0.0086663 | 0.125 | 0.08 | 261 | 0 | 0.364 | 1 | 1 | cs | TRUE
110 | LV_2262-1_0_2_line_110 |  | 108 | 109 | 0.018008 | 0.125 | 0.08 | 261 | 0 | 0.364 | 1 | 1 | cs | TRUE
111 | LV_2262-1_0_2_line_111 |  | 108 | 110 | 0.010294 | 0.125 | 0.08 | 261 | 0 | 0.364 | 1 | 1 | cs | TRUE
112 | LV_2262-1_0_2_line_112 |  | 109 | 111 | 0.013075 | 0.125 | 0.08 | 261 | 0 | 0.364 | 1 | 1 | cs | TRUE
113 | LV_2262-1_0_2_line_113 |  | 110 | 112 | 0.005739 | 0.125 | 0.08 | 261 | 0 | 0.364 | 1 | 1 | cs | TRUE
114 | LV_2262-1_0_2_line_114 |  | 110 | 113 | 0.02663 | 0.125 | 0.08 | 261 | 0 | 0.364 | 1 | 1 | cs | TRUE
115 | LV_2262-1_0_2_line_115 |  | 111 | 114 | 0.016388 | 0.125 | 0.08 | 261 | 0 | 0.364 | 1 | 1 | cs | TRUE
116 | LV_2262-1_0_2_line_116 |  | 111 | 115 | 0.018291 | 0.125 | 0.08 | 261 | 0 | 0.364 | 1 | 1 | cs | TRUE
117 | LV_2262-1_0_2_line_117 |  | 112 | 116 | 0.025226 | 0.125 | 0.08 | 261 | 0 | 0.364 | 1 | 1 | cs | TRUE
118 | LV_2262-1_0_2_line_118 |  | 113 | 117 | 0.023067 | 0.125 | 0.08 | 261 | 0 | 0.364 | 1 | 1 | cs | TRUE
119 | LV_2262-1_0_2_line_119 |  | 114 | 118 | 0.03019 | 0.125 | 0.08 | 261 | 0 | 0.364 | 1 | 1 | cs | TRUE
120 | LV_2262-1_0_2_line_120 |  | 114 | 119 | 0.025286 | 0.125 | 0.08 | 261 | 0 | 0.364 | 1 | 1 | cs | TRUE
121 | LV_2262-1_0_2_line_121 |  | 115 | 120 | 0.0014012 | 0.125 | 0.08 | 261 | 0 | 0.364 | 1 | 1 | cs | TRUE
122 | LV_2262-1_0_2_line_122 |  | 117 | 121 | 0.00078124 | 0.125 | 0.08 | 261 | 0 | 0.364 | 1 | 1 | cs | TRUE
123 | LV_2262-1_0_2_line_123 |  | 118 | 124 | 0.029052 | 0.125 | 0.08 | 261 | 0 | 0.364 | 1 | 1 | cs | TRUE
124 | LV_2262-1_0_2_line_124 |  | 119 | 125 | 0.026484 | 0.125 | 0.08 | 261 | 0 | 0.364 | 1 | 1 | cs | TRUE
125 | LV_2262-1_0_2_line_125 |  | 120 | 122 | 0.033571 | 0.125 | 0.08 | 261 | 0 | 0.364 | 1 | 1 | cs | TRUE
126 | LV_2262-1_0_2_line_126 |  | 121 | 126 | 0.019792 | 0.125 | 0.08 | 261 | 0 | 0.364 | 1 | 1 | cs | TRUE
127 | LV_2262-1_0_2_line_127 |  | 122 | 123 | 0.01242 | 0.125 | 0.08 | 261 | 0 | 0.364 | 1 | 1 | cs | TRUE
128 | LV_2262-1_0_2_line_128 |  | 125 | 127 | 0.019537 | 0.125 | 0.08 | 261 | 0 | 0.364 | 1 | 1 | cs | TRUE

## trafo
| name | std_type | hv_bus | lv_bus | sn_mva | vn_hv_kv | vn_lv_kv | vk_percent | vkr_percent | pfe_kw | i0_percent | shift_degree | tap_side | tap_neutral | tap_min | tap_max | tap_step_percent | tap_step_degree | tap_pos | tap_phase_shifter | parallel | df | in_service
0 | LV_2262-1_0_2_trafo_24 | 0.63 MVA 20/0.4 kV | 130 | 57 | 0.63 | 20 | 0.4 | 6 | 1.206 | 1.65 | 0.2619 | 150 | hv | 0 | -2 | 2 | 2.5 | 0 | 0 | FALSE | 1 | 1 | TRUE

## line_geodata
| x0 | y0 | x1 | y1 | x2 | y2 | x3 | y3 | x4 | y4 | x5 | y5 | x6 | y6 | x7 | y7
0 | 2581553.4175 | 1195928.0503 | 2582293.1816 | 1196298.6072
1 | 2581553.4175 | 1195928.0503 | 2581478.8796 | 1196132.6121
2 | 2581566.2948 | 1195900.0835 | 2581556.9751 | 1195921.2237 | 2581553.4175 | 1195928.0503
3 | 2581529.061 | 1195692.0976 | 2581566.2948 | 1195900.0835
4 | 2581539.4628 | 1195560.8868 | 2581529.061 | 1195692.0976
5 | 2581539.4628 | 1195560.8868 | 2581541.368 | 1195556.0101 | 2581545.6309 | 1195545.0799 | 2581550.0903 | 1195533.6711 | 2581552.2445 | 1195528.1615 | 2581559.3075 | 1195509.8107
6 | 2581579.2722 | 1195431.6057 | 2581579.1722 | 1195448.3688 | 2581577.1553 | 1195456.4015 | 2581574.6237 | 1195466.503
7 | 2581579.2722 | 1195431.6057 | 2581579.2825 | 1195429.8808 | 2581579.3514 | 1195417.6851 | 2581577.5161 | 1195409.0801
8 | 2581574.6237 | 1195466.503 | 2581574.2479 | 1195468.0024
9 | 2581573.8163 | 1195391.7773 | 2581577.0554 | 1195406.9198 | 2581577.5161 | 1195409.0801
10 | 2581574.2479 | 1195468.0024 | 2581572.1057 | 1195476.5501 | 2581570.9267 | 1195479.611 | 2581569.7402 | 1195482.7052 | 2581566.2204 | 1195491.8502
11 | 2581573.8163 | 1195391.7773 | 2581552.8062 | 1195376.4023
12 | 2581573.8163 | 1195391.7773 | 2581584.4105 | 1195398.6498
13 | 2581559.3075 | 1195509.8107 | 2581566.2204 | 1195491.8502
14 | 2581551.7052 | 1195375.5967 | 2581552.1839 | 1195375.947 | 2581552.8062 | 1195376.4023
15 | 2581607.2072 | 1195405.7485 | 2581587.8703 | 1195400.8943 | 2581584.4105 | 1195398.6498
16 | 2581551.7052 | 1195375.5967 | 2581534.4011 | 1195362.9363
17 | 2581607.2072 | 1195405.7485 | 2581795.4104 | 1195325.5634
18 | 2581460.4033 | 1195256.2237 | 2581460.4033 | 1195256.2237 | 2581458.6703 | 1195262.4324 | 2581456.0586 | 1195267.5274
19 | 2581460.4033 | 1195256.2237 | 2581461.0839 | 1195252.7014
20 | 2581456.0586 | 1195267.5274 | 2581446.0592 | 1195287.0349
21 | 2581461.0839 | 1195252.7014 | 2581473.5421 | 1195129.0559
22 | 2581435.2861 | 1195308.0519 | 2581446.0592 | 1195287.0349
23 | 2581473.5421 | 1195129.0559 | 2581477.4038 | 1195129.9811 | 2581510.0303 | 1195134.992
24 | 2581473.5421 | 1195129.0559 | 2581452.6697 | 1195124.055 | 2581444.1753 | 1195123.8411
25 | 2581435.2861 | 1195308.0519 | 2581443.4469 | 1195312.394
26 | 2581435.2861 | 1195308.0519 | 2581426.4056 | 1195304.0997 | 2581410.7916 | 1195298.1564 | 2581404.3094 | 1195296.1311
27 | 2581519.0063 | 1195099.5358 | 2581522.8509 | 1195100.6909 | 2581541.9967 | 1195108.2086
28 | 2581519.0063 | 1195099.5358 | 2581509.7058 | 1195096.7415
29 | 2581541.9967 | 1195108.2086 | 2581559.5655 | 1195115.107 | 2581564.2028 | 1195117.9917
30 | 2581489.0672 | 1195091.8909 | 2581503.5875 | 1195094.9032 | 2581509.7058 | 1195096.7415
31 | 2581608.3225 | 1195145.4366 | 2581564.2028 | 1195117.9917
32 | 2581471.8958 | 1195090.9774 | 2581480.3577 | 1195090.084 | 2581489.0672 | 1195091.8909
33 | 2581611.9482 | 1195150.5306 | 2581608.4509 | 1195145.5165 | 2581608.3225 | 1195145.4366
34 | 2581471.8958 | 1195090.9774 | 2581456.968 | 1195092.5585
35 | 2581471.8958 | 1195090.9774 | 2581474.489 | 1195069.8359 | 2581484.8979 | 1195055.5959 | 2581483.8458 | 1195051.7268
36 | 2581654.2702 | 1195145.3417 | 2581640.5015 | 1195149.8087 | 2581616.7448 | 1195151.9276 | 2581611.9482 | 1195150.5306
37 | 2581611.9482 | 1195150.5306 | 2581600.5096 | 1195147.1752 | 2581585.93 | 1195140.7391 | 2581575.5924 | 1195139.7582
38 | 2581654.2702 | 1195145.3417 | 2581663.2994 | 1195145.6251 | 2581666.6806 | 1195147.3567
39 | 2581575.5924 | 1195139.7582 | 2581567.7765 | 1195139.0166 | 2581536.8594 | 1195139.1124 | 2581534.0134 | 1195138.6753
40 | 2581431.0211 | 1195094.7834 | 2581455.0254 | 1195092.7643 | 2581456.968 | 1195092.5585
41 | 2581379.6942 | 1195104.1672 | 2581386.7759 | 1195102.7715 | 2581426.7514 | 1195095.1426 | 2581431.0211 | 1195094.7834
42 | 2581666.6806 | 1195147.3567 | 2581677.6648 | 1195152.9821
43 | 2581408.2997 | 1195125.6381 | 2581424.7824 | 1195123.3527 | 2581444.1753 | 1195123.8411
44 | 2581408.2997 | 1195125.6381 | 2581398.3745 | 1195127.0143
45 | 2581517.5572 | 1195136.148 | 2581510.0303 | 1195134.992
46 | 2581517.5572 | 1195136.148 | 2581534.0134 | 1195138.6753
47 | 2581443.4469 | 1195312.394 | 2581453.7844 | 1195317.8942
48 | 2581404.3094 | 1195296.1311 | 2581404.3094 | 1195296.1311 | 2581402.0522 | 1195295.8654
49 | 2581475.5273 | 1195329.6759 | 2581469.307 | 1195326.2262
50 | 2581475.5273 | 1195329.6759 | 2581487.7331 | 1195336.4452
51 | 2581456.0478 | 1195319.0985 | 2581466.0707 | 1195324.4314 | 2581469.307 | 1195326.2262
52 | 2581494.0143 | 1195339.9287 | 2581487.7331 | 1195336.4452
53 | 2581456.0478 | 1195319.0985 | 2581453.7844 | 1195317.8942
54 | 2581508.8757 | 1195348.1708 | 2581494.0143 | 1195339.9287
55 | 2581508.8757 | 1195348.1708 | 2581510.6022 | 1195349.1283 | 2581512.574 | 1195350.2212
56 | 2581512.574 | 1195350.2212 | 2581512.6887 | 1195350.2848
57 | 2581534.2839 | 1195362.8506 | 2581534.4011 | 1195362.9363
58 | 2581534.2839 | 1195362.8506 | 2581530.9255 | 1195360.3935 | 2581529.4171 | 1195359.5573
59 | 2581529.4171 | 1195359.5573 | 2581512.6887 | 1195350.2848
60 | 2581379.2805 | 1195293.1855 | 2581379.0015 | 1195296.5437 | 2581377.8818 | 1195301.4943 | 2581376.3112 | 1195305.9794 | 2581373.4582 | 1195312.1472 | 2581369.9053 | 1195318.1545
61 | 2581379.2805 | 1195293.1855 | 2581388.2594 | 1195294.2422
62 | 2581379.2805 | 1195293.1855 | 2581378.9905 | 1195290.6073 | 2581378.3942 | 1195287.5186 | 2581377.5691 | 1195284.3528 | 2581375.6261 | 1195279.3896 | 2581373.5816 | 1195276.1053 | 2581371.6359 | 1195273.9634
63 | 2581388.2594 | 1195294.2422 | 2581400.029 | 1195295.6273
64 | 2581371.6359 | 1195273.9634 | 2581370.8829 | 1195273.1344 | 2581366.8109 | 1195269.5563 | 2581361.5739 | 1195266.182 | 2581355.7576 | 1195263.1175
65 | 2581402.0522 | 1195295.8654 | 2581400.029 | 1195295.6273
66 | 2581350.8481 | 1195260.781 | 2581354.6523 | 1195262.5351 | 2581355.7576 | 1195263.1175
67 | 2581316.3353 | 1195407.3215 | 2581323.2032 | 1195396.3163
68 | 2581323.2032 | 1195396.3163 | 2581319.899 | 1195394.6146 | 2581317.7783 | 1195393.7542 | 2581315.2173 | 1195393.362 | 2581307.0355 | 1195393.5544 | 2581297.1716 | 1195394.2191 | 2581289.3298 | 1195394.4973
69 | 2581316.3353 | 1195407.3215 | 2581323.1675 | 1195411.6468 | 2581337.7021 | 1195417.5908
70 | 2581268.4477 | 1195393.598 | 2581271.984 | 1195393.9982 | 2581284.1073 | 1195394.6826 | 2581289.3298 | 1195394.4973
71 | 2581337.7021 | 1195417.5908 | 2581349.9894 | 1195422.6158
72 | 2581268.4477 | 1195393.598 | 2581258.737 | 1195470.9102
73 | 2581268.4477 | 1195393.598 | 2581272.9246 | 1195390.5623
74 | 2581268.4477 | 1195393.598 | 2581260.9637 | 1195392.7544 | 2581252.7083 | 1195391.3241 | 2581243.0544 | 1195388.5419 | 2581224.8099 | 1195382.3334
75 | 2581374.6372 | 1195424.6239 | 2581373.4609 | 1195427.3754 | 2581366.5399 | 1195428.72 | 2581357.2126 | 1195425.5698 | 2581349.9894 | 1195422.6158
76 | 2581258.737 | 1195470.9102 | 2581201.721 | 1195536.2989
77 | 2581305.9095 | 1195382.885 | 2581304.6874 | 1195383.3341 | 2581286.1536 | 1195386.4496 | 2581277.2384 | 1195388.3898 | 2581274.1799 | 1195389.7112 | 2581272.9246 | 1195390.5623
78 | 2581224.8099 | 1195382.3334 | 2581219.961 | 1195380.6834
79 | 2581350.8481 | 1195260.781 | 2581341.697 | 1195256.5614 | 2581330.993 | 1195251.0827
80 | 2581374.6372 | 1195424.6239 | 2581378.678 | 1195415.1725
81 | 2581384.3126 | 1195401.993 | 2581378.678 | 1195415.1725
82 | 2581199.2245 | 1195540.1706 | 2581201.721 | 1195536.2989
83 | 2581197.5713 | 1195542.7345 | 2581199.2245 | 1195540.1706
84 | 2581197.5713 | 1195542.7345 | 2581191.2334 | 1195560.6305
85 | 2581187.9141 | 1195570.0031 | 2581191.2334 | 1195560.6305
86 | 2581330.993 | 1195251.0827 | 2581320.3684 | 1195245.6447 | 2581316.5596 | 1195243.5389
87 | 2581316.5596 | 1195243.5389 | 2581301.1739 | 1195235.0326
88 | 2581272.5871 | 1195215.8976 | 2581282.4256 | 1195223.3631 | 2581291.9153 | 1195229.6143 | 2581301.1739 | 1195235.0326 | 2581301.1739 | 1195235.0326
89 | 2581272.5871 | 1195215.8976 | 2581264.8369 | 1195210.0168
90 | 2581264.8369 | 1195210.0168 | 2581263.9337 | 1195209.3314
91 | 2581241.0704 | 1195191.9827 | 2581263.9337 | 1195209.3314
92 | 2581234.0296 | 1195186.6402 | 2581241.0704 | 1195191.9827
93 | 2581234.0296 | 1195186.6402 | 2581219.591 | 1195212.765
94 | 2581219.725 | 1195241.7229 | 2581209.3486 | 1195231.2975 | 2581219.591 | 1195212.765
95 | 2581232.3328 | 1195263.2817 | 2581220.8971 | 1195242.9006 | 2581219.725 | 1195241.7229
96 | 2581229.1808 | 1195285.4813 | 2581234.3228 | 1195272.3518 | 2581233.4625 | 1195265.2951 | 2581232.3328 | 1195263.2817
97 | 2581223.2808 | 1195300.5461 | 2581229.1808 | 1195285.4813
98 | 2581223.2808 | 1195300.5461 | 2581229.3 | 1195302.7049
99 | 2581223.2808 | 1195300.5461 | 2581215.8943 | 1195301.6811 | 2581215.7091 | 1195301.816
100 | 2581229.3 | 1195302.7049 | 2581231.9149 | 1195303.6427 | 2581250.2873 | 1195314.2451
101 | 2581196.5054 | 1195315.7987 | 2581215.7091 | 1195301.816
102 | 2581250.2873 | 1195314.2451 | 2581260.9033 | 1195320.3715
103 | 2581186.736 | 1195322.912 | 2581196.5054 | 1195315.7987
104 | 2581274.7548 | 1195315.2678 | 2581278.7119 | 1195311.8887 | 2581281.2672 | 1195310.4577 | 2581283.8396 | 1195309.5824 | 2581287.0307 | 1195309.2278 | 2581290.1184 | 1195309.9184 | 2581293.5517 | 1195311.4863 | 2581298.4701 | 1195314.1937
105 | 2581266.8632 | 1195320.8584 | 2581268.9621 | 1195319.8236 | 2581272.1394 | 1195317.5012 | 2581274.7548 | 1195315.2678
106 | 2581324.3147 | 1195330.5221 | 2581317.373 | 1195327.7646 | 2581313.2372 | 1195325.6876 | 2581310.3499 | 1195323.2954 | 2581307.4592 | 1195319.8582 | 2581304.4958 | 1195317.5107 | 2581298.4701 | 1195314.1937
107 | 2581266.8632 | 1195320.8584 | 2581266.216 | 1195321.1774 | 2581263.6869 | 1195321.2521 | 2581260.9033 | 1195320.3715 | 2581260.9033 | 1195320.3715
108 | 2581324.3147 | 1195330.5221 | 2581328.1135 | 1195332.0443
109 | 2581324.3147 | 1195330.5221 | 2581324.7462 | 1195334.5229 | 2581325.8044 | 1195336.6985 | 2581327.1993 | 1195338.4294
110 | 2581179.5812 | 1195372.6991 | 2581174.3205 | 1195371.9166 | 2581165.692 | 1195370.5432 | 2581161.7716 | 1195370.0437
111 | 2581189.763 | 1195374.2135 | 2581179.5812 | 1195372.6991
112 | 2581148.7296 | 1195369.4741 | 2581157.6892 | 1195369.5235 | 2581161.7716 | 1195370.0437
113 | 2581189.763 | 1195374.2135 | 2581195.4508 | 1195374.9783
114 | 2581189.763 | 1195374.2135 | 2581187.2891 | 1195382.1144 | 2581184.364 | 1195391.8844 | 2581182.155 | 1195399.7318
115 | 2581132.3222 | 1195370.4154 | 2581137.8069 | 1195370.1979 | 2581148.7296 | 1195369.4741
116 | 2581148.7296 | 1195369.4741 | 2581146.9697 | 1195359.8523 | 2581149.7892 | 1195351.8235
117 | 2581195.4508 | 1195374.9783 | 2581198.4062 | 1195375.3757 | 2581212.5627 | 1195378.1658 | 2581219.961 | 1195380.6834
118 | 2581177.8273 | 1195422.3474 | 2581180.1074 | 1195407.006 | 2581182.155 | 1195399.7318
119 | 2581132.3222 | 1195370.4154 | 2581126.1519 | 1195370.6573 | 2581114.6223 | 1195372.217 | 2581102.3964 | 1195374.1667
120 | 2581132.3222 | 1195370.4154 | 2581130.1188 | 1195379.5051 | 2581130.7656 | 1195388.8747 | 2581133.8926 | 1195394.62
121 | 2581150.2535 | 1195350.5015 | 2581149.7892 | 1195351.8235
122 | 2581177.8273 | 1195422.3474 | 2581177.7125 | 1195423.1201
123 | 2581074.5502 | 1195382.4283 | 2581092.9622 | 1195376.8549 | 2581101.6773 | 1195374.2814 | 2581102.3964 | 1195374.1667
124 | 2581126.3833 | 1195415.3004 | 2581129.7165 | 1195413.6357 | 2581135.121 | 1195409.7387 | 2581136.9406 | 1195404.5413 | 2581136.4133 | 1195399.2512 | 2581133.8926 | 1195394.62
125 | 2581150.2535 | 1195350.5015 | 2581150.7374 | 1195349.1235 | 2581176.6959 | 1195330.2225
126 | 2581177.7125 | 1195423.1201 | 2581177.5039 | 1195424.5236 | 2581177.5799 | 1195438.9199 | 2581176.0158 | 1195442.5759
127 | 2581186.736 | 1195322.912 | 2581176.6959 | 1195330.2225
128 | 2581108.9053 | 1195424.0295 | 2581126.3833 | 1195415.3004

## bus_geodata
| x | y | coords
0 | 2582293.1816 | 1196298.6072
1 | 2581553.4175 | 1195928.0503
2 | 2581478.8796 | 1196132.6121
3 | 2581566.2948 | 1195900.0835
4 | 2581529.061 | 1195692.0976
5 | 2581539.4628 | 1195560.8868
6 | 2581579.2722 | 1195431.6057
7 | 2581574.6237 | 1195466.503
8 | 2581577.5161 | 1195409.0801
9 | 2581574.2479 | 1195468.0024
10 | 2581573.8163 | 1195391.7773
11 | 2581566.2204 | 1195491.8502
12 | 2581552.8062 | 1195376.4023
13 | 2581584.4105 | 1195398.6498
14 | 2581559.3075 | 1195509.8107
15 | 2581551.7052 | 1195375.5967
16 | 2581607.2072 | 1195405.7485
17 | 2581460.4033 | 1195256.2237
18 | 2581456.0586 | 1195267.5274
19 | 2581461.0839 | 1195252.7014
20 | 2581446.0592 | 1195287.0349
21 | 2581473.5421 | 1195129.0559
22 | 2581435.2861 | 1195308.0519
23 | 2581519.0063 | 1195099.5358
24 | 2581541.9967 | 1195108.2086
25 | 2581509.7058 | 1195096.7415
26 | 2581564.2028 | 1195117.9917
27 | 2581489.0672 | 1195091.8908
28 | 2581608.3225 | 1195145.4366
29 | 2581471.8958 | 1195090.9774
30 | 2581611.9482 | 1195150.5306
31 | 2581654.2702 | 1195145.3417
32 | 2581575.5924 | 1195139.7582
33 | 2581483.8458 | 1195051.7268
34 | 2581456.968 | 1195092.5585
35 | 2581431.0211 | 1195094.7834
36 | 2581666.6806 | 1195147.3567
37 | 2581444.1753 | 1195123.8411
38 | 2581408.2997 | 1195125.6381
39 | 2581398.3745 | 1195127.0143
40 | 2581510.0303 | 1195134.992
41 | 2581517.5572 | 1195136.148
42 | 2581534.0134 | 1195138.6753
43 | 2581443.4469 | 1195312.394
44 | 2581404.3094 | 1195296.1311
45 | 2581475.5273 | 1195329.6759
46 | 2581469.307 | 1195326.2262
47 | 2581487.7331 | 1195336.4452
48 | 2581456.0478 | 1195319.0985
49 | 2581494.0143 | 1195339.9287
50 | 2581453.7844 | 1195317.8942
51 | 2581508.8757 | 1195348.1708
52 | 2581512.574 | 1195350.2212
53 | 2581534.4011 | 1195362.9363
54 | 2581534.2839 | 1195362.8506
55 | 2581529.4171 | 1195359.5573
56 | 2581512.6887 | 1195350.2848
57 | 2581369.9053 | 1195318.1545
58 | 2581379.2805 | 1195293.1855
59 | 2581388.2594 | 1195294.2422
60 | 2581371.6359 | 1195273.9634
61 | 2581400.029 | 1195295.6273
62 | 2581355.7576 | 1195263.1175
63 | 2581323.2032 | 1195396.3163
64 | 2581316.3353 | 1195407.3215
65 | 2581289.3298 | 1195394.4973
66 | 2581337.7021 | 1195417.5908
67 | 2581268.4477 | 1195393.598
68 | 2581349.9894 | 1195422.6158
69 | 2581258.737 | 1195470.9102
70 | 2581272.9246 | 1195390.5623
71 | 2581224.8099 | 1195382.3334
72 | 2581402.0522 | 1195295.8654
73 | 2581350.848 | 1195260.781
74 | 2581795.4104 | 1195325.5634
75 | 2581378.678 | 1195415.1725
76 | 2581374.6372 | 1195424.6239
77 | 2581384.3126 | 1195401.993
78 | 2581199.2245 | 1195540.1706
79 | 2581201.721 | 1195536.2989
80 | 2581197.5713 | 1195542.7345
81 | 2581191.2334 | 1195560.6305
82 | 2581187.9141 | 1195570.0031
83 | 2581330.993 | 1195251.0827
84 | 2581316.5596 | 1195243.5389
85 | 2581301.1739 | 1195235.0326
86 | 2581272.5871 | 1195215.8976
87 | 2581264.8369 | 1195210.0168
88 | 2581263.9337 | 1195209.3314
89 | 2581241.0704 | 1195191.9827
90 | 2581234.0296 | 1195186.6402
91 | 2581219.591 | 1195212.765
92 | 2581232.3328 | 1195263.2817
93 | 2581219.725 | 1195241.7229
94 | 2581229.1808 | 1195285.4813
95 | 2581223.2808 | 1195300.5461
96 | 2581229.3 | 1195302.7049
97 | 2581215.7091 | 1195301.816
98 | 2581250.2873 | 1195314.2451
99 | 2581196.5054 | 1195315.7987
100 | 2581274.7548 | 1195315.2678
101 | 2581298.4701 | 1195314.1937
102 | 2581266.8632 | 1195320.8584
103 | 2581324.3147 | 1195330.5221
104 | 2581260.9033 | 1195320.3715
105 | 2581328.1135 | 1195332.0443
106 | 2581327.1993 | 1195338.4294
107 | 2581305.9095 | 1195382.885
108 | 2581179.5812 | 1195372.6991
109 | 2581161.7716 | 1195370.0437
110 | 2581189.763 | 1195374.2135
111 | 2581148.7296 | 1195369.4741
112 | 2581195.4508 | 1195374.9783
113 | 2581182.155 | 1195399.7318
114 | 2581132.3222 | 1195370.4154
115 | 2581149.7892 | 1195351.8235
116 | 2581219.961 | 1195380.6834
117 | 2581177.8273 | 1195422.3474
118 | 2581102.3964 | 1195374.1667
119 | 2581133.8926 | 1195394.62
120 | 2581150.2535 | 1195350.5015
121 | 2581177.7125 | 1195423.1201
122 | 2581176.6959 | 1195330.2225
123 | 2581186.736 | 1195322.912
124 | 2581074.5502 | 1195382.4283
125 | 2581126.3833 | 1195415.3004
126 | 2581176.0158 | 1195442.5759
127 | 2581108.9053 | 1195424.0295
128 | 2581379.6942 | 1195104.1672
129 | 2581677.6648 | 1195152.9821
130 | 2581379.2805 | 1195293.1855

## line_std_types
| c_nf_per_km | r_ohm_per_km | x_ohm_per_km | max_i_ka | type | q_mm2 | alpha | voltage_rating
NAYY 4x50 SE | 210 | 0.642 | 0.083 | 0.142 | cs | 50 | 0.00403 | LV
NAYY 4x120 SE | 264 | 0.225 | 0.08 | 0.242 | cs | 120 | 0.00403 | LV
NAYY 4x150 SE | 261 | 0.208 | 0.08 | 0.27 | cs | 150 | 0.00403 | LV
NA2XS2Y 1x95 RM/25 12/20 kV | 216 | 0.313 | 0.132 | 0.252 | cs | 95 | 0.00403 | MV
NA2XS2Y 1x185 RM/25 12/20 kV | 273 | 0.161 | 0.117 | 0.362 | cs | 185 | 0.00403 | MV
NA2XS2Y 1x240 RM/25 12/20 kV | 304 | 0.122 | 0.112 | 0.421 | cs | 240 | 0.00403 | MV
NA2XS2Y 1x95 RM/25 6/10 kV | 315 | 0.313 | 0.123 | 0.249 | cs | 95 | 0.00403 | MV
NA2XS2Y 1x185 RM/25 6/10 kV | 406 | 0.161 | 0.11 | 0.358 | cs | 185 | 0.00403 | MV
NA2XS2Y 1x240 RM/25 6/10 kV | 456 | 0.122 | 0.105 | 0.416 | cs | 240 | 0.00403 | MV
NA2XS2Y 1x150 RM/25 12/20 kV | 250 | 0.206 | 0.116 | 0.319 | cs | 150 | 0.00403 | MV
NA2XS2Y 1x120 RM/25 12/20 kV | 230 | 0.253 | 0.119 | 0.283 | cs | 120 | 0.00403 | MV
NA2XS2Y 1x70 RM/25 12/20 kV | 190 | 0.443 | 0.132 | 0.22 | cs | 70 | 0.00403 | MV
NA2XS2Y 1x150 RM/25 6/10 kV | 360 | 0.206 | 0.11 | 0.315 | cs | 150 | 0.00403 | MV
NA2XS2Y 1x120 RM/25 6/10 kV | 340 | 0.253 | 0.113 | 0.28 | cs | 120 | 0.00403 | MV
NA2XS2Y 1x70 RM/25 6/10 kV | 280 | 0.443 | 0.123 | 0.217 | cs | 70 | 0.00403 | MV
N2XS(FL)2Y 1x120 RM/35 64/110 kV | 112 | 0.153 | 0.166 | 0.366 | cs | 120 | 0.00393 | HV
N2XS(FL)2Y 1x185 RM/35 64/110 kV | 125 | 0.099 | 0.156 | 0.457 | cs | 185 | 0.00393 | HV
N2XS(FL)2Y 1x240 RM/35 64/110 kV | 135 | 0.075 | 0.149 | 0.526 | cs | 240 | 0.00393 | HV
N2XS(FL)2Y 1x300 RM/35 64/110 kV | 144 | 0.06 | 0.144 | 0.588 | cs | 300 | 0.00393 | HV
15-AL1/3-ST1A 0.4 | 11 | 1.8769 | 0.35 | 0.105 | ol | 16 | 0.00403 | LV
24-AL1/4-ST1A 0.4 | 11.25 | 1.2012 | 0.335 | 0.14 | ol | 24 | 0.00403 | LV
48-AL1/8-ST1A 0.4 | 12.2 | 0.5939 | 0.3 | 0.21 | ol | 48 | 0.00403 | LV
94-AL1/15-ST1A 0.4 | 13.2 | 0.306 | 0.29 | 0.35 | ol | 94 | 0.00403 | LV
34-AL1/6-ST1A 10.0 | 9.7 | 0.8342 | 0.36 | 0.17 | ol | 34 | 0.00403 | MV
48-AL1/8-ST1A 10.0 | 10.1 | 0.5939 | 0.35 | 0.21 | ol | 48 | 0.00403 | MV
70-AL1/11-ST1A 10.0 | 10.4 | 0.4132 | 0.339 | 0.29 | ol | 70 | 0.00403 | MV
94-AL1/15-ST1A 10.0 | 10.75 | 0.306 | 0.33 | 0.35 | ol | 94 | 0.00403 | MV
122-AL1/20-ST1A 10.0 | 11.1 | 0.2376 | 0.323 | 0.41 | ol | 122 | 0.00403 | MV
149-AL1/24-ST1A 10.0 | 11.25 | 0.194 | 0.315 | 0.47 | ol | 149 | 0.00403 | MV
34-AL1/6-ST1A 20.0 | 9.15 | 0.8342 | 0.382 | 0.17 | ol | 34 | 0.00403 | MV
48-AL1/8-ST1A 20.0 | 9.5 | 0.5939 | 0.372 | 0.21 | ol | 48 | 0.00403 | MV
70-AL1/11-ST1A 20.0 | 9.7 | 0.4132 | 0.36 | 0.29 | ol | 70 | 0.00403 | MV
94-AL1/15-ST1A 20.0 | 10 | 0.306 | 0.35 | 0.35 | ol | 94 | 0.00403 | MV
122-AL1/20-ST1A 20.0 | 10.3 | 0.2376 | 0.344 | 0.41 | ol | 122 | 0.00403 | MV
149-AL1/24-ST1A 20.0 | 10.5 | 0.194 | 0.337 | 0.47 | ol | 149 | 0.00403 | MV
184-AL1/30-ST1A 20.0 | 10.75 | 0.1571 | 0.33 | 0.535 | ol | 184 | 0.00403 | MV
243-AL1/39-ST1A 20.0 | 11 | 0.1188 | 0.32 | 0.645 | ol | 243 | 0.00403 | MV
48-AL1/8-ST1A 110.0 | 8 | 0.5939 | 0.46 | 0.21 | ol | 48 | 0.00403 | HV
70-AL1/11-ST1A 110.0 | 8.4 | 0.4132 | 0.45 | 0.29 | ol | 70 | 0.00403 | HV
94-AL1/15-ST1A 110.0 | 8.65 | 0.306 | 0.44 | 0.35 | ol | 94 | 0.00403 | HV
122-AL1/20-ST1A 110.0 | 8.5 | 0.2376 | 0.43 | 0.41 | ol | 122 | 0.00403 | HV
149-AL1/24-ST1A 110.0 | 8.75 | 0.194 | 0.41 | 0.47 | ol | 149 | 0.00403 | HV
184-AL1/30-ST1A 110.0 | 8.8 | 0.1571 | 0.4 | 0.535 | ol | 184 | 0.00403 | HV
243-AL1/39-ST1A 110.0 | 9 | 0.1188 | 0.39 | 0.645 | ol | 243 | 0.00403 | HV
305-AL1/39-ST1A 110.0 | 9.2 | 0.0949 | 0.38 | 0.74 | ol | 305 | 0.00403 | HV
490-AL1/64-ST1A 110.0 | 9.75 | 0.059 | 0.37 | 0.96 | ol | 490 | 0.00403 | HV
679-AL1/86-ST1A 110.0 | 9.95 | 0.042 | 0.36 | 1.15 | ol | 679 | 0.00403 | HV
490-AL1/64-ST1A 220.0 | 10 | 0.059 | 0.285 | 0.96 | ol | 490 | 0.00403 | HV
679-AL1/86-ST1A 220.0 | 11.7 | 0.042 | 0.275 | 1.15 | ol | 679 | 0.00403 | HV
490-AL1/64-ST1A 380.0 | 11 | 0.059 | 0.253 | 0.96 | ol | 490 | 0.00403 | HV
679-AL1/86-ST1A 380.0 | 14.6 | 0.042 | 0.25 | 1.15 | ol | 679 | 0.00403 | HV

## trafo_std_types
| i0_percent | pfe_kw | vkr_percent | sn_mva | vn_lv_kv | vn_hv_kv | vk_percent | shift_degree | vector_group | tap_side | tap_neutral | tap_min | tap_max | tap_step_degree | tap_step_percent | tap_phase_shifter
160 MVA 380/110 kV | 0.06 | 60 | 0.25 | 160 | 110 | 380 | 12.2 | 0 | Yy0 | hv | 0 | -9 | 9 | 0 | 1.5 | FALSE
100 MVA 220/110 kV | 0.06 | 55 | 0.26 | 100 | 110 | 220 | 12 | 0 | Yy0 | hv | 0 | -9 | 9 | 0 | 1.5 | FALSE
63 MVA 110/20 kV | 0.04 | 22 | 0.32 | 63 | 20 | 110 | 18 | 150 | YNd5 | hv | 0 | -9 | 9 | 0 | 1.5 | FALSE
40 MVA 110/20 kV | 0.05 | 18 | 0.34 | 40 | 20 | 110 | 16.2 | 150 | YNd5 | hv | 0 | -9 | 9 | 0 | 1.5 | FALSE
25 MVA 110/20 kV | 0.07 | 14 | 0.41 | 25 | 20 | 110 | 12 | 150 | YNd5 | hv | 0 | -9 | 9 | 0 | 1.5 | FALSE
63 MVA 110/10 kV | 0.04 | 22 | 0.32 | 63 | 10 | 110 | 18 | 150 | YNd5 | hv | 0 | -9 | 9 | 0 | 1.5 | FALSE
40 MVA 110/10 kV | 0.05 | 18 | 0.34 | 40 | 10 | 110 | 16.2 | 150 | YNd5 | hv | 0 | -9 | 9 | 0 | 1.5 | FALSE
25 MVA 110/10 kV | 0.07 | 14 | 0.41 | 25 | 10 | 110 | 12 | 150 | YNd5 | hv | 0 | -9 | 9 | 0 | 1.5 | FALSE
0.25 MVA 20/0.4 kV | 0.32 | 0.8 | 1.44 | 0.25 | 0.4 | 20 | 6 | 150 | Yzn5 | hv | 0 | -2 | 2 | 0 | 2.5 | FALSE
0.4 MVA 20/0.4 kV | 0.3375 | 1.35 | 1.425 | 0.4 | 0.4 | 20 | 6 | 150 | Dyn5 | hv | 0 | -2 | 2 | 0 | 2.5 | FALSE
0.63 MVA 20/0.4 kV | 0.2619 | 1.65 | 1.206 | 0.63 | 0.4 | 20 | 6 | 150 | Dyn5 | hv | 0 | -2 | 2 | 0 | 2.5 | FALSE
0.25 MVA 10/0.4 kV | 0.24 | 0.6 | 1.2 | 0.25 | 0.4 | 10 | 4 | 150 | Dyn5 | hv | 0 | -2 | 2 | 0 | 2.5 | FALSE
0.4 MVA 10/0.4 kV | 0.2375 | 0.95 | 1.325 | 0.4 | 0.4 | 10 | 4 | 150 | Dyn5 | hv | 0 | -2 | 2 | 0 | 2.5 | FALSE
0.63 MVA 10/0.4 kV | 0.1873 | 1.18 | 1.0794 | 0.63 | 0.4 | 10 | 4 | 150 | Dyn5 | hv | 0 | -2 | 2 | 0 | 2.5 | FALSE

## trafo3w_std_types
| sn_hv_mva | sn_mv_mva | sn_lv_mva | vn_hv_kv | vn_mv_kv | vn_lv_kv | vk_hv_percent | vk_mv_percent | vk_lv_percent | vkr_hv_percent | vkr_mv_percent | vkr_lv_percent | pfe_kw | i0_percent | shift_mv_degree | shift_lv_degree | vector_group | tap_side | tap_neutral | tap_min | tap_max | tap_step_percent
63/25/38 MVA 110/20/10 kV | 63 | 25 | 38 | 110 | 20 | 10 | 10.4 | 10.4 | 10.4 | 0.28 | 0.32 | 0.35 | 35 | 0.89 | 0 | 0 | YN0yn0yn0 | hv | 0 | -10 | 10 | 1.2
63/25/38 MVA 110/10/10 kV | 63 | 25 | 38 | 110 | 10 | 10 | 10.4 | 10.4 | 10.4 | 0.28 | 0.32 | 0.35 | 35 | 0.89 | 0 | 0 | YN0yn0yn0 | hv | 0 | -10 | 10 | 1.2

## fuse_std_types
| fuse_type | i_rated_a | t_avg | t_min | t_total | x_avg | x_min | x_total
HV 100A | HV 100A | 100 | 0 | [10.0, 3.64, 0.854, 0.281, 0.1, 0.0531, 0.022, 0.01] | [10.0, 4.267, 1.21, 0.403, 0.1, 0.058, 0.022, 0.01] | 0 | [300.0, 350.0, 450.0, 550.0, 700.0, 850.0, 1200.0, 1752.0] | [600.0, 700.0, 900.0, 1150.0, 1665.0, 2000.0, 3000.0, 4313.0]
HV 10A | HV 10A | 10 | 0 | [10.0, 1675.0, 0.344, 0.156, 0.1, 0.0417, 0.0171, 0.01] | [10.0, 1.3, 0.3, 0.155, 0.1, 0.0555, 0.023, 0.01] | 0 | [30.0, 32.0, 35.0, 37.0, 39.0, 50.0, 70.0, 88.0] | [60.0, 70.0, 80.0, 87.0, 94.0, 110.0, 150.0, 216.0]
HV 125A | HV 125A | 125 | 0 | [10.0, 1.82, 0.344, 0.1, 0.0467, 0.0269, 0.01] | [10.0, 2.478, 0.426, 0.1, 0.0427, 0.0211, 0.01] | 0 | [375.0, 500.0, 700.0, 925.0, 1200.0, 1500.0, 2341.0] | [750.0, 1000.0, 1500.0, 2200.0, 3000.0, 4000.0, 5765.0]
HV 160A | HV 160A | 160 | 0 | [10.0, 4.15, 1.03, 0.198, 0.1, 0.051, 0.0172, 0.01] | [10.0, 2.3, 0.734, 0.274, 0.1, 0.046, 0.0177, 0.01] | 0 | [480.0, 550.0, 700.0, 1000.0, 1260.0, 1600.0, 2500.0, 3227.0] | [960.0, 1300.0, 1700.0, 2200.0, 2996.0, 4000.0, 6000.0, 7946.0]
HV 16A | HV 16A | 16 | 0 | [10.0, 0.352, 0.164, 0.1, 0.0649, 0.0342, 0.01] | [10.0, 2.34, 0.722, 0.181, 0.1, 0.055, 0.0296, 0.01] | 0 | [48.0, 60.0, 65.0, 71.0, 80.0, 100.0, 162.0] | [96.0, 110.0, 125.0, 150.0, 168.0, 200.0, 250.0, 398.0]
HV 200A | HV 200A | 200 | 0 | [10.0, 4.267, 1.21, 0.403, 0.1, 0.058, 0.022, 0.01] | [10.0, 3.73, 1.654, 0.328, 0.1, 0.0531, 0.019, 0.01] | 0 | [600.0, 700.0, 900.0, 1150.0, 1665.0, 2000.0, 3000.0, 4313.0] | [1200.0, 1500.0, 1800.0, 2700.0, 3960.0, 5000.0, 7500.0, 10620.0]
HV 20A | HV 20A | 20 | 0 | [10.0, 1.3, 0.3, 0.155, 0.1, 0.0555, 0.023, 0.01] | [10.0, 1.3, 0.161, 0.1, 0.0611, 0.0399, 0.0141, 0.01] | 0 | [60.0, 70.0, 80.0, 87.0, 94.0, 110.0, 150.0, 216.0] | [120.0, 150.0, 200.0, 223.0, 260.0, 300.0, 450.0, 532.0]
HV 25A | HV 25A | 25 | 0 | [10.0, 2.512, 0.833, 0.299, 0.1, 0.0372, 0.0223, 0.01] | [10.0, 3.125, 0.597, 0.198, 0.1, 0.0378, 0.022, 0.01] | 0 | [75.0, 82.0, 90.0, 100.0, 124.0, 170.0, 200.0, 289.0] | [150.0, 170.0, 210.0, 250.0, 294.0, 400.0, 500.0, 711.0]
HV 31.5A | HV 31.5A | 31.5 | 0 | [10.0, 2.34, 0.722, 0.181, 0.1, 0.055, 0.0296, 0.01] | [10.0, 2.84, 0.368, 0.164, 0.1, 0.0621, 0.0378, 0.0195, 0.01] | 0 | [95.0, 110.0, 125.0, 150.0, 165.0, 200.0, 250.0, 390.0] | [189.0, 220.0, 300.0, 350.0, 393.0, 450.0, 530.0, 700.0, 960.0]
HV 40A | HV 40A | 40 | 0 | [10.0, 1.3, 0.161, 0.1, 0.0611, 0.0399, 0.0141, 0.01] | [10.0, 2.05, 0.369, 0.198, 0.1, 0.051, 0.0298, 0.01] | 0 | [120.0, 150.0, 200.0, 223.0, 260.0, 300.0, 450.0, 532.0] | [240.0, 300.0, 400.0, 450.0, 530.0, 650.0, 800.0, 1311.0]
HV 50A | HV 50A | 50 | 0 | [10.0, 3.215, 0.597, 0.198, 0.1, 0.0378, 0.022, 0.01] | [10.0, 3.64, 0.854, 0.281, 0.1, 0.0531, 0.022, 0.01] | 0 | [150.0, 170.0, 210.0, 250.0, 294.0, 400.0, 500.0, 711.0] | [300.0, 350.0, 450.0, 550.0, 700.0, 850.0, 1200.0, 1752.0]
HV 6.3A | HV 6.3A | 6.3 | 0 | [10.0, 1.39, 0.344, 0.168, 0.1, 0.056, 0.0263, 0.01] | [10.0, 1.711, 0.516, 0.198, 0.1, 0.0634, 0.0303, 0.01] | 0 | [19.0, 19.5, 20.4, 20.8, 22.0, 25.0, 32.0, 48.0] | [38.0, 40.0, 43.0, 48.0, 53.0, 60.0, 75.0, 118.0]
HV 63A | HV 63A | 63 | 0 | [10.0, 2.84, 0.368, 0.164, 0.1, 0.0621, 0.0378, 0.0195, 0.01] | [10.0, 1.82, 0.344, 0.1, 0.0467, 0.0269, 0.01] | 0 | [189.0, 220.0, 300.0, 350.0, 393.0, 450.0, 530.0, 700.0, 961.0] | [378.0, 500.0, 700.0, 934.0, 1200.0, 1500.0, 2366.0]
HV 80A | HV 80A | 80 | 0 | [10.0, 2.05, 0.369, 0.198, 0.1, 0.051, 0.0298, 0.01] | [10.0, 4.15, 1.03, 0.198, 0.1, 0.051, 0.0172, 0.01] | 0 | [240.0, 300.0, 400.0, 450.0, 530.0, 650.0, 800.0, 1311.0] | [480.0, 550.0, 700.0, 1000.0, 1260.0, 1600.0, 2500.0, 3227.0]
Siemens NH-1-100 | Siemens NH-1-100 | 100 | [5400.0, 2000.0, 400.0, 20.0, 1.0, 0.2, 0.012, 0.004] | 0 | 0 | [150.0, 190.0, 250.0, 430.0, 900.0, 1250.0, 2700.0, 3600.0] | 0 | 0
Siemens NH-1-125 | Siemens NH-1-125 | 125 | [4800.0, 120.0, 7.0, 0.1, 0.004] | 0 | 0 | [180.0, 400.0, 740.0, 2000.0, 4250.0] | 0 | 0
Siemens NH-1-16 | Siemens NH-1-16 | 16 | [4000.0, 400.0, 2.0, 0.1, 0.04, 0.01] | 0 | 0 | [26.0, 35.0, 75.0, 150.0, 200.0, 300.0] | 0 | 0
Siemens NH-1-160 | Siemens NH-1-160 | 160 | [4800.0, 120.0, 7.0, 0.1, 0.004] | 0 | 0 | [210.0, 500.0, 900.0, 2300.0, 5000.0] | 0 | 0
Siemens NH-1-25 | Siemens NH-1-25 | 25 | [4000.0, 1000.0, 10.0, 0.2, 0.02, 0.01] | 0 | 0 | [40.0, 50.0, 100.0, 210.0, 400.0, 500.0] | 0 | 0
Siemens NH-1-50 | Siemens NH-1-50 | 50 | [4000.0, 40.0, 4.0, 1.0, 0.02, 0.01] | 0 | 0 | [86.0, 200.0, 300.0, 400.0, 1000.0, 1280.0] | 0 | 0
Siemens NH-1-63 | Siemens NH-1-63 | 63 | [4000.0, 100.0, 10.0, 2.0, 0.04, 0.01] | 0 | 0 | [100.0, 200.0, 300.0, 400.0, 1000.0, 1500.0] | 0 | 0
Siemens NH-1-80 | Siemens NH-1-80 | 80 | [4800.0, 120.0, 7.0, 0.1, 0.01] | 0 | 0 | [150.58, 250.0, 450.0, 1150.0, 2470.0] | 0 | 0
Siemens NH-2-1000 | Siemens NH-2-1000 | 1000 | [4800.0, 120.0, 7.0, 0.1, 0.004] | 0 | 0 | [1900.0, 3500.0, 8400.0, 24000.0, 52000.0] | 0 | 0
Siemens NH-2-200 | Siemens NH-2-200 | 200 | [4800.0, 120.0, 7.0, 0.1, 0.004] | 0 | 0 | [280.0, 650.0, 1200.0, 3000.0, 7000.0] | 0 | 0
Siemens NH-2-224 | Siemens NH-2-224 | 224 | [4800.0, 120.0, 7.0, 0.2, 0.04, 0.004] | 0 | 0 | [400.0, 750.0, 1453.0, 3025.0, 4315.0, 7600.0] | 0 | 0
Siemens NH-2-250 | Siemens NH-2-250 | 250 | [4800.0, 120.0, 7.0, 0.1, 0.004] | 0 | 0 | [450.0, 800.0, 1650.0, 4000.0, 8500.0] | 0 | 0
Siemens NH-2-315 | Siemens NH-2-315 | 315 | [4800.0, 120.0, 7.0, 0.1, 0.004] | 0 | 0 | [550.0, 920.0, 1900.0, 5000.0, 11000.0] | 0 | 0
Siemens NH-2-355 | Siemens NH-2-355 | 355 | [4800.0, 120.0, 6.0, 0.1, 0.004] | 0 | 0 | [650.0, 1116.27, 2350.0, 5840.0, 12790.0] | 0 | 0
Siemens NH-2-400 | Siemens NH-2-400 | 400 | [4800.0, 120.0, 7.0, 0.1, 0.004] | 0 | 0 | [720.0, 1350.0, 2800.0, 6500.0, 15000.0] | 0 | 0
Siemens NH-2-425 | Siemens NH-2-425 | 425 | [4800.0, 120.0, 7.0, 0.1, 0.004] | 0 | 0 | [850.0, 1500.0, 3050.0, 7500.0, 16500.0] | 0 | 0
Siemens NH-2-630 | Siemens NH-2-630 | 630 | [4800.0, 120.0, 7.0, 0.1, 0.004] | 0 | 0 | [1200.0, 2000.0, 4800.0, 12000.0, 26000.0] | 0 | 0

## res_bus
| vm_pu | va_degree | p_mw | q_mvar
0 | 0.98481 | -0.29365 | 0.00028897 | 7.2422e-05
1 | 0.98502 | -0.28915 | 0.001722 | 0.00043158
2 | 0.98463 | -0.29691 | 0.0019793 | 0.00049605
3 | 0.98514 | -0.28693 | 0 | 0
4 | 0.98591 | -0.27165 | 0.00070204 | 0.00017595
5 | 0.98648 | -0.26048 | 0.0010333 | 0.00025897
6 | 0.98737 | -0.24294 | 0.0023153 | 0.00058026
7 | 0.98706 | -0.24905 | 0.0016171 | 0.00040529
8 | 0.98762 | -0.23809 | 0.0012154 | 0.00030462
9 | 0.98705 | -0.24927 | 0.00060798 | 0.00015237
10 | 0.98784 | -0.23393 | 0 | 0
11 | 0.98688 | -0.25261 | 0.0009983 | 0.0002502
12 | 0.98823 | -0.22616 | 0.0034806 | 0.00087231
13 | 0.98779 | -0.23473 | 0.00051546 | 0.00012919
14 | 0.98677 | -0.25481 | 0.00062903 | 0.00015765
15 | 0.98826 | -0.22567 | 0.0023243 | 0.00058253
16 | 0.98773 | -0.23604 | 0.0018009 | 0.00045135
17 | 0.99093 | -0.17371 | 0.00042311 | 0.00010604
18 | 0.99127 | -0.16706 | 0.0004024 | 0.00010085
19 | 0.99083 | -0.17565 | 0.0042195 | 0.0010575
20 | 0.9919 | -0.15493 | 0.0029172 | 0.00073111
21 | 0.98784 | -0.23355 | 0.00084474 | 0.00021171
22 | 0.99264 | -0.14066 | 0 | 0
23 | 0.98473 | -0.29422 | 0.00048881 | 0.00012251
24 | 0.98489 | -0.29092 | 0.00092756 | 0.00023247
25 | 0.98466 | -0.29543 | 0.0014198 | 0.00035583
26 | 0.98508 | -0.28725 | 0.00096685 | 0.00024232
27 | 0.98456 | -0.29755 | 0.0028051 | 0.00070303
28 | 0.98553 | -0.27852 | 0.00296 | 0.00074185
29 | 0.98451 | -0.29841 | 0 | 0
30 | 0.9856 | -0.27713 | 0 | 0
31 | 0.98553 | -0.27859 | 0 | 0
32 | 0.9861 | -0.26739 | 0.0015679 | 0.00039296
33 | 0.98449 | -0.29891 | 0.00064511 | 0.00016168
34 | 0.98448 | -0.29898 | 0.00032724 | 8.2013e-05
35 | 0.98444 | -0.29981 | 0.00072975 | 0.00018289
36 | 0.9855 | -0.27902 | 0.00087948 | 0.00022042
37 | 0.98774 | -0.23555 | 0.0013806 | 0.00034601
38 | 0.98766 | -0.23707 | 0.0014022 | 0.00035142
39 | 0.98765 | -0.23724 | 0.000956 | 0.0002396
40 | 0.98711 | -0.24781 | 0.0011267 | 0.00028238
41 | 0.98696 | -0.25059 | 0.0035487 | 0.00088939
42 | 0.9867 | -0.25563 | 0.0011257 | 0.00028214
43 | 0.99219 | -0.14942 | 0.0014776 | 0.00037031
44 | 0.99531 | -0.089276 | 0.00044423 | 0.00011133
45 | 0.9907 | -0.17822 | 0.001131 | 0.00028345
46 | 0.99096 | -0.17316 | 0.0004637 | 0.00011621
47 | 0.9902 | -0.18788 | 0.00075917 | 0.00019027
48 | 0.99152 | -0.16233 | 0.0058512 | 0.0014664
49 | 0.98995 | -0.19276 | 0.0030744 | 0.00077051
50 | 0.99163 | -0.16023 | 0.0056825 | 0.0014242
51 | 0.9894 | -0.20338 | 0.0027378 | 0.00068615
52 | 0.98928 | -0.20582 | 0.0023999 | 0.00060148
53 | 0.9887 | -0.21706 | 0.00077186 | 0.00019345
54 | 0.9887 | -0.217 | 0.00054263 | 0.00013599
55 | 0.98883 | -0.2145 | 0.0014439 | 0.00036187
56 | 0.98927 | -0.20589 | 0.0046993 | 0.0011778
57 | 1 | 0 | -0.21041 | -0.053487
58 | 0.99744 | -0.048491 | 0 | 0
59 | 0.99667 | -0.063285 | 0.00061974 | 0.00015532
60 | 0.99634 | -0.069299 | 0.0015619 | 0.00039145
61 | 0.99566 | -0.082582 | 0.0041943 | 0.0010512
62 | 0.99535 | -0.088146 | 0.00055065 | 0.00013801
63 | 0.97187 | -0.54307 | 0 | 0
64 | 0.97176 | -0.5451 | 0 | 0
65 | 0.97214 | -0.53764 | 0.0018146 | 0.00045478
66 | 0.97157 | -0.54885 | 0.0025046 | 0.00062771
67 | 0.97234 | -0.53365 | 0.0023853 | 0.00059781
68 | 0.9715 | -0.55032 | 0.0011619 | 0.00029119
69 | 0.97153 | -0.54978 | 0.0026817 | 0.00067211
70 | 0.97232 | -0.53404 | 0.0028743 | 0.00072037
71 | 0.97352 | -0.51046 | 0.0058144 | 0.0014572
72 | 0.99549 | -0.085753 | 0.00038345 | 9.6103e-05
73 | 0.99507 | -0.093425 | 0.00025544 | 6.402e-05
74 | 0.9875 | -0.24053 | 0.0012261 | 0.00030728
75 | 0.97134 | -0.55346 | 0.002013 | 0.00050451
76 | 0.97137 | -0.5528 | 0.0013748 | 0.00034455
77 | 0.97132 | -0.55385 | 0.001463 | 0.00036666
78 | 0.9708 | -0.56411 | 0.0057206 | 0.0014337
79 | 0.97084 | -0.56346 | 0.00090879 | 0.00022776
80 | 0.9708 | -0.56422 | 0 | 0
81 | 0.97076 | -0.56488 | 0.00066605 | 0.00016693
82 | 0.97075 | -0.56511 | 0.0012356 | 0.00030966
83 | 0.99394 | -0.11486 | 0.0021652 | 0.00054265
84 | 0.99313 | -0.13037 | 0.0010466 | 0.0002623
85 | 0.99225 | -0.14699 | 0.002786 | 0.00069824
86 | 0.99059 | -0.17876 | 0.00058228 | 0.00014593
87 | 0.99013 | -0.18771 | 0.0010705 | 0.00026829
88 | 0.99007 | -0.18874 | 0.00333 | 0.00083457
89 | 0.98875 | -0.21405 | 0.0019762 | 0.00049528
90 | 0.98835 | -0.22171 | 0 | 0
91 | 0.98701 | -0.2476 | 0.0098292 | 0.0024634
92 | 0.98456 | -0.29477 | 0.0025732 | 0.00064491
93 | 0.98555 | -0.27565 | 0.0022275 | 0.00055828
94 | 0.98366 | -0.31222 | 0.00090044 | 0.00022567
95 | 0.98244 | -0.33602 | 0 | 0
96 | 0.98232 | -0.33829 | 0.002286 | 0.00057291
97 | 0.98199 | -0.34463 | 0.0016115 | 0.00040387
98 | 0.98193 | -0.34584 | 0.0014765 | 0.00037004
99 | 0.98066 | -0.37053 | 0.0017867 | 0.00044778
100 | 0.98161 | -0.3523 | 0.0029299 | 0.0007343
101 | 0.98145 | -0.35542 | 0.0023509 | 0.00058919
102 | 0.98169 | -0.35065 | 0.002056 | 0.00051527
103 | 0.98133 | -0.35773 | 0 | 0
104 | 0.98175 | -0.34937 | 0.0044696 | 0.0011202
105 | 0.98132 | -0.35785 | 0.0016125 | 0.00040412
106 | 0.98131 | -0.35812 | 0.0025079 | 0.00062853
107 | 0.97229 | -0.53469 | 0.0010265 | 0.00025726
108 | 0.9752 | -0.4773 | 0.00047358 | 0.00011869
109 | 0.97598 | -0.46205 | 0.00061628 | 0.00015446
110 | 0.97476 | -0.48595 | 0 | 0
111 | 0.97655 | -0.45084 | 0 | 0
112 | 0.97455 | -0.49014 | 0.0027522 | 0.00068978
113 | 0.97461 | -0.48888 | 0.00074779 | 0.00018741
114 | 0.97642 | -0.4533 | 0 | 0
115 | 0.97749 | -0.43243 | 0.0011774 | 0.00029509
116 | 0.97368 | -0.50729 | 0.0033705 | 0.00084473
117 | 0.9745 | -0.49111 | 0.0013601 | 0.00034088
118 | 0.97633 | -0.45509 | 0.00080407 | 0.00020152
119 | 0.97631 | -0.45561 | 0.00062735 | 0.00015723
120 | 0.97756 | -0.43099 | 0.00028342 | 7.1032e-05
121 | 0.9745 | -0.49116 | 0.0016846 | 0.0004222
122 | 0.97933 | -0.39642 | 0.0013756 | 0.00034476
123 | 0.98 | -0.38335 | 0.00051914 | 0.00013011
124 | 0.97627 | -0.45638 | 0.0024328 | 0.00060972
125 | 0.9762 | -0.45772 | 0.001555 | 0.00038972
126 | 0.97446 | -0.49197 | 0.0022135 | 0.00055474
127 | 0.97615 | -0.45872 | 0.0028029 | 0.00070248
128 | 0.98439 | -0.30079 | 0.0010408 | 0.00026086
129 | 0.98549 | -0.27925 | 0.00099939 | 0.00025047
130 | 0.99998 | 149.9956 | 0 | 0

## res_line
| p_from_mw | q_from_mvar | p_to_mw | q_to_mvar | pl_mw | ql_mvar | i_from_ka | i_to_ka | i_ka | vm_from_pu | va_from_degree | vm_to_pu | va_to_degree | loading_percent
0 | -0.00028897 | -7.2422e-05 | 0.00028902 | 6.1929e-05 | 5.8659e-08 | -1.0492e-05 | 0.00043662 | 0.00043313 | 0.00043662 | 0.98481 | -0.29365 | 0.98502 | -0.28915 | 0.11995
1 | 0.00198 | 0.00049375 | -0.0019793 | -0.00049605 | 7.3024e-07 | -2.3029e-06 | 0.0029902 | 0.0029912 | 0.0029912 | 0.98502 | -0.28915 | 0.98463 | -0.29691 | 0.82175
2 | -0.003991 | -0.00098726 | 0.0039915 | 0.00098713 | 4.192e-07 | -1.2384e-07 | 0.0060244 | 0.0060243 | 0.0060244 | 0.98502 | -0.28915 | 0.98514 | -0.28693 | 1.6551
3 | -0.0039915 | -0.00098713 | 0.0039943 | 0.00098628 | 2.8751e-06 | -8.5225e-07 | 0.0060243 | 0.0060233 | 0.0060243 | 0.98514 | -0.28693 | 0.98591 | -0.27165 | 1.655
4 | -0.0046964 | -0.0011622 | 0.0046989 | 0.0011621 | 2.476e-06 | -9.4818e-08 | 0.0070829 | 0.0070823 | 0.0070829 | 0.98591 | -0.27165 | 0.98648 | -0.26048 | 1.9459
5 | -0.0057322 | -0.0014211 | 0.0057337 | 0.0014214 | 1.5342e-06 | 2.8213e-07 | 0.008641 | 0.0086407 | 0.008641 | 0.98648 | -0.26048 | 0.98677 | -0.25481 | 2.3739
6 | 0.0095908 | 0.0023889 | -0.009588 | -0.0023875 | 2.776e-06 | 1.3232e-06 | 0.014449 | 0.014449 | 0.014449 | 0.98737 | -0.24294 | 0.98706 | -0.24905 | 3.9694
7 | -0.011906 | -0.0029691 | 0.011909 | 0.0029706 | 2.7413e-06 | 1.4638e-06 | 0.017938 | 0.017938 | 0.017938 | 0.98737 | -0.24294 | 0.98762 | -0.23809 | 4.928
8 | 0.0079709 | 0.0019822 | -0.0079708 | -0.0019822 | 8.362e-08 | 3.376e-08 | 0.012011 | 0.012011 | 0.012011 | 0.98706 | -0.24905 | 0.98705 | -0.24927 | 3.2997
9 | -0.013124 | -0.0032752 | 0.013127 | 0.0032766 | 2.5931e-06 | 1.4331e-06 | 0.019769 | 0.019769 | 0.019769 | 0.98762 | -0.23809 | 0.98784 | -0.23393 | 5.431
10 | 0.0073629 | 0.0018298 | -0.0073617 | -0.0018294 | 1.1634e-06 | 4.2246e-07 | 0.011094 | 0.011094 | 0.011094 | 0.98705 | -0.24927 | 0.98688 | -0.25261 | 3.0479
11 | -0.01667 | -0.0041617 | 0.016676 | 0.0041653 | 6.1532e-06 | 3.6046e-06 | 0.025105 | 0.025105 | 0.025105 | 0.98784 | -0.23393 | 0.98823 | -0.22616 | 6.8969
12 | 0.003543 | 0.00088511 | -0.0035429 | -0.00088518 | 1.3483e-07 | -7.5364e-08 | 0.005336 | 0.005336 | 0.005336 | 0.98784 | -0.23393 | 0.98779 | -0.23473 | 1.4659
13 | 0.0063634 | 0.0015792 | -0.0063627 | -0.001579 | 6.6361e-07 | 1.7884e-07 | 0.0095892 | 0.0095893 | 0.0095893 | 0.98688 | -0.25261 | 0.98677 | -0.25481 | 2.6344
14 | -0.020157 | -0.0050377 | 0.020157 | 0.0050379 | 4.7112e-07 | 2.8403e-07 | 0.030346 | 0.030346 | 0.030346 | 0.98823 | -0.22616 | 0.98826 | -0.22567 | 8.3367
15 | 0.0030274 | 0.000756 | -0.0030272 | -0.00075618 | 1.8759e-07 | -1.8793e-07 | 0.0045596 | 0.0045597 | 0.0045597 | 0.98779 | -0.23473 | 0.98773 | -0.23604 | 1.2527
16 | -0.022481 | -0.0056205 | 0.022491 | 0.0056261 | 9.2102e-06 | 5.6197e-06 | 0.033845 | 0.033845 | 0.033845 | 0.98826 | -0.22567 | 0.9887 | -0.21706 | 9.2981
17 | 0.0012263 | 0.00030483 | -0.0012261 | -0.00030728 | 2.6172e-07 | -2.4503e-06 | 0.0018466 | 0.0018475 | 0.0018475 | 0.98773 | -0.23604 | 0.9875 | -0.24053 | 0.50756
18 | -0.030907 | -0.0077843 | 0.030917 | 0.0077904 | 9.837e-06 | 6.1388e-06 | 0.046424 | 0.046424 | 0.046424 | 0.99093 | -0.17371 | 0.99127 | -0.16706 | 12.7539
19 | 0.030484 | 0.0076783 | -0.030481 | -0.0076765 | 2.8206e-06 | 1.759e-06 | 0.045789 | 0.045789 | 0.045789 | 0.99093 | -0.17371 | 0.99083 | -0.17565 | 12.5794
20 | -0.031319 | -0.0078913 | 0.031337 | 0.0079026 | 1.8181e-05 | 1.1353e-05 | 0.047028 | 0.047028 | 0.047028 | 0.99127 | -0.16706 | 0.9919 | -0.15493 | 12.9199
21 | 0.026261 | 0.006619 | -0.026189 | -0.0065742 | 7.2536e-05 | 4.4827e-05 | 0.039452 | 0.039453 | 0.039453 | 0.99083 | -0.17565 | 0.98784 | -0.23355 | 10.8387
22 | -0.034254 | -0.0086338 | 0.034278 | 0.0086484 | 2.3402e-05 | 1.4673e-05 | 0.051405 | 0.051404 | 0.051405 | 0.9919 | -0.15493 | 0.99264 | -0.14066 | 14.1221
23 | 0.021605 | 0.0054261 | -0.02159 | -0.0054171 | 1.4691e-05 | 8.9292e-06 | 0.032548 | 0.032548 | 0.032548 | 0.98784 | -0.23355 | 0.98711 | -0.24781 | 8.9418
24 | 0.0037393 | 0.00093639 | -0.0037389 | -0.00093654 | 3.5642e-07 | -1.5541e-07 | 0.0056323 | 0.0056325 | 0.0056325 | 0.98784 | -0.23355 | 0.98774 | -0.23555 | 1.5474
25 | 0.053672 | 0.013496 | -0.053649 | -0.013482 | 2.2449e-05 | 1.4248e-05 | 0.080473 | 0.080473 | 0.080473 | 0.99264 | -0.14066 | 0.99219 | -0.14942 | 22.1079
26 | -0.08795 | -0.022145 | 0.088166 | 0.022283 | 0.00021664 | 0.00013822 | 0.13188 | 0.13188 | 0.13188 | 0.99264 | -0.14066 | 0.99531 | -0.089276 | 36.2299
27 | -0.007458 | -0.0018673 | 0.0074591 | 0.0018677 | 1.1707e-06 | 4.3645e-07 | 0.011269 | 0.011269 | 0.011269 | 0.98473 | -0.29422 | 0.98489 | -0.29092 | 3.0959
28 | 0.0069691 | 0.0017448 | -0.0069687 | -0.0017446 | 4.0383e-07 | 1.3491e-07 | 0.01053 | 0.01053 | 0.01053 | 0.98473 | -0.29422 | 0.98466 | -0.29543 | 2.893
29 | -0.0083867 | -0.0021002 | 0.0083882 | 0.0021008 | 1.465e-06 | 6.2787e-07 | 0.01267 | 0.01267 | 0.01267 | 0.98489 | -0.29092 | 0.98508 | -0.28725 | 3.4809
30 | 0.0055489 | 0.0013888 | -0.0055484 | -0.0013887 | 5.5941e-07 | 8.816e-08 | 0.0083848 | 0.0083849 | 0.0083849 | 0.98466 | -0.29543 | 0.98456 | -0.29755 | 2.3036
31 | -0.009355 | -0.0023431 | 0.0093589 | 0.002345 | 3.8906e-06 | 1.8282e-06 | 0.014131 | 0.01413 | 0.014131 | 0.98508 | -0.28725 | 0.98553 | -0.27852 | 3.8821
32 | 0.0027432 | 0.00068569 | -0.0027431 | -0.00068584 | 1.1215e-07 | -1.4954e-07 | 0.0041454 | 0.0041454 | 0.0041454 | 0.98456 | -0.29755 | 0.98451 | -0.29841 | 1.1389
33 | -0.012319 | -0.0030868 | 0.01232 | 0.0030873 | 8.1269e-07 | 4.4029e-07 | 0.0186 | 0.0186 | 0.0186 | 0.98553 | -0.27852 | 0.9856 | -0.27713 | 5.1098
34 | 0.002098 | 0.00052469 | -0.0020979 | -0.00052485 | 5.659e-08 | -1.5466e-07 | 0.0031706 | 0.0031707 | 0.0031707 | 0.98451 | -0.29841 | 0.98448 | -0.29898 | 0.87106
35 | 0.00064513 | 0.00016114 | -0.00064511 | -0.00016168 | 1.5309e-08 | -5.3632e-07 | 0.00097487 | 0.00097506 | 0.00097506 | 0.98451 | -0.29841 | 0.98449 | -0.29891 | 0.26787
36 | 0.001879 | 0.00047013 | -0.0018789 | -0.0004706 | 1.3037e-07 | -4.671e-07 | 0.0028366 | 0.0028368 | 0.0028368 | 0.9856 | -0.27713 | 0.98553 | -0.27859 | 0.77935
37 | -0.014199 | -0.0035574 | 0.014205 | 0.0035611 | 6.5896e-06 | 3.7298e-06 | 0.021436 | 0.021436 | 0.021436 | 0.9856 | -0.27713 | 0.9861 | -0.26739 | 5.8891
38 | 0.0018789 | 0.0004706 | -0.0018789 | -0.00047074 | 3.8727e-08 | -1.3873e-07 | 0.0028368 | 0.0028369 | 0.0028369 | 0.98553 | -0.27859 | 0.9855 | -0.27902 | 0.77936
39 | -0.015773 | -0.0039541 | 0.015782 | 0.0039592 | 8.848e-06 | 5.1311e-06 | 0.023802 | 0.023802 | 0.023802 | 0.9861 | -0.26739 | 0.9867 | -0.25563 | 6.539
40 | 0.0017707 | 0.00044283 | -0.0017706 | -0.00044312 | 6.9939e-08 | -2.8636e-07 | 0.002676 | 0.0026762 | 0.0026762 | 0.98448 | -0.29898 | 0.98444 | -0.29981 | 0.73521
41 | 0.0010409 | 0.00026023 | -0.0010408 | -0.00026086 | 4.8449e-08 | -6.3264e-07 | 0.0015731 | 0.0015733 | 0.0015733 | 0.98444 | -0.29981 | 0.98439 | -0.30079 | 0.43224
42 | 0.0009994 | 0.00025032 | -0.00099939 | -0.00025047 | 1.0538e-08 | -1.505e-07 | 0.0015089 | 0.001509 | 0.001509 | 0.9855 | -0.27902 | 0.98549 | -0.27925 | 0.41456
43 | 0.0023583 | 0.00059054 | -0.0023582 | -0.00059089 | 1.7058e-07 | -3.5208e-07 | 0.0035526 | 0.0035528 | 0.0035528 | 0.98774 | -0.23555 | 0.98766 | -0.23707 | 0.97605
44 | 0.00095601 | 0.00023947 | -0.000956 | -0.0002396 | 7.795e-09 | -1.2324e-07 | 0.0014403 | 0.0014403 | 0.0014403 | 0.98766 | -0.23707 | 0.98765 | -0.23724 | 0.39569
45 | 0.020463 | 0.0051348 | -0.020461 | -0.0051331 | 2.7178e-06 | 1.642e-06 | 0.03085 | 0.03085 | 0.03085 | 0.98711 | -0.24781 | 0.98696 | -0.25059 | 8.4752
46 | 0.016912 | 0.0042437 | -0.016908 | -0.0042413 | 4.0596e-06 | 2.3855e-06 | 0.025499 | 0.0255 | 0.0255 | 0.98696 | -0.25059 | 0.9867 | -0.25563 | 7.0054
47 | 0.052172 | 0.013112 | -0.052145 | -0.013095 | 2.6892e-05 | 1.706e-05 | 0.078257 | 0.078257 | 0.078257 | 0.99219 | -0.14942 | 0.99163 | -0.16023 | 21.4991
48 | -0.08861 | -0.022394 | 0.088625 | 0.022404 | 1.4973e-05 | 9.5529e-06 | 0.13254 | 0.13254 | 0.13254 | 0.99531 | -0.089276 | 0.99549 | -0.085753 | 36.4124
49 | -0.040112 | -0.010066 | 0.040122 | 0.010072 | 9.6833e-06 | 6.1057e-06 | 0.060252 | 0.060252 | 0.060252 | 0.9907 | -0.17822 | 0.99096 | -0.17316 | 16.5529
50 | 0.038981 | 0.0097822 | -0.038963 | -0.0097709 | 1.7945e-05 | 1.1305e-05 | 0.058554 | 0.058554 | 0.058554 | 0.9907 | -0.17822 | 0.9902 | -0.18788 | 16.0862
51 | -0.040586 | -0.010188 | 0.040607 | 0.010201 | 2.0971e-05 | 1.3227e-05 | 0.060949 | 0.060949 | 0.060949 | 0.99096 | -0.17316 | 0.99152 | -0.16233 | 16.7441
52 | 0.038204 | 0.0095806 | -0.038195 | -0.009575 | 8.8782e-06 | 5.5897e-06 | 0.057413 | 0.057413 | 0.057413 | 0.9902 | -0.18788 | 0.98995 | -0.19276 | 15.7728
53 | -0.046458 | -0.011668 | 0.046462 | 0.011671 | 4.6746e-06 | 2.9587e-06 | 0.06973 | 0.06973 | 0.06973 | 0.99152 | -0.16233 | 0.99163 | -0.16023 | 19.1565
54 | 0.035121 | 0.0088045 | -0.035103 | -0.0087934 | 1.7761e-05 | 1.1148e-05 | 0.052792 | 0.052792 | 0.052792 | 0.98995 | -0.19276 | 0.9894 | -0.20338 | 14.5033
55 | 0.032365 | 0.0081072 | -0.032362 | -0.0081049 | 3.757e-06 | 2.3502e-06 | 0.048674 | 0.048674 | 0.048674 | 0.9894 | -0.20338 | 0.98928 | -0.20582 | 13.3721
56 | 0.029962 | 0.0075034 | -0.029962 | -0.0075033 | 9.9897e-08 | 6.225e-08 | 0.045065 | 0.045065 | 0.045065 | 0.98928 | -0.20582 | 0.98927 | -0.20589 | 12.3804
57 | -0.023262 | -0.0058195 | 0.023263 | 0.0058196 | 6.6746e-08 | 4.0856e-08 | 0.035007 | 0.035007 | 0.035007 | 0.9887 | -0.21706 | 0.9887 | -0.217 | 9.6173
58 | -0.023805 | -0.0059556 | 0.023808 | 0.0059573 | 2.8326e-06 | 1.7374e-06 | 0.035823 | 0.035823 | 0.035823 | 0.9887 | -0.217 | 0.98883 | -0.2145 | 9.8416
59 | -0.025252 | -0.0063192 | 0.025262 | 0.0063256 | 1.0355e-05 | 6.3816e-06 | 0.037996 | 0.037996 | 0.037996 | 0.98883 | -0.2145 | 0.98927 | -0.20589 | 10.4385
60 | 0.20876 | 0.053486 | -0.20827 | -0.053174 | 0.00048932 | 0.00031246 | 0.31105 | 0.31105 | 0.31105 | 1 | 0 | 0.99744 | -0.048491 | 42.7272
61 | 0.09399 | 0.023813 | -0.093923 | -0.02377 | 6.6743e-05 | 4.2598e-05 | 0.14031 | 0.14031 | 0.14031 | 0.99744 | -0.048491 | 0.99667 | -0.063285 | 38.5461
62 | 0.11428 | 0.029361 | -0.11417 | -0.029288 | 0.00011536 | 7.3283e-05 | 0.17075 | 0.17075 | 0.17075 | 0.99744 | -0.048491 | 0.99634 | -0.069299 | 23.4542
63 | 0.093303 | 0.023615 | -0.093217 | -0.02356 | 8.6337e-05 | 5.5101e-05 | 0.13938 | 0.13938 | 0.13938 | 0.99667 | -0.063285 | 0.99566 | -0.082582 | 38.2919
64 | 0.11261 | 0.028896 | -0.1125 | -0.028831 | 0.00010288 | 6.5339e-05 | 0.16841 | 0.16841 | 0.16841 | 0.99634 | -0.069299 | 0.99535 | -0.088146 | 23.1338
65 | 0.089022 | 0.022509 | -0.089009 | -0.0225 | 1.3537e-05 | 8.6369e-06 | 0.13311 | 0.13311 | 0.13311 | 0.99566 | -0.082582 | 0.99549 | -0.085753 | 36.5698
66 | 0.11195 | 0.028693 | -0.11192 | -0.028675 | 2.864e-05 | 1.8189e-05 | 0.16759 | 0.16759 | 0.16759 | 0.99535 | -0.088146 | 0.99507 | -0.093425 | 23.0207
67 | 0.0085207 | 0.0021356 | -0.0085199 | -0.0021352 | 8.2742e-07 | 3.6892e-07 | 0.013046 | 0.013046 | 0.013046 | 0.97187 | -0.54307 | 0.97176 | -0.5451 | 3.5841
68 | -0.0085207 | -0.0021356 | 0.0085229 | 0.0021366 | 2.2027e-06 | 9.8196e-07 | 0.013046 | 0.013046 | 0.013046 | 0.97187 | -0.54307 | 0.97214 | -0.53764 | 3.5841
69 | 0.0085199 | 0.0021352 | -0.0085183 | -0.0021345 | 1.5184e-06 | 6.7708e-07 | 0.013046 | 0.013046 | 0.013046 | 0.97176 | -0.5451 | 0.97157 | -0.54885 | 3.5841
70 | -0.010337 | -0.0025913 | 0.010339 | 0.0025923 | 1.9649e-06 | 9.98e-07 | 0.015823 | 0.015823 | 0.015823 | 0.97214 | -0.53764 | 0.97234 | -0.53365 | 4.3471
71 | 0.0060138 | 0.0015068 | -0.0060133 | -0.0015067 | 4.2229e-07 | 1.0588e-07 | 0.0092102 | 0.0092103 | 0.0092103 | 0.97157 | -0.54885 | 0.9715 | -0.55032 | 2.5303
72 | 0.011227 | 0.002817 | -0.011219 | -0.0028124 | 8.6272e-06 | 4.5557e-06 | 0.017183 | 0.017183 | 0.017183 | 0.97234 | -0.53365 | 0.97153 | -0.54978 | 4.7206
73 | 0.0039009 | 0.00097721 | -0.0039008 | -0.00097723 | 7.2283e-08 | -2.0829e-08 | 0.0059696 | 0.0059696 | 0.0059696 | 0.97234 | -0.53365 | 0.97232 | -0.53404 | 1.64
74 | -0.027853 | -0.0069843 | 0.027884 | 0.0070035 | 3.0817e-05 | 1.9161e-05 | 0.042626 | 0.042626 | 0.042626 | 0.97234 | -0.53365 | 0.97352 | -0.51046 | 11.7104
75 | 0.0048515 | 0.0012155 | -0.0048509 | -0.0012155 | 5.7339e-07 | 2.4131e-08 | 0.0074307 | 0.0074308 | 0.0074308 | 0.9715 | -0.55032 | 0.97137 | -0.5528 | 2.0414
76 | 0.0085369 | 0.0021403 | -0.0085313 | -0.0021378 | 5.5624e-06 | 2.4864e-06 | 0.013076 | 0.013076 | 0.013076 | 0.97153 | -0.54978 | 0.97084 | -0.56346 | 3.5923
77 | 0.0010265 | 0.00025686 | -0.0010265 | -0.00025726 | 3.1525e-08 | -4.0236e-07 | 0.0015708 | 0.0015709 | 0.0015709 | 0.97232 | -0.53404 | 0.97229 | -0.53469 | 0.43158
78 | -0.033698 | -0.0084607 | 0.033703 | 0.0084639 | 5.0968e-06 | 3.1982e-06 | 0.051513 | 0.051513 | 0.051513 | 0.97352 | -0.51046 | 0.97368 | -0.50729 | 14.1519
79 | 0.11167 | 0.028611 | -0.11155 | -0.028537 | 0.00011586 | 7.3579e-05 | 0.16721 | 0.16721 | 0.16721 | 0.99507 | -0.093425 | 0.99394 | -0.11486 | 22.9683
80 | -0.003476 | -0.00087101 | 0.0034761 | 0.00087095 | 1.093e-07 | -5.7288e-08 | 0.0053249 | 0.0053249 | 0.0053249 | 0.97134 | -0.55346 | 0.97137 | -0.5528 | 1.4629
81 | 0.001463 | 0.0003665 | -0.001463 | -0.00036666 | 2.6999e-08 | -1.6014e-07 | 0.0022412 | 0.0022412 | 0.0022412 | 0.97134 | -0.55346 | 0.97132 | -0.55385 | 0.61572
82 | -0.0076223 | -0.00191 | 0.0076225 | 0.0019101 | 2.358e-07 | 9.395e-08 | 0.011683 | 0.011683 | 0.011683 | 0.9708 | -0.56411 | 0.97084 | -0.56346 | 3.2096
83 | 0.0019017 | 0.00047625 | -0.0019017 | -0.00047628 | 9.7189e-09 | -3.1499e-08 | 0.0029147 | 0.0029147 | 0.0029147 | 0.9708 | -0.56411 | 0.9708 | -0.56422 | 0.80075
84 | 0.0019017 | 0.00047628 | -0.0019016 | -0.00047647 | 6.0486e-08 | -1.9602e-07 | 0.0029147 | 0.0029148 | 0.0029148 | 0.9708 | -0.56422 | 0.97076 | -0.56488 | 0.80078
85 | 0.0012356 | 0.00030955 | -0.0012356 | -0.00030966 | 1.3374e-08 | -1.1437e-07 | 0.0018939 | 0.0018939 | 0.0018939 | 0.97076 | -0.56488 | 0.97075 | -0.56511 | 0.52031
86 | 0.10939 | 0.027995 | -0.1093 | -0.027942 | 8.2107e-05 | 5.2126e-05 | 0.16397 | 0.16397 | 0.16397 | 0.99394 | -0.11486 | 0.99313 | -0.13037 | 22.5231
87 | 0.10826 | 0.02768 | -0.10817 | -0.027625 | 8.6937e-05 | 5.5185e-05 | 0.1624 | 0.1624 | 0.1624 | 0.99313 | -0.13037 | 0.99225 | -0.14699 | 22.3077
88 | 0.10538 | 0.026927 | -0.10522 | -0.026824 | 0.00016167 | 0.00010258 | 0.15822 | 0.15822 | 0.15822 | 0.99225 | -0.14699 | 0.99059 | -0.17876 | 21.7338
89 | 0.10464 | 0.026678 | -0.1046 | -0.02665 | 4.5163e-05 | 2.8654e-05 | 0.15735 | 0.15735 | 0.15735 | 0.99059 | -0.17876 | 0.99013 | -0.18771 | 21.6137
90 | 0.10353 | 0.026381 | -0.10352 | -0.026378 | 5.1563e-06 | 3.2709e-06 | 0.15574 | 0.15574 | 0.15574 | 0.99013 | -0.18771 | 0.99007 | -0.18874 | 21.3927
91 | 0.10019 | 0.025543 | -0.10007 | -0.025466 | 0.00012227 | 7.7514e-05 | 0.15073 | 0.15073 | 0.15073 | 0.99007 | -0.18874 | 0.98875 | -0.21405 | 20.7053
92 | 0.098092 | 0.024971 | -0.098055 | -0.024948 | 3.6181e-05 | 2.2929e-05 | 0.14776 | 0.14776 | 0.14776 | 0.98875 | -0.21405 | 0.98835 | -0.22171 | 20.2968
93 | 0.098055 | 0.024948 | -0.097933 | -0.02487 | 0.00012219 | 7.7441e-05 | 0.14776 | 0.14776 | 0.14776 | 0.98835 | -0.22171 | 0.98701 | -0.2476 | 20.2968
94 | 0.088104 | 0.022407 | -0.087985 | -0.022332 | 0.00011891 | 7.5188e-05 | 0.13294 | 0.13294 | 0.13294 | 0.98701 | -0.2476 | 0.98555 | -0.27565 | 18.2614
95 | -0.085679 | -0.021724 | 0.085758 | 0.021773 | 7.8807e-05 | 4.9799e-05 | 0.12958 | 0.12958 | 0.12958 | 0.98456 | -0.29477 | 0.98555 | -0.27565 | 17.7994
96 | 0.083105 | 0.021079 | -0.083036 | -0.021035 | 6.9665e-05 | 4.3988e-05 | 0.12569 | 0.12569 | 0.12569 | 0.98456 | -0.29477 | 0.98366 | -0.31222 | 17.2652
97 | 0.082135 | 0.020809 | -0.082042 | -0.020749 | 9.3783e-05 | 5.9816e-05 | 0.12433 | 0.12433 | 0.12433 | 0.98366 | -0.31222 | 0.98244 | -0.33602 | 34.1563
98 | 0.019703 | 0.0049419 | -0.019701 | -0.0049406 | 2.1358e-06 | 1.2859e-06 | 0.029844 | 0.029844 | 0.029844 | 0.98244 | -0.33602 | 0.98232 | -0.33829 | 8.1989
99 | 0.062338 | 0.015807 | -0.062313 | -0.015791 | 2.5786e-05 | 1.6405e-05 | 0.094485 | 0.094485 | 0.094485 | 0.98244 | -0.33602 | 0.98199 | -0.34463 | 25.9574
100 | 0.017415 | 0.0043677 | -0.017409 | -0.004364 | 6.2612e-06 | 3.7036e-06 | 0.026381 | 0.026381 | 0.026381 | 0.98232 | -0.33829 | 0.98193 | -0.34584 | 7.2477
101 | 0.060701 | 0.015387 | -0.060626 | -0.015339 | 7.5469e-05 | 4.8e-05 | 0.092043 | 0.092043 | 0.092043 | 0.98199 | -0.34463 | 0.98066 | -0.37053 | 25.2866
102 | 0.015932 | 0.0039939 | -0.01593 | -0.0039924 | 2.6794e-06 | 1.5598e-06 | 0.024144 | 0.024144 | 0.024144 | 0.98193 | -0.34584 | 0.98175 | -0.34937 | 6.633
103 | 0.058839 | 0.014891 | -0.058803 | -0.014868 | 3.6165e-05 | 2.2993e-05 | 0.089332 | 0.089332 | 0.089332 | 0.98066 | -0.37053 | 0.98 | -0.38335 | 24.5418
104 | 0.0064727 | 0.0016219 | -0.0064717 | -0.0016216 | 9.6079e-07 | 2.7855e-07 | 0.0098118 | 0.009812 | 0.009812 | 0.98161 | -0.3523 | 0.98145 | -0.35542 | 2.6956
105 | -0.0094026 | -0.0023562 | 0.0094033 | 0.0023565 | 7.4012e-07 | 3.5086e-07 | 0.014253 | 0.014253 | 0.014253 | 0.98161 | -0.3523 | 0.98169 | -0.35065 | 3.9157
106 | 0.0041208 | 0.0010324 | -0.0041204 | -0.0010325 | 4.5373e-07 | -1.0127e-07 | 0.0062477 | 0.0062478 | 0.0062478 | 0.98145 | -0.35542 | 0.98133 | -0.35773 | 1.7164
107 | -0.011459 | -0.0028718 | 0.01146 | 0.0028722 | 6.9821e-07 | 3.6883e-07 | 0.01737 | 0.01737 | 0.01737 | 0.98169 | -0.35065 | 0.98175 | -0.34937 | 4.7719
108 | 0.0016125 | 0.00040407 | -0.0016125 | -0.00040412 | 9.151e-09 | -4.5715e-08 | 0.002445 | 0.002445 | 0.002445 | 0.98133 | -0.35773 | 0.98132 | -0.35785 | 0.67171
109 | 0.0025079 | 0.00062845 | -0.0025079 | -0.00062853 | 4.6998e-08 | -7.9409e-08 | 0.0038028 | 0.0038028 | 0.0038028 | 0.98133 | -0.35773 | 0.98131 | -0.35812 | 1.0447
110 | -0.046364 | -0.011659 | 0.046398 | 0.01168 | 3.3811e-05 | 2.1414e-05 | 0.070759 | 0.070759 | 0.070759 | 0.9752 | -0.4773 | 0.97598 | -0.46205 | 19.4393
111 | 0.045891 | 0.01154 | -0.045872 | -0.011528 | 1.8935e-05 | 1.199e-05 | 0.070036 | 0.070036 | 0.070036 | 0.9752 | -0.4773 | 0.97476 | -0.48595 | 19.2408
112 | -0.047014 | -0.011834 | 0.04704 | 0.01185 | 2.5206e-05 | 1.5968e-05 | 0.071699 | 0.071698 | 0.071699 | 0.97598 | -0.46205 | 0.97655 | -0.45084 | 19.6974
113 | 0.039864 | 0.010023 | -0.039856 | -0.010018 | 7.9729e-06 | 5.0311e-06 | 0.060866 | 0.060866 | 0.060866 | 0.97476 | -0.48595 | 0.97455 | -0.49014 | 16.7214
114 | 0.0060074 | 0.0015053 | -0.0060066 | -0.0015051 | 8.3984e-07 | 2.0559e-07 | 0.0091705 | 0.0091706 | 0.0091706 | 0.97476 | -0.48595 | 0.97461 | -0.48888 | 2.5194
115 | 0.0082246 | 0.0020604 | -0.0082237 | -0.00206 | 9.6516e-07 | 4.127e-07 | 0.012532 | 0.012532 | 0.012532 | 0.97655 | -0.45084 | 0.97642 | -0.4533 | 3.4429
116 | -0.055264 | -0.013911 | 0.055313 | 0.013942 | 4.8663e-05 | 3.0916e-05 | 0.08423 | 0.08423 | 0.08423 | 0.97655 | -0.45084 | 0.97749 | -0.43243 | 23.1402
117 | 0.037104 | 0.0093278 | -0.037074 | -0.0093086 | 3.0373e-05 | 1.9125e-05 | 0.056664 | 0.056664 | 0.056664 | 0.97455 | -0.49014 | 0.97368 | -0.50729 | 15.567
118 | 0.0052588 | 0.0013177 | -0.0052582 | -0.0013176 | 5.5762e-07 | 6.946e-08 | 0.0080289 | 0.008029 | 0.008029 | 0.97461 | -0.48888 | 0.9745 | -0.49111 | 2.2058
119 | 0.0032373 | 0.00081077 | -0.003237 | -0.00081097 | 2.7553e-07 | -2.0124e-07 | 0.0049332 | 0.0049334 | 0.0049334 | 0.97642 | -0.4533 | 0.97633 | -0.45509 | 1.3553
120 | 0.0049864 | 0.0012493 | -0.0049858 | -0.0012492 | 5.4753e-07 | 3.4181e-08 | 0.0075988 | 0.0075989 | 0.0075989 | 0.97642 | -0.4533 | 0.97631 | -0.45561 | 2.0876
121 | -0.05649 | -0.014237 | 0.056494 | 0.014239 | 3.8882e-06 | 2.4709e-06 | 0.086023 | 0.086023 | 0.086023 | 0.97749 | -0.43243 | 0.97756 | -0.43099 | 23.6326
122 | 0.0038981 | 0.00097674 | -0.0038981 | -0.00097675 | 1.0379e-08 | -3.0905e-09 | 0.0059522 | 0.0059522 | 0.0059522 | 0.9745 | -0.49111 | 0.9745 | -0.49116 | 1.6352
123 | 0.002433 | 0.00060945 | -0.0024328 | -0.00060972 | 1.4979e-07 | -2.6743e-07 | 0.0037079 | 0.003708 | 0.003708 | 0.97633 | -0.45509 | 0.97627 | -0.45638 | 1.0187
124 | 0.0043585 | 0.001092 | -0.0043581 | -0.001092 | 4.3826e-07 | -5.0668e-08 | 0.0066428 | 0.0066429 | 0.0066429 | 0.97631 | -0.45561 | 0.9762 | -0.45772 | 1.825
125 | -0.056778 | -0.01431 | 0.056872 | 0.01437 | 9.4095e-05 | 5.9799e-05 | 0.086454 | 0.086454 | 0.086454 | 0.97756 | -0.43099 | 0.97933 | -0.39642 | 23.7511
126 | 0.0022135 | 0.00055455 | -0.0022135 | -0.00055474 | 8.4788e-08 | -1.9231e-07 | 0.0033799 | 0.00338 | 0.00338 | 0.9745 | -0.49116 | 0.97446 | -0.49197 | 0.92857
127 | -0.058247 | -0.014715 | 0.058284 | 0.014738 | 3.6514e-05 | 2.3213e-05 | 0.088544 | 0.088544 | 0.088544 | 0.97933 | -0.39642 | 0.98 | -0.38335 | 24.3253
128 | 0.0028031 | 0.00070232 | -0.0028029 | -0.00070248 | 1.3375e-07 | -1.5864e-07 | 0.0042726 | 0.0042727 | 0.0042727 | 0.9762 | -0.45772 | 0.97615 | -0.45872 | 1.1738

## res_trafo
| p_hv_mw | q_hv_mvar | p_lv_mw | q_lv_mvar | pl_mw | ql_mvar | i_hv_ka | i_lv_ka | vm_hv_pu | va_hv_degree | vm_lv_pu | va_lv_degree | loading_percent
0 | -1.2729e-15 | -1.3162e-15 | 0.00165 | 1.2699e-07 | 0.00165 | 1.2699e-07 | 5.2857e-17 | 0.0023815 | 0.99998 | 149.9956 | 1 | 0 | 0.2619

## res_ext_grid
| p_mw | q_mvar
0 | 0.21139 | 0.053731

## res_load
| p_mw | q_mvar
0 | 0.00028897 | 7.2422e-05
1 | 0.001722 | 0.00043158
2 | 0.0019793 | 0.00049605
3 | 0.00070204 | 0.00017595
4 | 0.0010333 | 0.00025897
5 | 0.0023153 | 0.00058026
6 | 0.0016171 | 0.00040529
7 | 0.0012154 | 0.00030462
8 | 0.00060798 | 0.00015237
9 | 0.0009983 | 0.0002502
10 | 0.0034806 | 0.00087231
11 | 0.00051546 | 0.00012919
12 | 0.00062903 | 0.00015765
13 | 0.0023243 | 0.00058253
14 | 0.0018009 | 0.00045135
15 | 0.00042311 | 0.00010604
16 | 0.0004024 | 0.00010085
17 | 0.0042195 | 0.0010575
18 | 0.0029172 | 0.00073111
19 | 0.00084474 | 0.00021171
20 | 0.00048881 | 0.00012251
21 | 0.00092756 | 0.00023247
22 | 0.0014198 | 0.00035583
23 | 0.00096685 | 0.00024232
24 | 0.0028051 | 0.00070303
25 | 0.00296 | 0.00074185
26 | 0.0015679 | 0.00039296
27 | 0.00064511 | 0.00016168
28 | 0.00032724 | 8.2013e-05
29 | 0.00072975 | 0.00018289
30 | 0.00087948 | 0.00022042
31 | 0.0013806 | 0.00034601
32 | 0.0014022 | 0.00035142
33 | 0.000956 | 0.0002396
34 | 0.0011267 | 0.00028238
35 | 0.0035487 | 0.00088939
36 | 0.0011257 | 0.00028214
37 | 0.0014776 | 0.00037031
38 | 0.00044423 | 0.00011133
39 | 0.001131 | 0.00028345
40 | 0.0004637 | 0.00011621
41 | 0.00075917 | 0.00019027
42 | 0.0058512 | 0.0014664
43 | 0.0030744 | 0.00077051
44 | 0.0056825 | 0.0014242
45 | 0.0027378 | 0.00068615
46 | 0.0023999 | 0.00060148
47 | 0.00077186 | 0.00019345
48 | 0.00054263 | 0.00013599
49 | 0.0014439 | 0.00036187
50 | 0.0046993 | 0.0011778
51 | 0.00097578 | 0.00024455
52 | 0.00061974 | 0.00015532
53 | 0.0015619 | 0.00039145
54 | 0.0041943 | 0.0010512
55 | 0.00055065 | 0.00013801
56 | 0.0018146 | 0.00045478
57 | 0.0025046 | 0.00062771
58 | 0.0023853 | 0.00059781
59 | 0.0011619 | 0.00029119
60 | 0.0026817 | 0.00067211
61 | 0.0028743 | 0.00072037
62 | 0.0058144 | 0.0014572
63 | 0.00038345 | 9.6103e-05
64 | 0.00025544 | 6.402e-05
65 | 0.0012261 | 0.00030728
66 | 0.002013 | 0.00050451
67 | 0.0013748 | 0.00034455
68 | 0.001463 | 0.00036666
69 | 0.0057206 | 0.0014337
70 | 0.00090879 | 0.00022776
71 | 0.00066605 | 0.00016693
72 | 0.0012356 | 0.00030966
73 | 0.0021652 | 0.00054265
74 | 0.0010466 | 0.0002623
75 | 0.002786 | 0.00069824
76 | 0.00058228 | 0.00014593
77 | 0.0010705 | 0.00026829
78 | 0.00333 | 0.00083457
79 | 0.0019762 | 0.00049528
80 | 0.0098292 | 0.0024634
81 | 0.0025732 | 0.00064491
82 | 0.0022275 | 0.00055828
83 | 0.00090044 | 0.00022567
84 | 0.002286 | 0.00057291
85 | 0.0016115 | 0.00040387
86 | 0.0014765 | 0.00037004
87 | 0.0017867 | 0.00044778
88 | 0.0029299 | 0.0007343
89 | 0.0023509 | 0.00058919
90 | 0.002056 | 0.00051527
91 | 0.0044696 | 0.0011202
92 | 0.0016125 | 0.00040412
93 | 0.0025079 | 0.00062853
94 | 0.0010265 | 0.00025726
95 | 0.00047358 | 0.00011869
96 | 0.00061628 | 0.00015446
97 | 0.0027522 | 0.00068978
98 | 0.00074779 | 0.00018741
99 | 0.0011774 | 0.00029509
100 | 0.0033705 | 0.00084473
101 | 0.0013601 | 0.00034088
102 | 0.00080407 | 0.00020152
103 | 0.00062735 | 0.00015723
104 | 0.00028342 | 7.1032e-05
105 | 0.0016846 | 0.0004222
106 | 0.0013756 | 0.00034476
107 | 0.00051914 | 0.00013011
108 | 0.0024328 | 0.00060972
109 | 0.001555 | 0.00038972
110 | 0.0022135 | 0.00055474
111 | 0.0028029 | 0.00070248
112 | 0.0010408 | 0.00026086
113 | 0.00099939 | 0.00025047

## dtypes
| element | column | dtype
0 | bus | name | object
1 | bus | vn_kv | float64
2 | bus | type | object
3 | bus | zone | object
4 | bus | in_service | bool
5 | load | name | object
6 | load | bus | uint32
7 | load | p_mw | float64
8 | load | q_mvar | float64
9 | load | const_z_percent | float64
10 | load | const_i_percent | float64
11 | load | sn_mva | float64
12 | load | scaling | float64
13 | load | in_service | bool
14 | load | type | object
15 | ext_grid | name | object
16 | ext_grid | bus | uint32
17 | ext_grid | vm_pu | float64
18 | ext_grid | va_degree | float64
19 | ext_grid | slack_weight | float64
20 | ext_grid | in_service | bool
21 | line | name | object
22 | line | std_type | object
23 | line | from_bus | uint32
24 | line | to_bus | uint32
25 | line | length_km | float64
26 | line | r_ohm_per_km | float64
27 | line | x_ohm_per_km | float64
28 | line | c_nf_per_km | float64
29 | line | g_us_per_km | float64
30 | line | max_i_ka | float64
31 | line | df | float64
32 | line | parallel | uint32
33 | line | type | object
34 | line | in_service | bool
35 | trafo | name | object
36 | trafo | std_type | object
37 | trafo | hv_bus | uint32
38 | trafo | lv_bus | uint32
39 | trafo | sn_mva | float64
40 | trafo | vn_hv_kv | float64
41 | trafo | vn_lv_kv | float64
42 | trafo | vk_percent | float64
43 | trafo | vkr_percent | float64
44 | trafo | pfe_kw | float64
45 | trafo | i0_percent | float64
46 | trafo | shift_degree | float64
47 | trafo | tap_side | object
48 | trafo | tap_neutral | int32
49 | trafo | tap_min | int32
50 | trafo | tap_max | int32
51 | trafo | tap_step_percent | float64
52 | trafo | tap_step_degree | float64
53 | trafo | tap_pos | int32
54 | trafo | tap_phase_shifter | bool
55 | trafo | parallel | uint32
56 | trafo | df | float64
57 | trafo | in_service | bool
58 | line_geodata | coords | object
59 | bus_geodata | x | float64
60 | bus_geodata | y | float64
61 | bus_geodata | coords | object
62 | res_bus | vm_pu | float64
63 | res_bus | va_degree | float64
64 | res_bus | p_mw | float64
65 | res_bus | q_mvar | float64
66 | res_line | p_from_mw | float64
67 | res_line | q_from_mvar | float64
68 | res_line | p_to_mw | float64
69 | res_line | q_to_mvar | float64
70 | res_line | pl_mw | float64
71 | res_line | ql_mvar | float64
72 | res_line | i_from_ka | float64
73 | res_line | i_to_ka | float64
74 | res_line | i_ka | float64
75 | res_line | vm_from_pu | float64
76 | res_line | va_from_degree | float64
77 | res_line | vm_to_pu | float64
78 | res_line | va_to_degree | float64
79 | res_line | loading_percent | float64
80 | res_trafo | p_hv_mw | float64
81 | res_trafo | q_hv_mvar | float64
82 | res_trafo | p_lv_mw | float64
83 | res_trafo | q_lv_mvar | float64
84 | res_trafo | pl_mw | float64
85 | res_trafo | ql_mvar | float64
86 | res_trafo | i_hv_ka | float64
87 | res_trafo | i_lv_ka | float64
88 | res_trafo | vm_hv_pu | float64
89 | res_trafo | va_hv_degree | float64
90 | res_trafo | vm_lv_pu | float64
91 | res_trafo | va_lv_degree | float64
92 | res_trafo | loading_percent | float64
93 | res_ext_grid | p_mw | float64
94 | res_ext_grid | q_mvar | float64
95 | res_load | p_mw | float64
96 | res_load | q_mvar | float64

## parameters
| version | format_version | converged | OPF_converged | name | f_hz | sn_mva
0 | 2.14.6 | 2.14.0 | TRUE | FALSE |  | 50 | 1