## bus
| name | vn_kv | type | zone | in_service
0 | bus_LV_2262-1_1_5_node_69 | 0.4 | n |  | TRUE
1 | bus_LV_2262-1_1_5_node_70 | 0.4 | n |  | TRUE
2 | bus_LV_2262-1_1_5_node_71 | 0.4 | n |  | TRUE
3 | bus_LV_2262-1_1_5_node_72 | 0.4 | n |  | TRUE
4 | bus_LV_2262-1_1_5_node_73 | 0.4 | n |  | TRUE
5 | bus_LV_2262-1_1_5_node_74 | 0.4 | n |  | TRUE
6 | bus_LV_2262-1_1_5_node_78 | 0.4 | n |  | TRUE
7 | bus_LV_2262-1_1_5_node_75 | 0.4 | n |  | TRUE
8 | bus_LV_2262-1_1_5_node_87 | 0.4 | n |  | TRUE
9 | bus_LV_2262-1_1_5_node_205 | 0.4 | n |  | TRUE
10 | bus_LV_2262-1_1_5_node_76 | 0.4 | n |  | TRUE
11 | bus_LV_2262-1_1_5_node_77 | 0.4 | n |  | TRUE
12 | bus_LV_2262-1_1_5_node_203 | 0.4 | n |  | TRUE
13 | bus_LV_2262-1_1_5_node_79 | 0.4 | n |  | TRUE
14 | bus_LV_2262-1_1_5_node_80 | 0.4 | n |  | TRUE
15 | bus_LV_2262-1_1_5_node_81 | 0.4 | n |  | TRUE
16 | bus_LV_2262-1_1_5_node_82 | 0.4 | n |  | TRUE
17 | bus_LV_2262-1_1_5_node_83 | 0.4 | n |  | TRUE
18 | bus_LV_2262-1_1_5_node_84 | 0.4 | n |  | TRUE
19 | bus_LV_2262-1_1_5_node_85 | 0.4 | n |  | TRUE
20 | bus_LV_2262-1_1_5_node_190 | 0.4 | n |  | TRUE
21 | bus_LV_2262-1_1_5_node_99 | 0.4 | n |  | TRUE
22 | bus_LV_2262-1_1_5_node_92 | 0.4 | n |  | TRUE
23 | bus_LV_2262-1_1_5_node_95 | 0.4 | n |  | TRUE
24 | bus_LV_2262-1_1_5_node_130 | 0.4 | n |  | TRUE
25 | bus_LV_2262-1_1_5_node_88 | 0.4 | n |  | TRUE
26 | bus_LV_2262-1_1_5_node_97 | 0.4 | n |  | TRUE
27 | bus_LV_2262-1_1_5_node_89 | 0.4 | n |  | TRUE
28 | bus_LV_2262-1_1_5_node_90 | 0.4 | n |  | TRUE
29 | bus_LV_2262-1_1_5_node_91 | 0.4 | n |  | TRUE
30 | bus_LV_2262-1_1_5_node_93 | 0.4 | n |  | TRUE
31 | bus_LV_2262-1_1_5_node_94 | 0.4 | n |  | TRUE
32 | bus_LV_2262-1_1_5_node_204 | 0.4 | n |  | TRUE
33 | bus_LV_2262-1_1_5_node_191 | 0.4 | n |  | TRUE
34 | bus_LV_2262-1_1_5_node_96 | 0.4 | n |  | TRUE
35 | bus_LV_2262-1_1_5_node_247 | 0.4 | n |  | TRUE
36 | bus_LV_2262-1_1_5_node_98 | 0.4 | n |  | TRUE
37 | bus_LV_2262-1_1_5_node_131 | 0.4 | n |  | TRUE
38 | bus_LV_2262-1_1_5_node_132 | 0.4 | n |  | TRUE
39 | bus_LV_2262-1_1_5_node_142 | 0.4 | n |  | TRUE
40 | bus_LV_2262-1_1_5_node_143 | 0.4 | n |  | TRUE
41 | bus_LV_2262-1_1_5_node_144 | 0.4 | n |  | TRUE
42 | bus_LV_2262-1_1_5_node_145 | 0.4 | n |  | TRUE
43 | bus_LV_2262-1_1_5_node_146 | 0.4 | n |  | TRUE
44 | bus_LV_2262-1_1_5_node_158 | 0.4 | n |  | TRUE
45 | bus_LV_2262-1_1_5_node_155 | 0.4 | n |  | TRUE
46 | bus_LV_2262-1_1_5_node_156 | 0.4 | n |  | TRUE
47 | bus_LV_2262-1_1_5_node_157 | 0.4 | n |  | TRUE
48 | bus_LV_2262-1_1_5_node_215 | 0.4 | n |  | TRUE
49 | bus_LV_2262-1_1_5_node_234 | 0.4 | n |  | TRUE
50 | bus_LV_2262-1_1_5_node_244 | 0.4 | n |  | TRUE
51 | bus_LV_2262-1_1_5_node_159 | 0.4 | n |  | TRUE
52 | bus_LV_2262-1_1_5_node_181 | 0.4 | n |  | TRUE
53 | bus_LV_2262-1_1_5_node_178 | 0.4 | n |  | TRUE
54 | bus_LV_2262-1_1_5_node_172 | 0.4 | n |  | TRUE
55 | bus_LV_2262-1_1_5_node_173 | 0.4 | n |  | TRUE
56 | bus_LV_2262-1_1_5_node_174 | 0.4 | n |  | TRUE
57 | bus_LV_2262-1_1_5_node_175 | 0.4 | n |  | TRUE
58 | bus_LV_2262-1_1_5_node_176 | 0.4 | n |  | TRUE
59 | bus_LV_2262-1_1_5_node_177 | 0.4 | n |  | TRUE
60 | bus_LV_2262-1_1_5_node_189 | 0.4 | n |  | TRUE
61 | bus_LV_2262-1_1_5_node_179 | 0.4 | n |  | TRUE
62 | bus_LV_2262-1_1_5_node_180 | 0.4 | n |  | TRUE
63 | bus_LV_2262-1_1_5_node_182 | 0.4 | n |  | TRUE
64 | bus_LV_2262-1_1_5_node_183 | 0.4 | n |  | TRUE
65 | bus_LV_2262-1_1_5_node_184 | 0.4 | n |  | TRUE
66 | bus_LV_2262-1_1_5_node_185 | 0.4 | n |  | TRUE
67 | bus_LV_2262-1_1_5_node_186 | 0.4 | n |  | TRUE
68 | bus_LV_2262-1_1_5_node_187 | 0.4 | n |  | TRUE
69 | bus_LV_2262-1_1_5_node_188 | 0.4 | n |  | TRUE
70 | bus_LV_2262-1_1_5_node_198 | 0.4 | n |  | TRUE
71 | bus_LV_2262-1_1_5_node_195 | 0.4 | n |  | TRUE
72 | bus_LV_2262-1_1_5_node_192 | 0.4 | n |  | TRUE
73 | bus_LV_2262-1_1_5_node_193 | 0.4 | n |  | TRUE
74 | bus_LV_2262-1_1_5_node_194 | 0.4 | n |  | TRUE
75 | bus_LV_2262-1_1_5_node_196 | 0.4 | n |  | TRUE
76 | bus_LV_2262-1_1_5_node_197 | 0.4 | n |  | TRUE
77 | bus_LV_2262-1_1_5_node_210 | 0.4 | n |  | TRUE
78 | bus_LV_2262-1_1_5_node_209 | 0.4 | n |  | TRUE
79 | bus_LV_2262-1_1_5_node_199 | 0.4 | n |  | TRUE
80 | bus_LV_2262-1_1_5_node_200 | 0.4 | n |  | TRUE
81 | bus_LV_2262-1_1_5_node_201 | 0.4 | n |  | TRUE
82 | bus_LV_2262-1_1_5_node_202 | 0.4 | n |  | TRUE
83 | bus_LV_2262-1_1_5_node_208 | 0.4 | n |  | TRUE
84 | bus_LV_2262-1_1_5_node_206 | 0.4 | n |  | TRUE
85 | bus_LV_2262-1_1_5_node_207 | 0.4 | n |  | TRUE
86 | bus_LV_2262-1_1_5_node_214 | 0.4 | n |  | TRUE
87 | bus_LV_2262-1_1_5_node_211 | 0.4 | n |  | TRUE
88 | bus_LV_2262-1_1_5_node_212 | 0.4 | n |  | TRUE
89 | bus_LV_2262-1_1_5_node_213 | 0.4 | n |  | TRUE
90 | bus_LV_2262-1_1_5_node_216 | 0.4 | n |  | TRUE
91 | bus_LV_2262-1_1_5_node_217 | 0.4 | n |  | TRUE
92 | bus_LV_2262-1_1_5_node_218 | 0.4 | n |  | TRUE
93 | bus_LV_2262-1_1_5_node_219 | 0.4 | n |  | TRUE
94 | bus_LV_2262-1_1_5_node_257 | 0.4 | n |  | TRUE
95 | bus_LV_2262-1_1_5_node_237 | 0.4 | n |  | TRUE
96 | bus_LV_2262-1_1_5_node_221 | 0.4 | n |  | TRUE
97 | bus_LV_2262-1_1_5_node_222 | 0.4 | n |  | TRUE
98 | bus_LV_2262-1_1_5_node_223 | 0.4 | n |  | TRUE
99 | bus_LV_2262-1_1_5_node_239 | 0.4 | n |  | TRUE
100 | bus_LV_2262-1_1_5_node_224 | 0.4 | n |  | TRUE
101 | bus_LV_2262-1_1_5_node_225 | 0.4 | n |  | TRUE
102 | bus_LV_2262-1_1_5_node_226 | 0.4 | n |  | TRUE
103 | bus_LV_2262-1_1_5_node_227 | 0.4 | n |  | TRUE
104 | bus_LV_2262-1_1_5_node_228 | 0.4 | n |  | TRUE
105 | bus_LV_2262-1_1_5_node_229 | 0.4 | n |  | TRUE
106 | bus_LV_2262-1_1_5_node_232 | 0.4 | n |  | TRUE
107 | bus_LV_2262-1_1_5_node_238 | 0.4 | n |  | TRUE
108 | bus_LV_2262-1_1_5_node_241 | 0.4 | n |  | TRUE
109 | bus_LV_2262-1_1_5_node_230 | 0.4 | n |  | TRUE
110 | bus_LV_2262-1_1_5_node_231 | 0.4 | n |  | TRUE
111 | bus_LV_2262-1_1_5_node_233 | 0.4 | n |  | TRUE
112 | bus_LV_2262-1_1_5_node_235 | 0.4 | n |  | TRUE
113 | bus_LV_2262-1_1_5_node_236 | 0.4 | n |  | TRUE
114 | bus_LV_2262-1_1_5_node_242 | 0.4 | n |  | TRUE
115 | bus_LV_2262-1_1_5_node_243 | 0.4 | n |  | TRUE
116 | bus_LV_2262-1_1_5_node_240 | 0.4 | n |  | TRUE
117 | bus_LV_2262-1_1_5_node_248 | 0.4 | n |  | TRUE
118 | bus_LV_2262-1_1_5_node_249 | 0.4 | n |  | TRUE
119 | bus_LV_2262-1_1_5_node_254 | 0.4 | n |  | TRUE
120 | bus_LV_2262-1_1_5_node_250 | 0.4 | n |  | TRUE
121 | bus_LV_2262-1_1_5_node_251 | 0.4 | n |  | TRUE
122 | bus_LV_2262-1_1_5_node_252 | 0.4 | n |  | TRUE
123 | bus_LV_2262-1_1_5_node_253 | 0.4 | n |  | TRUE
124 | bus_LV_2262-1_1_5_node_255 | 0.4 | n |  | TRUE
125 | bus_LV_2262-1_1_5_node_256 | 0.4 | n |  | TRUE
126 | bus_MV_380_0_node_3 | 20 | n |  | TRUE

## load
| name | bus | p_mw | q_mvar | const_z_percent | const_i_percent | sn_mva | scaling | in_service | type
0 | LV_2262-1_1_5_load_69 | 0 | 0.00076891 | 0.00019271 | 0 | 0 |  | 1 | TRUE | wye
1 | LV_2262-1_1_5_load_70 | 1 | 0.00046018 | 0.00011533 | 0 | 0 |  | 1 | TRUE | wye
2 | LV_2262-1_1_5_load_73 | 4 | 0.0017665 | 0.00044273 | 0 | 0 |  | 1 | TRUE | wye
3 | LV_2262-1_1_5_load_74 | 5 | 0.00049173 | 0.00012324 | 0 | 0 |  | 1 | TRUE | wye
4 | LV_2262-1_1_5_load_78 | 6 | 0.00088074 | 0.00022073 | 0 | 0 |  | 1 | TRUE | wye
5 | LV_2262-1_1_5_load_75 | 7 | 0.0033523 | 0.00084018 | 0 | 0 |  | 1 | TRUE | wye
6 | LV_2262-1_1_5_load_87 | 8 | 0.0011943 | 0.00029932 | 0 | 0 |  | 1 | TRUE | wye
7 | LV_2262-1_1_5_load_205 | 9 | 0.0027706 | 0.00069439 | 0 | 0 |  | 1 | TRUE | wye
8 | LV_2262-1_1_5_load_76 | 10 | 0.0058709 | 0.0014714 | 0 | 0 |  | 1 | TRUE | wye
9 | LV_2262-1_1_5_load_77 | 11 | 0.00050761 | 0.00012722 | 0 | 0 |  | 1 | TRUE | wye
10 | LV_2262-1_1_5_load_203 | 12 | 0.00042745 | 0.00010713 | 0 | 0 |  | 1 | TRUE | wye
11 | LV_2262-1_1_5_load_79 | 13 | 0.0036645 | 0.00091842 | 0 | 0 |  | 1 | TRUE | wye
12 | LV_2262-1_1_5_load_83 | 17 | 0.0025344 | 0.00063517 | 0 | 0 |  | 1 | TRUE | wye
13 | LV_2262-1_1_5_load_84 | 18 | 0.0069931 | 0.0017526 | 0 | 0 |  | 1 | TRUE | wye
14 | LV_2262-1_1_5_load_85 | 19 | 0.001243 | 0.00031152 | 0 | 0 |  | 1 | TRUE | wye
15 | LV_2262-1_1_5_load_190 | 20 | 0.0016429 | 0.00041176 | 0 | 0 |  | 1 | TRUE | wye
16 | LV_2262-1_1_5_load_99 | 21 | 0.0018785 | 0.00047079 | 0 | 0 |  | 1 | TRUE | wye
17 | LV_2262-1_1_5_load_92 | 22 | 0.0016229 | 0.00040674 | 0 | 0 |  | 1 | TRUE | wye
18 | LV_2262-1_1_5_load_95 | 23 | 0.003159 | 0.00079172 | 0 | 0 |  | 1 | TRUE | wye
19 | LV_2262-1_1_5_load_130 | 24 | 0.00099656 | 0.00024976 | 0 | 0 |  | 1 | TRUE | wye
20 | LV_2262-1_1_5_load_88 | 25 | 0.0029001 | 0.00072684 | 0 | 0 |  | 1 | TRUE | wye
21 | LV_2262-1_1_5_load_97 | 26 | 0.0019514 | 0.00048907 | 0 | 0 |  | 1 | TRUE | wye
22 | LV_2262-1_1_5_load_89 | 27 | 0.00054246 | 0.00013595 | 0 | 0 |  | 1 | TRUE | wye
23 | LV_2262-1_1_5_load_90 | 28 | 0.0018317 | 0.00045907 | 0 | 0 |  | 1 | TRUE | wye
24 | LV_2262-1_1_5_load_93 | 30 | 0.0010923 | 0.00027377 | 0 | 0 |  | 1 | TRUE | wye
25 | LV_2262-1_1_5_load_94 | 31 | 0.0014372 | 0.0003602 | 0 | 0 |  | 1 | TRUE | wye
26 | LV_2262-1_1_5_load_204 | 32 | 0.0035415 | 0.00088759 | 0 | 0 |  | 1 | TRUE | wye
27 | LV_2262-1_1_5_load_191 | 33 | 0.0017518 | 0.00043905 | 0 | 0 |  | 1 | TRUE | wye
28 | LV_2262-1_1_5_load_96 | 34 | 0.0026526 | 0.0006648 | 0 | 0 |  | 1 | TRUE | wye
29 | LV_2262-1_1_5_load_247 | 35 | 0.0018303 | 0.00045873 | 0 | 0 |  | 1 | TRUE | wye
30 | LV_2262-1_1_5_load_98 | 36 | 0.0016312 | 0.00040882 | 0 | 0 |  | 1 | TRUE | wye
31 | LV_2262-1_1_5_load_131 | 37 | 0.0013314 | 0.00033368 | 0 | 0 |  | 1 | TRUE | wye
32 | LV_2262-1_1_5_load_132 | 38 | 0.0061844 | 0.00155 | 0 | 0 |  | 1 | TRUE | wye
33 | LV_2262-1_1_5_load_142 | 39 | 0.001181 | 0.000296 | 0 | 0 |  | 1 | TRUE | wye
34 | LV_2262-1_1_5_load_143 | 40 | 0.0019687 | 0.00049339 | 0 | 0 |  | 1 | TRUE | wye
35 | LV_2262-1_1_5_load_144 | 41 | 0.0022389 | 0.00056111 | 0 | 0 |  | 1 | TRUE | wye
36 | LV_2262-1_1_5_load_146 | 43 | 0.002493 | 0.00062481 | 0 | 0 |  | 1 | TRUE | wye
37 | LV_2262-1_1_5_load_156 | 46 | 0.00088049 | 0.00022067 | 0 | 0 |  | 1 | TRUE | wye
38 | LV_2262-1_1_5_load_157 | 47 | 0.0026992 | 0.00067649 | 0 | 0 |  | 1 | TRUE | wye
39 | LV_2262-1_1_5_load_215 | 48 | 0.0021716 | 0.00054425 | 0 | 0 |  | 1 | TRUE | wye
40 | LV_2262-1_1_5_load_244 | 50 | 0.0019089 | 0.00047842 | 0 | 0 |  | 1 | TRUE | wye
41 | LV_2262-1_1_5_load_181 | 52 | 0.022984 | 0.0057603 | 0 | 0 |  | 1 | TRUE | wye
42 | LV_2262-1_1_5_load_178 | 53 | 0.0042107 | 0.0010553 | 0 | 0 |  | 1 | TRUE | wye
43 | LV_2262-1_1_5_load_172 | 54 | 0.0034823 | 0.00087275 | 0 | 0 |  | 1 | TRUE | wye
44 | LV_2262-1_1_5_load_173 | 55 | 0.0031904 | 0.00079958 | 0 | 0 |  | 1 | TRUE | wye
45 | LV_2262-1_1_5_load_175 | 57 | 0.005278 | 0.0013228 | 0 | 0 |  | 1 | TRUE | wye
46 | LV_2262-1_1_5_load_176 | 58 | 0.0012644 | 0.0003169 | 0 | 0 |  | 1 | TRUE | wye
47 | LV_2262-1_1_5_load_177 | 59 | 0.0020431 | 0.00051204 | 0 | 0 |  | 1 | TRUE | wye
48 | LV_2262-1_1_5_load_189 | 60 | 0.0010983 | 0.00027527 | 0 | 0 |  | 1 | TRUE | wye
49 | LV_2262-1_1_5_load_179 | 61 | 0.0026689 | 0.00066888 | 0 | 0 |  | 1 | TRUE | wye
50 | LV_2262-1_1_5_load_182 | 63 | 0.01923 | 0.0048194 | 0 | 0 |  | 1 | TRUE | wye
51 | LV_2262-1_1_5_load_183 | 64 | 0.011272 | 0.0028249 | 0 | 0 |  | 1 | TRUE | wye
52 | LV_2262-1_1_5_load_184 | 65 | 0.023035 | 0.0057732 | 0 | 0 |  | 1 | TRUE | wye
53 | LV_2262-1_1_5_load_185 | 66 | 0.0031964 | 0.00080109 | 0 | 0 |  | 1 | TRUE | wye
54 | LV_2262-1_1_5_load_186 | 67 | 0.0019716 | 0.00049414 | 0 | 0 |  | 1 | TRUE | wye
55 | LV_2262-1_1_5_load_187 | 68 | 0.0018352 | 0.00045995 | 0 | 0 |  | 1 | TRUE | wye
56 | LV_2262-1_1_5_load_198 | 70 | 0.0058128 | 0.0014568 | 0 | 0 |  | 1 | TRUE | wye
57 | LV_2262-1_1_5_load_195 | 71 | 0.0022868 | 0.00057312 | 0 | 0 |  | 1 | TRUE | wye
58 | LV_2262-1_1_5_load_192 | 72 | 0.001541 | 0.00038621 | 0 | 0 |  | 1 | TRUE | wye
59 | LV_2262-1_1_5_load_193 | 73 | 0.0024704 | 0.00061914 | 0 | 0 |  | 1 | TRUE | wye
60 | LV_2262-1_1_5_load_194 | 74 | 0.0028233 | 0.0007076 | 0 | 0 |  | 1 | TRUE | wye
61 | LV_2262-1_1_5_load_196 | 75 | 0.0037335 | 0.00093571 | 0 | 0 |  | 1 | TRUE | wye
62 | LV_2262-1_1_5_load_197 | 76 | 0.0050007 | 0.0012533 | 0 | 0 |  | 1 | TRUE | wye
63 | LV_2262-1_1_5_load_210 | 77 | 0.0037343 | 0.0009359 | 0 | 0 |  | 1 | TRUE | wye
64 | LV_2262-1_1_5_load_209 | 78 | 0.0018862 | 0.00047274 | 0 | 0 |  | 1 | TRUE | wye
65 | LV_2262-1_1_5_load_199 | 79 | 0.0035715 | 0.00089511 | 0 | 0 |  | 1 | TRUE | wye
66 | LV_2262-1_1_5_load_200 | 80 | 0.003558 | 0.00089173 | 0 | 0 |  | 1 | TRUE | wye
67 | LV_2262-1_1_5_load_201 | 81 | 0.0017158 | 0.00043002 | 0 | 0 |  | 1 | TRUE | wye
68 | LV_2262-1_1_5_load_202 | 82 | 0.0019517 | 0.00048915 | 0 | 0 |  | 1 | TRUE | wye
69 | LV_2262-1_1_5_load_208 | 83 | 0.0019634 | 0.00049208 | 0 | 0 |  | 1 | TRUE | wye
70 | LV_2262-1_1_5_load_206 | 84 | 0.00092821 | 0.00023263 | 0 | 0 |  | 1 | TRUE | wye
71 | LV_2262-1_1_5_load_207 | 85 | 0.0031337 | 0.00078539 | 0 | 0 |  | 1 | TRUE | wye
72 | LV_2262-1_1_5_load_214 | 86 | 0.0023812 | 0.00059679 | 0 | 0 |  | 1 | TRUE | wye
73 | LV_2262-1_1_5_load_211 | 87 | 0.01553 | 0.0038923 | 0 | 0 |  | 1 | TRUE | wye
74 | LV_2262-1_1_5_load_212 | 88 | 0.0023414 | 0.0005868 | 0 | 0 |  | 1 | TRUE | wye
75 | LV_2262-1_1_5_load_213 | 89 | 0.0035978 | 0.00090168 | 0 | 0 |  | 1 | TRUE | wye
76 | LV_2262-1_1_5_load_216 | 90 | 0.00051372 | 0.00012875 | 0 | 0 |  | 1 | TRUE | wye
77 | LV_2262-1_1_5_load_217 | 91 | 0.00089348 | 0.00022393 | 0 | 0 |  | 1 | TRUE | wye
78 | LV_2262-1_1_5_load_218 | 92 | 0.00025811 | 6.4689e-05 | 0 | 0 |  | 1 | TRUE | wye
79 | LV_2262-1_1_5_load_219 | 93 | 0.00029931 | 7.5013e-05 | 0 | 0 |  | 1 | TRUE | wye
80 | LV_2262-1_1_5_load_257 | 94 | 0.00032989 | 8.2678e-05 | 0 | 0 |  | 1 | TRUE | wye
81 | LV_2262-1_1_5_load_237 | 95 | 0.0041513 | 0.0010404 | 0 | 0 |  | 1 | TRUE | wye
82 | LV_2262-1_1_5_load_221 | 96 | 0.0038101 | 0.00095489 | 0 | 0 |  | 1 | TRUE | wye
83 | LV_2262-1_1_5_load_222 | 97 | 0.0037165 | 0.00093145 | 0 | 0 |  | 1 | TRUE | wye
84 | LV_2262-1_1_5_load_223 | 98 | 0.0045911 | 0.0011506 | 0 | 0 |  | 1 | TRUE | wye
85 | LV_2262-1_1_5_load_239 | 99 | 0.0049288 | 0.0012353 | 0 | 0 |  | 1 | TRUE | wye
86 | LV_2262-1_1_5_load_224 | 100 | 0.0029978 | 0.00075132 | 0 | 0 |  | 1 | TRUE | wye
87 | LV_2262-1_1_5_load_225 | 101 | 0.0015146 | 0.0003796 | 0 | 0 |  | 1 | TRUE | wye
88 | LV_2262-1_1_5_load_227 | 103 | 0.0019721 | 0.00049426 | 0 | 0 |  | 1 | TRUE | wye
89 | LV_2262-1_1_5_load_228 | 104 | 0.0093981 | 0.0023554 | 0 | 0 |  | 1 | TRUE | wye
90 | LV_2262-1_1_5_load_229 | 105 | 0.0030173 | 0.0007562 | 0 | 0 |  | 1 | TRUE | wye
91 | LV_2262-1_1_5_load_238 | 107 | 0.013231 | 0.003316 | 0 | 0 |  | 1 | TRUE | wye
92 | LV_2262-1_1_5_load_241 | 108 | 0.0022188 | 0.0005561 | 0 | 0 |  | 1 | TRUE | wye
93 | LV_2262-1_1_5_load_230 | 109 | 0.00070401 | 0.00017644 | 0 | 0 |  | 1 | TRUE | wye
94 | LV_2262-1_1_5_load_231 | 110 | 0.0028593 | 0.00071662 | 0 | 0 |  | 1 | TRUE | wye
95 | LV_2262-1_1_5_load_233 | 111 | 0.0043528 | 0.0010909 | 0 | 0 |  | 1 | TRUE | wye
96 | LV_2262-1_1_5_load_235 | 112 | 0.012511 | 0.0031355 | 0 | 0 |  | 1 | TRUE | wye
97 | LV_2262-1_1_5_load_236 | 113 | 0.0052943 | 0.0013269 | 0 | 0 |  | 1 | TRUE | wye
98 | LV_2262-1_1_5_load_242 | 114 | 0.0022933 | 0.00057476 | 0 | 0 |  | 1 | TRUE | wye
99 | LV_2262-1_1_5_load_243 | 115 | 0.007084 | 0.0017754 | 0 | 0 |  | 1 | TRUE | wye
100 | LV_2262-1_1_5_load_240 | 116 | 0.0023324 | 0.00058455 | 0 | 0 |  | 1 | TRUE | wye
101 | LV_2262-1_1_5_load_248 | 117 | 0.0017752 | 0.0004449 | 0 | 0 |  | 1 | TRUE | wye
102 | LV_2262-1_1_5_load_249 | 118 | 0.0026742 | 0.00067022 | 0 | 0 |  | 1 | TRUE | wye
103 | LV_2262-1_1_5_load_254 | 119 | 0.0017926 | 0.00044927 | 0 | 0 |  | 1 | TRUE | wye
104 | LV_2262-1_1_5_load_250 | 120 | 0.0016951 | 0.00042483 | 0 | 0 |  | 1 | TRUE | wye
105 | LV_2262-1_1_5_load_251 | 121 | 0.0025304 | 0.00063419 | 0 | 0 |  | 1 | TRUE | wye
106 | LV_2262-1_1_5_load_252 | 122 | 0.0016297 | 0.00040843 | 0 | 0 |  | 1 | TRUE | wye
107 | LV_2262-1_1_5_load_253 | 123 | 0.0017683 | 0.00044317 | 0 | 0 |  | 1 | TRUE | wye
108 | LV_2262-1_1_5_load_255 | 124 | 0.00029872 | 7.4866e-05 | 0 | 0 |  | 1 | TRUE | wye
109 | LV_2262-1_1_5_load_256 | 125 | 0.00024802 | 6.2161e-05 | 0 | 0 |  | 1 | TRUE | wye

## ext_grid
| name | bus | vm_pu | va_degree | slack_weight | in_service
0 |  | 63 | 1 | 0 | 1 | TRUE

## line
| name | std_type | from_bus | to_bus | length_km | r_ohm_per_km | x_ohm_per_km | c_nf_per_km | g_us_per_km | max_i_ka | df | parallel | type | in_service
0 | LV_2262-1_1_5_line_0 |  | 0 | 1 | 0.01087 | 0.125 | 0.08 | 261 | 0 | 0.364 | 1 | 1 | cs | TRUE
1 | LV_2262-1_1_5_line_1 |  | 0 | 2 | 0.0050619 | 0.125 | 0.08 | 261 | 0 | 0.364 | 1 | 1 | cs | TRUE
2 | LV_2262-1_1_5_line_2 |  | 1 | 3 | 0.020194 | 0.125 | 0.08 | 261 | 0 | 0.364 | 1 | 1 | cs | TRUE
3 | LV_2262-1_1_5_line_3 |  | 2 | 4 | 0.014125 | 0.125 | 0.08 | 261 | 0 | 0.364 | 1 | 4 | cs | TRUE
4 | LV_2262-1_1_5_line_4 |  | 2 | 5 | 0.019668 | 0.125 | 0.08 | 261 | 0 | 0.364 | 1 | 4 | cs | TRUE
5 | LV_2262-1_1_5_line_5 |  | 3 | 6 | 0.0060607 | 0.125 | 0.08 | 261 | 0 | 0.364 | 1 | 1 | cs | TRUE
6 | LV_2262-1_1_5_line_6 |  | 3 | 7 | 0.015596 | 0.125 | 0.08 | 261 | 0 | 0.364 | 1 | 1 | cs | TRUE
7 | LV_2262-1_1_5_line_7 |  | 4 | 8 | 0.015062 | 0.125 | 0.08 | 261 | 0 | 0.364 | 1 | 4 | cs | TRUE
8 | LV_2262-1_1_5_line_8 |  | 5 | 9 | 0.0012333 | 0.125 | 0.08 | 261 | 0 | 0.364 | 1 | 4 | cs | TRUE
9 | LV_2262-1_1_5_line_9 |  | 6 | 12 | 0.0177 | 0.125 | 0.08 | 261 | 0 | 0.364 | 1 | 1 | cs | TRUE
10 | LV_2262-1_1_5_line_10 |  | 7 | 10 | 0.0013881 | 0.125 | 0.08 | 261 | 0 | 0.364 | 1 | 1 | cs | TRUE
11 | LV_2262-1_1_5_line_11 |  | 8 | 25 | 0.011101 | 0.125 | 0.08 | 261 | 0 | 0.364 | 1 | 4 | cs | TRUE
12 | LV_2262-1_1_5_line_12 |  | 9 | 84 | 0.01783 | 0.125 | 0.08 | 261 | 0 | 0.364 | 1 | 4 | cs | TRUE
13 | LV_2262-1_1_5_line_13 |  | 10 | 11 | 0.013085 | 0.125 | 0.08 | 261 | 0 | 0.364 | 1 | 1 | cs | TRUE
14 | LV_2262-1_1_5_line_14 |  | 13 | 14 | 0.023408 | 0.125 | 0.08 | 261 | 0 | 0.364 | 1 | 1 | cs | TRUE
15 | LV_2262-1_1_5_line_15 |  | 13 | 15 | 0.01867 | 0.125 | 0.08 | 261 | 0 | 0.364 | 1 | 1 | cs | TRUE
16 | LV_2262-1_1_5_line_16 |  | 14 | 16 | 0.022271 | 0.125 | 0.08 | 261 | 0 | 0.364 | 1 | 4 | cs | TRUE
17 | LV_2262-1_1_5_line_17 |  | 14 | 17 | 0.0055349 | 0.125 | 0.08 | 261 | 0 | 0.364 | 1 | 4 | cs | TRUE
18 | LV_2262-1_1_5_line_18 |  | 15 | 18 | 0.022606 | 0.125 | 0.08 | 261 | 0 | 0.364 | 1 | 1 | cs | TRUE
19 | LV_2262-1_1_5_line_19 |  | 15 | 19 | 0.015259 | 0.125 | 0.08 | 261 | 0 | 0.364 | 1 | 1 | cs | TRUE
20 | LV_2262-1_1_5_line_20 |  | 16 | 20 | 0.014384 | 0.125 | 0.08 | 261 | 0 | 0.364 | 1 | 1 | cs | TRUE
21 | LV_2262-1_1_5_line_21 |  | 16 | 21 | 0.021121 | 0.125 | 0.08 | 261 | 0 | 0.364 | 1 | 4 | cs | TRUE
22 | LV_2262-1_1_5_line_22 |  | 17 | 22 | 0.0063124 | 0.125 | 0.08 | 261 | 0 | 0.364 | 1 | 4 | cs | TRUE
23 | LV_2262-1_1_5_line_23 |  | 18 | 23 | 0.0076017 | 0.125 | 0.08 | 261 | 0 | 0.364 | 1 | 1 | cs | TRUE
24 | LV_2262-1_1_5_line_24 |  | 19 | 24 | 0.084949 | 0.125 | 0.08 | 261 | 0 | 0.364 | 1 | 1 | cs | TRUE
25 | LV_2262-1_1_5_line_25 |  | 20 | 72 | 0.0090969 | 0.125 | 0.08 | 261 | 0 | 0.364 | 1 | 1 | cs | TRUE
26 | LV_2262-1_1_5_line_26 |  | 21 | 36 | 0.039747 | 0.125 | 0.08 | 261 | 0 | 0.364 | 1 | 4 | cs | TRUE
27 | LV_2262-1_1_5_line_27 |  | 22 | 28 | 0.020517 | 0.125 | 0.08 | 261 | 0 | 0.364 | 1 | 4 | cs | TRUE
28 | LV_2262-1_1_5_line_28 |  | 23 | 34 | 0.019295 | 0.125 | 0.08 | 261 | 0 | 0.364 | 1 | 1 | cs | TRUE
29 | LV_2262-1_1_5_line_29 |  | 24 | 37 | 0.00732 | 0.125 | 0.08 | 261 | 0 | 0.364 | 1 | 1 | cs | TRUE
30 | LV_2262-1_1_5_line_30 |  | 25 | 26 | 0.023354 | 0.125 | 0.08 | 261 | 0 | 0.364 | 1 | 4 | cs | TRUE
31 | LV_2262-1_1_5_line_31 |  | 26 | 36 | 0.029866 | 0.125 | 0.08 | 261 | 0 | 0.364 | 1 | 4 | cs | TRUE
32 | LV_2262-1_1_5_line_32 |  | 27 | 28 | 0.0015454 | 0.125 | 0.08 | 261 | 0 | 0.364 | 1 | 4 | cs | TRUE
33 | LV_2262-1_1_5_line_33 |  | 27 | 29 | 0.046457 | 0.125 | 0.08 | 261 | 0 | 0.364 | 1 | 4 | cs | TRUE
34 | LV_2262-1_1_5_line_34 |  | 29 | 30 | 0.017219 | 0.125 | 0.08 | 261 | 0 | 0.364 | 1 | 1 | cs | TRUE
35 | LV_2262-1_1_5_line_35 |  | 29 | 31 | 0.013649 | 0.125 | 0.08 | 261 | 0 | 0.364 | 1 | 4 | cs | TRUE
36 | LV_2262-1_1_5_line_36 |  | 30 | 32 | 0.021527 | 0.125 | 0.08 | 261 | 0 | 0.364 | 1 | 1 | cs | TRUE
37 | LV_2262-1_1_5_line_37 |  | 31 | 33 | 0.013366 | 0.125 | 0.08 | 261 | 0 | 0.364 | 1 | 4 | cs | TRUE
38 | LV_2262-1_1_5_line_38 |  | 33 | 58 | 0.011909 | 0.125 | 0.08 | 261 | 0 | 0.364 | 1 | 4 | cs | TRUE
39 | LV_2262-1_1_5_line_39 |  | 34 | 35 | 0.0027073 | 0.125 | 0.08 | 261 | 0 | 0.364 | 1 | 1 | cs | TRUE
40 | LV_2262-1_1_5_line_40 |  | 35 | 117 | 0.0056757 | 0.125 | 0.08 | 261 | 0 | 0.364 | 1 | 1 | cs | TRUE
41 | LV_2262-1_1_5_line_41 |  | 37 | 38 | 0.002274 | 0.125 | 0.08 | 261 | 0 | 0.364 | 1 | 1 | cs | TRUE
42 | LV_2262-1_1_5_line_42 |  | 39 | 40 | 0.018227 | 0.125 | 0.08 | 261 | 0 | 0.364 | 1 | 1 | cs | TRUE
43 | LV_2262-1_1_5_line_43 |  | 39 | 41 | 0.018364 | 0.125 | 0.08 | 261 | 0 | 0.364 | 1 | 1 | cs | TRUE
44 | LV_2262-1_1_5_line_44 |  | 40 | 42 | 0.025509 | 0.125 | 0.08 | 261 | 0 | 0.364 | 1 | 1 | cs | TRUE
45 | LV_2262-1_1_5_line_45 |  | 41 | 43 | 0.01592 | 0.125 | 0.08 | 261 | 0 | 0.364 | 1 | 1 | cs | TRUE
46 | LV_2262-1_1_5_line_46 |  | 42 | 44 | 0.033491 | 0.125 | 0.08 | 261 | 0 | 0.364 | 1 | 1 | cs | TRUE
47 | LV_2262-1_1_5_line_47 |  | 43 | 45 | 0.0098629 | 0.125 | 0.08 | 261 | 0 | 0.364 | 1 | 1 | cs | TRUE
48 | LV_2262-1_1_5_line_48 |  | 44 | 49 | 0.005532 | 0.125 | 0.08 | 261 | 0 | 0.364 | 1 | 1 | cs | TRUE
49 | LV_2262-1_1_5_line_49 |  | 44 | 50 | 0.017188 | 0.125 | 0.08 | 261 | 0 | 0.364 | 1 | 1 | cs | TRUE
50 | LV_2262-1_1_5_line_50 |  | 45 | 46 | 0.0212 | 0.125 | 0.08 | 261 | 0 | 0.364 | 1 | 1 | cs | TRUE
51 | LV_2262-1_1_5_line_51 |  | 45 | 47 | 0.013377 | 0.125 | 0.08 | 261 | 0 | 0.364 | 1 | 1 | cs | TRUE
52 | LV_2262-1_1_5_line_52 |  | 47 | 48 | 0.040599 | 0.125 | 0.08 | 261 | 0 | 0.364 | 1 | 2 | cs | TRUE
53 | LV_2262-1_1_5_line_53 |  | 48 | 52 | 0.054188 | 0.125 | 0.08 | 261 | 0 | 0.364 | 1 | 4 | cs | TRUE
54 | LV_2262-1_1_5_line_54 |  | 48 | 89 | 0.010353 | 0.125 | 0.08 | 261 | 0 | 0.364 | 1 | 4 | cs | TRUE
55 | LV_2262-1_1_5_line_55 |  | 49 | 113 | 0.017706 | 0.125 | 0.08 | 261 | 0 | 0.364 | 1 | 1 | cs | TRUE
56 | LV_2262-1_1_5_line_56 |  | 49 | 111 | 0.028802 | 0.125 | 0.08 | 261 | 0 | 0.364 | 1 | 1 | cs | TRUE
57 | LV_2262-1_1_5_line_57 |  | 50 | 115 | 0.020361 | 0.125 | 0.08 | 261 | 0 | 0.364 | 1 | 1 | cs | TRUE
58 | LV_2262-1_1_5_line_58 |  | 51 | 52 | 0.032006 | 0.125 | 0.08 | 261 | 0 | 0.364 | 1 | 4 | cs | TRUE
59 | LV_2262-1_1_5_line_59 |  | 51 | 53 | 0.024341 | 0.125 | 0.08 | 261 | 0 | 0.364 | 1 | 4 | cs | TRUE
60 | LV_2262-1_1_5_line_60 |  | 53 | 61 | 0.013274 | 0.125 | 0.08 | 261 | 0 | 0.364 | 1 | 4 | cs | TRUE
61 | LV_2262-1_1_5_line_61 |  | 54 | 55 | 0.020868 | 0.125 | 0.08 | 261 | 0 | 0.364 | 1 | 1 | cs | TRUE
62 | LV_2262-1_1_5_line_62 |  | 54 | 56 | 0.022382 | 0.125 | 0.08 | 261 | 0 | 0.364 | 1 | 1 | cs | TRUE
63 | LV_2262-1_1_5_line_63 |  | 55 | 57 | 0.0081333 | 0.125 | 0.08 | 261 | 0 | 0.364 | 1 | 1 | cs | TRUE
64 | LV_2262-1_1_5_line_64 |  | 56 | 58 | 0.011842 | 0.125 | 0.08 | 261 | 0 | 0.364 | 1 | 4 | cs | TRUE
65 | LV_2262-1_1_5_line_65 |  | 56 | 59 | 0.0052564 | 0.125 | 0.08 | 261 | 0 | 0.364 | 1 | 3 | cs | TRUE
66 | LV_2262-1_1_5_line_66 |  | 59 | 60 | 0.0015272 | 0.125 | 0.08 | 261 | 0 | 0.364 | 1 | 1 | cs | TRUE
67 | LV_2262-1_1_5_line_67 |  | 60 | 68 | 0.02089 | 0.125 | 0.08 | 261 | 0 | 0.364 | 1 | 1 | cs | TRUE
68 | LV_2262-1_1_5_line_68 |  | 61 | 62 | 0.0075904 | 0.125 | 0.08 | 261 | 0 | 0.364 | 1 | 4 | cs | TRUE
69 | LV_2262-1_1_5_line_69 |  | 62 | 63 | 0.019804 | 0.125 | 0.08 | 261 | 0 | 0.364 | 1 | 4 | cs | TRUE
70 | LV_2262-1_1_5_line_70 |  | 63 | 64 | 0.0036325 | 0.125 | 0.08 | 261 | 0 | 0.364 | 1 | 1 | cs | TRUE
71 | LV_2262-1_1_5_line_71 |  | 64 | 65 | 0.019176 | 0.125 | 0.08 | 261 | 0 | 0.364 | 1 | 1 | cs | TRUE
72 | LV_2262-1_1_5_line_72 |  | 66 | 67 | 0.0024243 | 0.125 | 0.08 | 261 | 0 | 0.364 | 1 | 1 | cs | TRUE
73 | LV_2262-1_1_5_line_73 |  | 66 | 68 | 0.0066139 | 0.125 | 0.08 | 261 | 0 | 0.364 | 1 | 1 | cs | TRUE
74 | LV_2262-1_1_5_line_74 |  | 67 | 69 | 0.025234 | 0.125 | 0.08 | 261 | 0 | 0.364 | 1 | 1 | cs | TRUE
75 | LV_2262-1_1_5_line_75 |  | 69 | 70 | 0.014958 | 0.125 | 0.08 | 261 | 0 | 0.364 | 1 | 1 | cs | TRUE
76 | LV_2262-1_1_5_line_76 |  | 69 | 71 | 0.025031 | 0.125 | 0.08 | 261 | 0 | 0.364 | 1 | 1 | cs | TRUE
77 | LV_2262-1_1_5_line_77 |  | 70 | 78 | 0.029419 | 0.125 | 0.08 | 261 | 0 | 0.364 | 1 | 1 | cs | TRUE
78 | LV_2262-1_1_5_line_78 |  | 71 | 75 | 0.022783 | 0.125 | 0.08 | 261 | 0 | 0.364 | 1 | 1 | cs | TRUE
79 | LV_2262-1_1_5_line_79 |  | 72 | 73 | 0.017234 | 0.125 | 0.08 | 261 | 0 | 0.364 | 1 | 1 | cs | TRUE
80 | LV_2262-1_1_5_line_80 |  | 73 | 74 | 0.0001858 | 0.125 | 0.08 | 261 | 0 | 0.364 | 1 | 1 | cs | TRUE
81 | LV_2262-1_1_5_line_81 |  | 75 | 76 | 0.00083746 | 0.125 | 0.08 | 261 | 0 | 0.364 | 1 | 1 | cs | TRUE
82 | LV_2262-1_1_5_line_82 |  | 76 | 77 | 0.023013 | 0.125 | 0.08 | 261 | 0 | 0.364 | 1 | 1 | cs | TRUE
83 | LV_2262-1_1_5_line_83 |  | 77 | 87 | 0.0036708 | 0.125 | 0.08 | 261 | 0 | 0.364 | 1 | 1 | cs | TRUE
84 | LV_2262-1_1_5_line_84 |  | 78 | 83 | 0.00093861 | 0.125 | 0.08 | 261 | 0 | 0.364 | 1 | 1 | cs | TRUE
85 | LV_2262-1_1_5_line_85 |  | 79 | 80 | 0.0010692 | 0.125 | 0.08 | 261 | 0 | 0.364 | 1 | 1 | cs | TRUE
86 | LV_2262-1_1_5_line_86 |  | 79 | 81 | 0.01323 | 0.125 | 0.08 | 261 | 0 | 0.364 | 1 | 1 | cs | TRUE
87 | LV_2262-1_1_5_line_87 |  | 81 | 82 | 0.0080061 | 0.125 | 0.08 | 261 | 0 | 0.364 | 1 | 1 | cs | TRUE
88 | LV_2262-1_1_5_line_88 |  | 82 | 83 | 0.01375 | 0.125 | 0.08 | 261 | 0 | 0.364 | 1 | 1 | cs | TRUE
89 | LV_2262-1_1_5_line_89 |  | 84 | 85 | 0.0017826 | 0.125 | 0.08 | 261 | 0 | 0.364 | 1 | 4 | cs | TRUE
90 | LV_2262-1_1_5_line_90 |  | 85 | 86 | 0.0092984 | 0.125 | 0.08 | 261 | 0 | 0.364 | 1 | 4 | cs | TRUE
91 | LV_2262-1_1_5_line_91 |  | 86 | 88 | 0.021006 | 0.125 | 0.08 | 261 | 0 | 0.364 | 1 | 4 | cs | TRUE
92 | LV_2262-1_1_5_line_92 |  | 88 | 89 | 0.00032567 | 0.125 | 0.08 | 261 | 0 | 0.364 | 1 | 4 | cs | TRUE
93 | LV_2262-1_1_5_line_93 |  | 90 | 91 | 0.00022693 | 0.125 | 0.08 | 261 | 0 | 0.364 | 1 | 1 | cs | TRUE
94 | LV_2262-1_1_5_line_94 |  | 90 | 92 | 0.025682 | 0.125 | 0.08 | 261 | 0 | 0.364 | 1 | 1 | cs | TRUE
95 | LV_2262-1_1_5_line_95 |  | 91 | 93 | 0.023746 | 0.125 | 0.08 | 261 | 0 | 0.364 | 1 | 1 | cs | TRUE
96 | LV_2262-1_1_5_line_96 |  | 92 | 94 | 0.088486 | 0.125 | 0.08 | 261 | 0 | 0.364 | 1 | 1 | cs | TRUE
97 | LV_2262-1_1_5_line_97 |  | 93 | 95 | 0.057401 | 0.125 | 0.08 | 261 | 0 | 0.364 | 1 | 1 | cs | TRUE
98 | LV_2262-1_1_5_line_98 |  | 94 | 124 | 0.0093508 | 0.125 | 0.08 | 261 | 0 | 0.364 | 1 | 1 | cs | TRUE
99 | LV_2262-1_1_5_line_99 |  | 95 | 114 | 0.026995 | 0.125 | 0.08 | 261 | 0 | 0.364 | 1 | 1 | cs | TRUE
100 | LV_2262-1_1_5_line_100 |  | 96 | 97 | 0.037339 | 0.125 | 0.08 | 261 | 0 | 0.364 | 1 | 1 | cs | TRUE
101 | LV_2262-1_1_5_line_101 |  | 97 | 98 | 0.018891 | 0.125 | 0.08 | 261 | 0 | 0.364 | 1 | 1 | cs | TRUE
102 | LV_2262-1_1_5_line_102 |  | 98 | 99 | 0.013094 | 0.125 | 0.08 | 261 | 0 | 0.364 | 1 | 1 | cs | TRUE
103 | LV_2262-1_1_5_line_103 |  | 99 | 115 | 0.018243 | 0.125 | 0.08 | 261 | 0 | 0.364 | 1 | 1 | cs | TRUE
104 | LV_2262-1_1_5_line_104 |  | 100 | 101 | 0.0074039 | 0.125 | 0.08 | 261 | 0 | 0.364 | 1 | 1 | cs | TRUE
105 | LV_2262-1_1_5_line_105 |  | 100 | 102 | 0.011963 | 0.125 | 0.08 | 261 | 0 | 0.364 | 1 | 1 | cs | TRUE
106 | LV_2262-1_1_5_line_106 |  | 101 | 103 | 0.054464 | 0.125 | 0.08 | 261 | 0 | 0.364 | 1 | 1 | cs | TRUE
107 | LV_2262-1_1_5_line_107 |  | 102 | 104 | 0.0092019 | 0.125 | 0.08 | 261 | 0 | 0.364 | 1 | 1 | cs | TRUE
108 | LV_2262-1_1_5_line_108 |  | 102 | 105 | 0.012189 | 0.125 | 0.08 | 261 | 0 | 0.364 | 1 | 1 | cs | TRUE
109 | LV_2262-1_1_5_line_109 |  | 103 | 106 | 0.034567 | 0.125 | 0.08 | 261 | 0 | 0.364 | 1 | 1 | cs | TRUE
110 | LV_2262-1_1_5_line_110 |  | 104 | 107 | 0.018366 | 0.125 | 0.08 | 261 | 0 | 0.364 | 1 | 1 | cs | TRUE
111 | LV_2262-1_1_5_line_111 |  | 105 | 108 | 0.028445 | 0.125 | 0.08 | 261 | 0 | 0.364 | 1 | 1 | cs | TRUE
112 | LV_2262-1_1_5_line_112 |  | 106 | 110 | 0.025575 | 0.125 | 0.08 | 261 | 0 | 0.364 | 1 | 1 | cs | TRUE
113 | LV_2262-1_1_5_line_113 |  | 107 | 113 | 0.013396 | 0.125 | 0.08 | 261 | 0 | 0.364 | 1 | 1 | cs | TRUE
114 | LV_2262-1_1_5_line_114 |  | 108 | 116 | 0.017077 | 0.125 | 0.08 | 261 | 0 | 0.364 | 1 | 1 | cs | TRUE
115 | LV_2262-1_1_5_line_115 |  | 109 | 110 | 0.013278 | 0.125 | 0.08 | 261 | 0 | 0.364 | 1 | 1 | cs | TRUE
116 | LV_2262-1_1_5_line_116 |  | 111 | 112 | 0.021544 | 0.125 | 0.08 | 261 | 0 | 0.364 | 1 | 1 | cs | TRUE
117 | LV_2262-1_1_5_line_117 |  | 114 | 116 | 0.00018216 | 0.125 | 0.08 | 261 | 0 | 0.364 | 1 | 1 | cs | TRUE
118 | LV_2262-1_1_5_line_118 |  | 117 | 118 | 0.011163 | 0.125 | 0.08 | 261 | 0 | 0.364 | 1 | 1 | cs | TRUE
119 | LV_2262-1_1_5_line_119 |  | 118 | 119 | 0.0065007 | 0.125 | 0.08 | 261 | 0 | 0.364 | 1 | 1 | cs | TRUE
120 | LV_2262-1_1_5_line_120 |  | 119 | 123 | 0.0058043 | 0.125 | 0.08 | 261 | 0 | 0.364 | 1 | 1 | cs | TRUE
121 | LV_2262-1_1_5_line_121 |  | 120 | 121 | 0.0013378 | 0.125 | 0.08 | 261 | 0 | 0.364 | 1 | 1 | cs | TRUE
122 | LV_2262-1_1_5_line_122 |  | 120 | 122 | 0.012121 | 0.125 | 0.08 | 261 | 0 | 0.364 | 1 | 1 | cs | TRUE
123 | LV_2262-1_1_5_line_123 |  | 121 | 123 | 0.0074067 | 0.125 | 0.08 | 261 | 0 | 0.364 | 1 | 1 | cs | TRUE
124 | LV_2262-1_1_5_line_124 |  | 124 | 125 | 0.007544 | 0.125 | 0.08 | 261 | 0 | 0.364 | 1 | 1 | cs | TRUE

## trafo
| name | std_type | hv_bus | lv_bus | sn_mva | vn_hv_kv | vn_lv_kv | vk_percent | vkr_percent | pfe_kw | i0_percent | shift_degree | tap_side | tap_neutral | tap_min | tap_max | tap_step_percent | tap_step_degree | tap_pos | tap_phase_shifter | parallel | df | in_service
0 | LV_2262-1_1_5_trafo_182 | 0.63 MVA 20/0.4 kV | 126 | 63 | 0.63 | 20 | 0.4 | 6 | 1.206 | 1.65 | 0.2619 | 150 | hv | 0 | -2 | 2 | 2.5 | 0 | 0 | FALSE | 1 | 1 | TRUE

## line_geodata
| x0 | y0 | x1 | y1 | x2 | y2 | x3 | y3 | x4 | y4 | x5 | y5 | x6 | y6
0 | 2581182.3017 | 1195135.9708 | 2581172.644 | 1195130.9821
1 | 2581168.7405 | 1195127.7594 | 2581172.644 | 1195130.9821 | 2581172.644 | 1195130.9821
2 | 2581201.5014 | 1195142.1302 | 2581184.0452 | 1195136.8714 | 2581182.3017 | 1195135.9708
3 | 2581168.7405 | 1195127.7594 | 2581157.8387 | 1195118.7785
4 | 2581168.7405 | 1195127.7594 | 2581180.1676 | 1195111.7521
5 | 2581201.5014 | 1195142.1302 | 2581202.8241 | 1195138.7464 | 2581203.8793 | 1195136.5601
6 | 2581201.5014 | 1195142.1302 | 2581201.0308 | 1195145.0999 | 2581201.1106 | 1195148.6349 | 2581201.6393 | 1195152.0128 | 2581202.6237 | 1195154.9112 | 2581203.9966 | 1195157.0879
7 | 2581145.7995 | 1195110.2176 | 2581147.6345 | 1195110.3724 | 2581157.8387 | 1195118.7785
8 | 2581180.8842 | 1195110.7483 | 2581180.1676 | 1195111.7521
9 | 2581203.8793 | 1195136.5601 | 2581204.6029 | 1195135.0611 | 2581209.3728 | 1195127.9978 | 2581213.9639 | 1195122.052
10 | 2581203.9966 | 1195157.0879 | 2581204.7371 | 1195158.2619
11 | 2581134.738 | 1195109.2844 | 2581145.7995 | 1195110.2176
12 | 2581180.8842 | 1195110.7483 | 2581191.2438 | 1195096.2365
13 | 2581213.7605 | 1195167.7293 | 2581209.4469 | 1195163.5054 | 2581204.7371 | 1195158.2619 | 2581204.7371 | 1195158.2619
14 | 2581014.3772 | 1195057.0452 | 2580999.6402 | 1195075.2325
15 | 2580987.7539 | 1195089.6253 | 2580990.0467 | 1195087.0722 | 2580999.6402 | 1195075.2325
16 | 2581014.3772 | 1195057.0452 | 2581028.5022 | 1195064.0261 | 2581033.6276 | 1195068.1231
17 | 2581014.3772 | 1195057.0452 | 2581009.4158 | 1195054.5915
18 | 2580987.7539 | 1195089.6253 | 2581006.1194 | 1195102.806
19 | 2580987.7539 | 1195089.6253 | 2580977.5682 | 1195100.9866
20 | 2581033.6276 | 1195068.1231 | 2581042.4225 | 1195056.7411
21 | 2581033.6276 | 1195068.1231 | 2581050.1316 | 1195081.3037
22 | 2581009.4158 | 1195054.5915 | 2581003.7576 | 1195051.7931
23 | 2581012.2953 | 1195107.2383 | 2581006.1194 | 1195102.806
24 | 2580977.5682 | 1195100.9866 | 2580907.2889 | 1195148.7058
25 | 2581047.9846 | 1195049.5428 | 2581042.4225 | 1195056.7411
26 | 2581050.1316 | 1195081.3037 | 2581079.3126 | 1195104.6083 | 2581081.7065 | 1195104.8103
27 | 2580985.3666 | 1195042.6976 | 2581003.7576 | 1195051.7931
28 | 2581027.9712 | 1195118.4887 | 2581012.2953 | 1195107.2383
29 | 2580907.2889 | 1195148.7058 | 2580899.9702 | 1195148.5662
30 | 2581134.738 | 1195109.2844 | 2581111.4672 | 1195107.3211
31 | 2581081.7065 | 1195104.8103 | 2581111.4672 | 1195107.3211
32 | 2580985.3666 | 1195042.6976 | 2580983.9814 | 1195042.0125
33 | 2580940.3526 | 1195026.5654 | 2580969.5524 | 1195034.8764 | 2580983.9814 | 1195042.0125
34 | 2580940.3526 | 1195026.5654 | 2580926.7326 | 1195022.6847 | 2580923.7271 | 1195022.1238
35 | 2580940.3526 | 1195026.5654 | 2580949.2446 | 1195016.2101
36 | 2580902.5657 | 1195018.1746 | 2580923.7271 | 1195022.1238
37 | 2580957.9524 | 1195006.0695 | 2580949.2446 | 1195016.2101
38 | 2580965.7105 | 1194997.0347 | 2580957.9524 | 1195006.0695
39 | 2581030.1707 | 1195120.0672 | 2581027.9712 | 1195118.4887
40 | 2581030.1707 | 1195120.0672 | 2581034.7817 | 1195123.3765
41 | 2580897.6966 | 1195148.5228 | 2580899.9702 | 1195148.5662
42 | 2581266.051 | 1195009.7167 | 2581265.7004 | 1195007.3559 | 2581264.4561 | 1195001.7457 | 2581261.582 | 1194992.07
43 | 2581266.6783 | 1195028.0169 | 2581267.0421 | 1195022.1262 | 2581266.6345 | 1195013.6452 | 2581266.051 | 1195009.7167
44 | 2581252.48 | 1194968.2433 | 2581261.2988 | 1194991.1166 | 2581261.582 | 1194992.07
45 | 2581266.6783 | 1195028.0169 | 2581266.5347 | 1195030.3433 | 2581265.7486 | 1195037.1827 | 2581264.6113 | 1195043.7898
46 | 2581240.9447 | 1194936.8073 | 2581248.2956 | 1194955.6719 | 2581252.48 | 1194968.2433
47 | 2581261.8907 | 1195053.2701 | 2581264.6113 | 1195043.7898
48 | 2581246.3272 | 1194935.4674 | 2581240.9447 | 1194936.8073
49 | 2581240.9447 | 1194936.8073 | 2581234.3808 | 1194920.9222
50 | 2581261.8907 | 1195053.2701 | 2581279.3229 | 1195065.3357
51 | 2581261.8907 | 1195053.2701 | 2581258.5116 | 1195061.7297 | 2581256.4867 | 1195065.4865
52 | 2581216.0913 | 1195061.4296 | 2581256.4867 | 1195065.4865
53 | 2581216.0913 | 1195061.4296 | 2581222.4852 | 1195007.6198
54 | 2581210.0762 | 1195069.8557 | 2581216.0913 | 1195061.4296
55 | 2581246.3272 | 1194935.4674 | 2581254.8623 | 1194926.3467 | 2581258.5799 | 1194922.6904
56 | 2581246.3272 | 1194935.4674 | 2581251.304 | 1194935.9408 | 2581261.1035 | 1194938.7893 | 2581266.8114 | 1194941.5728 | 2581271.0731 | 1194944.8167 | 2581272.4409 | 1194946.1223
57 | 2581226.6049 | 1194902.1039 | 2581234.3808 | 1194920.9222
58 | 2581199.4065 | 1194985.4754 | 2581214.9761 | 1195001.1679 | 2581222.4852 | 1195007.6198
59 | 2581199.4065 | 1194985.4754 | 2581195.4156 | 1194988.3451 | 2581190.9302 | 1194991.4609 | 2581185.6417 | 1194993.601 | 2581181.258 | 1194995.1267 | 2581177.6552 | 1194995.4494 | 2581177.6552 | 1194995.4494
60 | 2581177.6552 | 1194995.4494 | 2581174.3923 | 1194994.8483 | 2581170.7499 | 1194992.2918 | 2581167.0245 | 1194988.2372
61 | 2580962.8801 | 1194968.3085 | 2580953.0477 | 1194949.9016
62 | 2580973.4255 | 1194988.0502 | 2580962.8801 | 1194968.3085
63 | 2580949.2156 | 1194942.7277 | 2580953.0477 | 1194949.9016
64 | 2580973.4255 | 1194988.0502 | 2580965.7105 | 1194997.0347
65 | 2580973.4255 | 1194988.0502 | 2580976.8497 | 1194984.0621
66 | 2580976.8497 | 1194984.0621 | 2580977.8445 | 1194982.9034
67 | 2580991.4527 | 1194967.0542 | 2580977.8445 | 1194982.9034
68 | 2581161.8889 | 1194982.648 | 2581167.0245 | 1194988.2372
69 | 2581161.8889 | 1194982.648 | 2581148.1333 | 1194968.4008
70 | 2581148.1333 | 1194968.4008 | 2581145.6102 | 1194965.7876
71 | 2581132.2907 | 1194951.992 | 2581145.6102 | 1194965.7876
72 | 2580995.7612 | 1194962.0362 | 2580997.3405 | 1194960.1969
73 | 2580995.7612 | 1194962.0362 | 2580991.4527 | 1194967.0542
74 | 2581013.7785 | 1194941.0518 | 2580997.3405 | 1194960.1969
75 | 2581013.7785 | 1194941.0518 | 2581024.3983 | 1194951.5863
76 | 2581013.7785 | 1194941.0518 | 2580995.8559 | 1194923.5774 | 2580995.8559 | 1194923.5774
77 | 2581024.3983 | 1194951.5863 | 2581045.2844 | 1194972.3046
78 | 2580995.8559 | 1194923.5774 | 2581012.1755 | 1194907.6804
79 | 2581047.9846 | 1195049.5428 | 2581058.5219 | 1195035.9059
80 | 2581058.5219 | 1195035.9059 | 2581058.6356 | 1195035.7589
81 | 2581012.7754 | 1194907.0961 | 2581012.1755 | 1194907.6804
82 | 2581012.7754 | 1194907.0961 | 2581029.2598 | 1194891.0385
83 | 2581031.8892 | 1194888.4771 | 2581029.2598 | 1194891.0385
84 | 2581045.9508 | 1194972.9657 | 2581045.2844 | 1194972.3046
85 | 2581070.7894 | 1194997.6048 | 2581071.5485 | 1194998.3578
86 | 2581070.7894 | 1194997.6048 | 2581061.3965 | 1194988.2873
87 | 2581055.7126 | 1194982.649 | 2581061.3965 | 1194988.2873
88 | 2581055.7126 | 1194982.649 | 2581045.9508 | 1194972.9657
89 | 2581191.2438 | 1195096.2365 | 2581192.2795 | 1195094.7856
90 | 2581197.682 | 1195087.2177 | 2581192.2795 | 1195094.7856
91 | 2581209.887 | 1195070.1208 | 2581197.682 | 1195087.2177
92 | 2581210.0762 | 1195069.8557 | 2581209.887 | 1195070.1208
93 | 2581205.9293 | 1194762.2181 | 2581205.7212 | 1194762.1276
94 | 2581205.7212 | 1194762.1276 | 2581186.8726 | 1194753.9358 | 2581184.081 | 1194752.9997 | 2581181.9311 | 1194752.6063
95 | 2581205.9293 | 1194762.2181 | 2581227.7072 | 1194771.683
96 | 2581181.9311 | 1194752.6063 | 2581150.3993 | 1194669.9286
97 | 2581259.6262 | 1194815.2684 | 2581249.2648 | 1194786.9122 | 2581246.2551 | 1194782.0413 | 2581243.6024 | 1194779.2481 | 2581239.6938 | 1194776.8925 | 2581227.7072 | 1194771.683
98 | 2581150.3993 | 1194669.9286 | 2581154.6402 | 1194661.5948
99 | 2581268.8911 | 1194840.624 | 2581259.6262 | 1194815.2684
100 | 2581193.5233 | 1194821.0271 | 2581207.4596 | 1194855.6682
101 | 2581207.4596 | 1194855.6682 | 2581209.028 | 1194859.5667 | 2581214.6376 | 1194873.1421
102 | 2581219.638 | 1194885.2437 | 2581214.6376 | 1194873.1421
103 | 2581219.638 | 1194885.2437 | 2581226.6049 | 1194902.1039
104 | 2581297.5394 | 1194886.8746 | 2581302.9398 | 1194881.8096
105 | 2581288.7604 | 1194895.0011 | 2581294.4887 | 1194889.7359 | 2581297.5394 | 1194886.8746
106 | 2581302.9398 | 1194881.8096 | 2581308.558 | 1194876.5402 | 2581297.0799 | 1194831.2098
107 | 2581288.7604 | 1194895.0011 | 2581281.9258 | 1194901.1625
108 | 2581288.7604 | 1194895.0011 | 2581284.5769 | 1194883.5521
109 | 2581290.7024 | 1194797.7876 | 2581289.5019 | 1194801.2821 | 2581297.0799 | 1194831.2098
110 | 2581268.2842 | 1194913.4601 | 2581281.9258 | 1194901.1625
111 | 2581284.5769 | 1194883.5521 | 2581274.8144 | 1194856.8345
112 | 2581290.7024 | 1194797.7876 | 2581287.0317 | 1194788.6498 | 2581284.6058 | 1194787.7236 | 2581282.9922 | 1194790.6858 | 2581284.7636 | 1194796.7279 | 2581282.3479 | 1194799.0145 | 2581282.2248 | 1194798.9584
113 | 2581268.2842 | 1194913.4601 | 2581264.4556 | 1194916.9115 | 2581258.5799 | 1194922.6904
114 | 2581268.9536 | 1194840.7951 | 2581274.8144 | 1194856.8345
115 | 2581273.1907 | 1194789.705 | 2581278.838 | 1194797.4136 | 2581282.2248 | 1194798.9584
116 | 2581287.8333 | 1194961.1949 | 2581275.345 | 1194948.8943 | 2581272.4409 | 1194946.1223
117 | 2581268.9536 | 1194840.7951 | 2581268.8911 | 1194840.624
118 | 2581043.8509 | 1195129.8853 | 2581034.7817 | 1195123.3765
119 | 2581049.1323 | 1195133.6757 | 2581043.8509 | 1195129.8853
120 | 2581049.1323 | 1195133.6757 | 2581053.8478 | 1195137.06
121 | 2581060.9521 | 1195142.1586 | 2581059.8652 | 1195141.3786
122 | 2581070.7994 | 1195149.2259 | 2581060.9521 | 1195142.1586
123 | 2581059.8652 | 1195141.3786 | 2581053.8478 | 1195137.06
124 | 2581154.6402 | 1194661.5948 | 2581158.0617 | 1194654.8713

## bus_geodata
| x | y | coords
0 | 2581172.644 | 1195130.9821
1 | 2581182.3017 | 1195135.9708
2 | 2581168.7405 | 1195127.7594
3 | 2581201.5014 | 1195142.1302
4 | 2581157.8387 | 1195118.7785
5 | 2581180.1676 | 1195111.7521
6 | 2581203.8793 | 1195136.5601
7 | 2581203.9966 | 1195157.0879
8 | 2581145.7995 | 1195110.2176
9 | 2581180.8842 | 1195110.7483
10 | 2581204.7371 | 1195158.2619
11 | 2581213.7605 | 1195167.7293
12 | 2581213.9639 | 1195122.052
13 | 2580999.6402 | 1195075.2325
14 | 2581014.3772 | 1195057.0452
15 | 2580987.7539 | 1195089.6253
16 | 2581033.6276 | 1195068.1231
17 | 2581009.4158 | 1195054.5915
18 | 2581006.1194 | 1195102.806
19 | 2580977.5682 | 1195100.9866
20 | 2581042.4225 | 1195056.7411
21 | 2581050.1316 | 1195081.3037
22 | 2581003.7576 | 1195051.7931
23 | 2581012.2953 | 1195107.2383
24 | 2580907.2889 | 1195148.7058
25 | 2581134.738 | 1195109.2844
26 | 2581111.4672 | 1195107.3211
27 | 2580983.9814 | 1195042.0125
28 | 2580985.3666 | 1195042.6976
29 | 2580940.3526 | 1195026.5654
30 | 2580923.7271 | 1195022.1238
31 | 2580949.2446 | 1195016.2101
32 | 2580902.5657 | 1195018.1746
33 | 2580957.9524 | 1195006.0695
34 | 2581027.9712 | 1195118.4887
35 | 2581030.1707 | 1195120.0672
36 | 2581081.7065 | 1195104.8103
37 | 2580899.9702 | 1195148.5662
38 | 2580897.6966 | 1195148.5228
39 | 2581266.051 | 1195009.7167
40 | 2581261.582 | 1194992.07
41 | 2581266.6783 | 1195028.0169
42 | 2581252.48 | 1194968.2433
43 | 2581264.6113 | 1195043.7898
44 | 2581240.9447 | 1194936.8073
45 | 2581261.8907 | 1195053.2701
46 | 2581279.3229 | 1195065.3357
47 | 2581256.4867 | 1195065.4865
48 | 2581216.0913 | 1195061.4296
49 | 2581246.3272 | 1194935.4674
50 | 2581234.3808 | 1194920.9222
51 | 2581199.4065 | 1194985.4754
52 | 2581222.4852 | 1195007.6198
53 | 2581177.6552 | 1194995.4494
54 | 2580962.8801 | 1194968.3085
55 | 2580953.0477 | 1194949.9016
56 | 2580973.4255 | 1194988.0502
57 | 2580949.2156 | 1194942.7277
58 | 2580965.7105 | 1194997.0347
59 | 2580976.8497 | 1194984.0621
60 | 2580977.8445 | 1194982.9034
61 | 2581167.0245 | 1194988.2372
62 | 2581161.8889 | 1194982.648
63 | 2581148.1333 | 1194968.4008
64 | 2581145.6102 | 1194965.7875
65 | 2581132.2907 | 1194951.992
66 | 2580995.7612 | 1194962.0362
67 | 2580997.3405 | 1194960.1969
68 | 2580991.4527 | 1194967.0542
69 | 2581013.7785 | 1194941.0518
70 | 2581024.3983 | 1194951.5863
71 | 2580995.8559 | 1194923.5774
72 | 2581047.9846 | 1195049.5428
73 | 2581058.5219 | 1195035.9059
74 | 2581058.6356 | 1195035.7589
75 | 2581012.1755 | 1194907.6804
76 | 2581012.7754 | 1194907.0961
77 | 2581029.2598 | 1194891.0385
78 | 2581045.2844 | 1194972.3046
79 | 2581070.7894 | 1194997.6048
80 | 2581071.5485 | 1194998.3578
81 | 2581061.3965 | 1194988.2873
82 | 2581055.7126 | 1194982.649
83 | 2581045.9508 | 1194972.9657
84 | 2581191.2438 | 1195096.2365
85 | 2581192.2795 | 1195094.7856
86 | 2581197.682 | 1195087.2177
87 | 2581031.8892 | 1194888.4771
88 | 2581209.887 | 1195070.1208
89 | 2581210.0762 | 1195069.8557
90 | 2581205.7212 | 1194762.1276
91 | 2581205.9293 | 1194762.2181
92 | 2581181.9311 | 1194752.6063
93 | 2581227.7072 | 1194771.683
94 | 2581150.3993 | 1194669.9286
95 | 2581259.6262 | 1194815.2684
96 | 2581193.5233 | 1194821.0271
97 | 2581207.4596 | 1194855.6682
98 | 2581214.6376 | 1194873.1421
99 | 2581219.638 | 1194885.2437
100 | 2581297.5394 | 1194886.8746
101 | 2581302.9398 | 1194881.8096
102 | 2581288.7604 | 1194895.0011
103 | 2581297.0799 | 1194831.2098
104 | 2581281.9258 | 1194901.1625
105 | 2581284.5769 | 1194883.5521
106 | 2581290.7024 | 1194797.7876
107 | 2581268.2842 | 1194913.4601
108 | 2581274.8144 | 1194856.8345
109 | 2581273.1907 | 1194789.705
110 | 2581282.2248 | 1194798.9584
111 | 2581272.4409 | 1194946.1223
112 | 2581287.8333 | 1194961.1949
113 | 2581258.5799 | 1194922.6904
114 | 2581268.8911 | 1194840.624
115 | 2581226.6049 | 1194902.1039
116 | 2581268.9536 | 1194840.7951
117 | 2581034.7817 | 1195123.3765
118 | 2581043.8509 | 1195129.8853
119 | 2581049.1323 | 1195133.6757
120 | 2581060.9521 | 1195142.1586
121 | 2581059.8652 | 1195141.3786
122 | 2581070.7994 | 1195149.2259
123 | 2581053.8478 | 1195137.06
124 | 2581154.6402 | 1194661.5948
125 | 2581158.0617 | 1194654.8713
126 | 2581148.1333 | 1194968.4008

## line_std_types
| c_nf_per_km | r_ohm_per_km | x_ohm_per_km | max_i_ka | type | q_mm2 | alpha | voltage_rating
NAYY 4x50 SE | 210 | 0.642 | 0.083 | 0.142 | cs | 50 | 0.00403 | LV
NAYY 4x120 SE | 264 | 0.225 | 0.08 | 0.242 | cs | 120 | 0.00403 | LV
NAYY 4x150 SE | 261 | 0.208 | 0.08 | 0.27 | cs | 150 | 0.00403 | LV
NA2XS2Y 1x95 RM/25 12/20 kV | 216 | 0.313 | 0.132 | 0.252 | cs | 95 | 0.00403 | MV
NA2XS2Y 1x185 RM/25 12/20 kV | 273 | 0.161 | 0.117 | 0.362 | cs | 185 | 0.00403 | MV
NA2XS2Y 1x240 RM/25 12/20 kV | 304 | 0.122 | 0.112 | 0.421 | cs | 240 | 0.00403 | MV
NA2XS2Y 1x95 RM/25 6/10 kV | 315 | 0.313 | 0.123 | 0.249 | cs | 95 | 0.00403 | MV
NA2XS2Y 1x185 RM/25 6/10 kV | 406 | 0.161 | 0.11 | 0.358 | cs | 185 | 0.00403 | MV
NA2XS2Y 1x240 RM/25 6/10 kV | 456 | 0.122 | 0.105 | 0.416 | cs | 240 | 0.00403 | MV
NA2XS2Y 1x150 RM/25 12/20 kV | 250 | 0.206 | 0.116 | 0.319 | cs | 150 | 0.00403 | MV
NA2XS2Y 1x120 RM/25 12/20 kV | 230 | 0.253 | 0.119 | 0.283 | cs | 120 | 0.00403 | MV
NA2XS2Y 1x70 RM/25 12/20 kV | 190 | 0.443 | 0.132 | 0.22 | cs | 70 | 0.00403 | MV
NA2XS2Y 1x150 RM/25 6/10 kV | 360 | 0.206 | 0.11 | 0.315 | cs | 150 | 0.00403 | MV
NA2XS2Y 1x120 RM/25 6/10 kV | 340 | 0.253 | 0.113 | 0.28 | cs | 120 | 0.00403 | MV
NA2XS2Y 1x70 RM/25 6/10 kV | 280 | 0.443 | 0.123 | 0.217 | cs | 70 | 0.00403 | MV
N2XS(FL)2Y 1x120 RM/35 64/110 kV | 112 | 0.153 | 0.166 | 0.366 | cs | 120 | 0.00393 | HV
N2XS(FL)2Y 1x185 RM/35 64/110 kV | 125 | 0.099 | 0.156 | 0.457 | cs | 185 | 0.00393 | HV
N2XS(FL)2Y 1x240 RM/35 64/110 kV | 135 | 0.075 | 0.149 | 0.526 | cs | 240 | 0.00393 | HV
N2XS(FL)2Y 1x300 RM/35 64/110 kV | 144 | 0.06 | 0.144 | 0.588 | cs | 300 | 0.00393 | HV
15-AL1/3-ST1A 0.4 | 11 | 1.8769 | 0.35 | 0.105 | ol | 16 | 0.00403 | LV
24-AL1/4-ST1A 0.4 | 11.25 | 1.2012 | 0.335 | 0.14 | ol | 24 | 0.00403 | LV
48-AL1/8-ST1A 0.4 | 12.2 | 0.5939 | 0.3 | 0.21 | ol | 48 | 0.00403 | LV
94-AL1/15-ST1A 0.4 | 13.2 | 0.306 | 0.29 | 0.35 | ol | 94 | 0.00403 | LV
34-AL1/6-ST1A 10.0 | 9.7 | 0.8342 | 0.36 | 0.17 | ol | 34 | 0.00403 | MV
48-AL1/8-ST1A 10.0 | 10.1 | 0.5939 | 0.35 | 0.21 | ol | 48 | 0.00403 | MV
70-AL1/11-ST1A 10.0 | 10.4 | 0.4132 | 0.339 | 0.29 | ol | 70 | 0.00403 | MV
94-AL1/15-ST1A 10.0 | 10.75 | 0.306 | 0.33 | 0.35 | ol | 94 | 0.00403 | MV
122-AL1/20-ST1A 10.0 | 11.1 | 0.2376 | 0.323 | 0.41 | ol | 122 | 0.00403 | MV
149-AL1/24-ST1A 10.0 | 11.25 | 0.194 | 0.315 | 0.47 | ol | 149 | 0.00403 | MV
34-AL1/6-ST1A 20.0 | 9.15 | 0.8342 | 0.382 | 0.17 | ol | 34 | 0.00403 | MV
48-AL1/8-ST1A 20.0 | 9.5 | 0.5939 | 0.372 | 0.21 | ol | 48 | 0.00403 | MV
70-AL1/11-ST1A 20.0 | 9.7 | 0.4132 | 0.36 | 0.29 | ol | 70 | 0.00403 | MV
94-AL1/15-ST1A 20.0 | 10 | 0.306 | 0.35 | 0.35 | ol | 94 | 0.00403 | MV
122-AL1/20-ST1A 20.0 | 10.3 | 0.2376 | 0.344 | 0.41 | ol | 122 | 0.00403 | MV
149-AL1/24-ST1A 20.0 | 10.5 | 0.194 | 0.337 | 0.47 | ol | 149 | 0.00403 | MV
184-AL1/30-ST1A 20.0 | 10.75 | 0.1571 | 0.33 | 0.535 | ol | 184 | 0.00403 | MV
243-AL1/39-ST1A 20.0 | 11 | 0.1188 | 0.32 | 0.645 | ol | 243 | 0.00403 | MV
48-AL1/8-ST1A 110.0 | 8 | 0.5939 | 0.46 | 0.21 | ol | 48 | 0.00403 | HV
70-AL1/11-ST1A 110.0 | 8.4 | 0.4132 | 0.45 | 0.29 | ol | 70 | 0.00403 | HV
94-AL1/15-ST1A 110.0 | 8.65 | 0.306 | 0.44 | 0.35 | ol | 94 | 0.00403 | HV
122-AL1/20-ST1A 110.0 | 8.5 | 0.2376 | 0.43 | 0.41 | ol | 122 | 0.00403 | HV
149-AL1/24-ST1A 110.0 | 8.75 | 0.194 | 0.41 | 0.47 | ol | 149 | 0.00403 | HV
184-AL1/30-ST1A 110.0 | 8.8 | 0.1571 | 0.4 | 0.535 | ol | 184 | 0.00403 | HV
243-AL1/39-ST1A 110.0 | 9 | 0.1188 | 0.39 | 0.645 | ol | 243 | 0.00403 | HV
305-AL1/39-ST1A 110.0 | 9.2 | 0.0949 | 0.38 | 0.74 | ol | 305 | 0.00403 | HV
490-AL1/64-ST1A 110.0 | 9.75 | 0.059 | 0.37 | 0.96 | ol | 490 | 0.00403 | HV
679-AL1/86-ST1A 110.0 | 9.95 | 0.042 | 0.36 | 1.15 | ol | 679 | 0.00403 | HV
490-AL1/64-ST1A 220.0 | 10 | 0.059 | 0.285 | 0.96 | ol | 490 | 0.00403 | HV
679-AL1/86-ST1A 220.0 | 11.7 | 0.042 | 0.275 | 1.15 | ol | 679 | 0.00403 | HV
490-AL1/64-ST1A 380.0 | 11 | 0.059 | 0.253 | 0.96 | ol | 490 | 0.00403 | HV
679-AL1/86-ST1A 380.0 | 14.6 | 0.042 | 0.25 | 1.15 | ol | 679 | 0.00403 | HV

## trafo_std_types
| i0_percent | pfe_kw | vkr_percent | sn_mva | vn_lv_kv | vn_hv_kv | vk_percent | shift_degree | vector_group | tap_side | tap_neutral | tap_min | tap_max | tap_step_degree | tap_step_percent | tap_phase_shifter
160 MVA 380/110 kV | 0.06 | 60 | 0.25 | 160 | 110 | 380 | 12.2 | 0 | Yy0 | hv | 0 | -9 | 9 | 0 | 1.5 | FALSE
100 MVA 220/110 kV | 0.06 | 55 | 0.26 | 100 | 110 | 220 | 12 | 0 | Yy0 | hv | 0 | -9 | 9 | 0 | 1.5 | FALSE
63 MVA 110/20 kV | 0.04 | 22 | 0.32 | 63 | 20 | 110 | 18 | 150 | YNd5 | hv | 0 | -9 | 9 | 0 | 1.5 | FALSE
40 MVA 110/20 kV | 0.05 | 18 | 0.34 | 40 | 20 | 110 | 16.2 | 150 | YNd5 | hv | 0 | -9 | 9 | 0 | 1.5 | FALSE
25 MVA 110/20 kV | 0.07 | 14 | 0.41 | 25 | 20 | 110 | 12 | 150 | YNd5 | hv | 0 | -9 | 9 | 0 | 1.5 | FALSE
63 MVA 110/10 kV | 0.04 | 22 | 0.32 | 63 | 10 | 110 | 18 | 150 | YNd5 | hv | 0 | -9 | 9 | 0 | 1.5 | FALSE
40 MVA 110/10 kV | 0.05 | 18 | 0.34 | 40 | 10 | 110 | 16.2 | 150 | YNd5 | hv | 0 | -9 | 9 | 0 | 1.5 | FALSE
25 MVA 110/10 kV | 0.07 | 14 | 0.41 | 25 | 10 | 110 | 12 | 150 | YNd5 | hv | 0 | -9 | 9 | 0 | 1.5 | FALSE
0.25 MVA 20/0.4 kV | 0.32 | 0.8 | 1.44 | 0.25 | 0.4 | 20 | 6 | 150 | Yzn5 | hv | 0 | -2 | 2 | 0 | 2.5 | FALSE
0.4 MVA 20/0.4 kV | 0.3375 | 1.35 | 1.425 | 0.4 | 0.4 | 20 | 6 | 150 | Dyn5 | hv | 0 | -2 | 2 | 0 | 2.5 | FALSE
0.63 MVA 20/0.4 kV | 0.2619 | 1.65 | 1.206 | 0.63 | 0.4 | 20 | 6 | 150 | Dyn5 | hv | 0 | -2 | 2 | 0 | 2.5 | FALSE
0.25 MVA 10/0.4 kV | 0.24 | 0.6 | 1.2 | 0.25 | 0.4 | 10 | 4 | 150 | Dyn5 | hv | 0 | -2 | 2 | 0 | 2.5 | FALSE
0.4 MVA 10/0.4 kV | 0.2375 | 0.95 | 1.325 | 0.4 | 0.4 | 10 | 4 | 150 | Dyn5 | hv | 0 | -2 | 2 | 0 | 2.5 | FALSE
0.63 MVA 10/0.4 kV | 0.1873 | 1.18 | 1.0794 | 0.63 | 0.4 | 10 | 4 | 150 | Dyn5 | hv | 0 | -2 | 2 | 0 | 2.5 | FALSE

## trafo3w_std_types
| sn_hv_mva | sn_mv_mva | sn_lv_mva | vn_hv_kv | vn_mv_kv | vn_lv_kv | vk_hv_percent | vk_mv_percent | vk_lv_percent | vkr_hv_percent | vkr_mv_percent | vkr_lv_percent | pfe_kw | i0_percent | shift_mv_degree | shift_lv_degree | vector_group | tap_side | tap_neutral | tap_min | tap_max | tap_step_percent
63/25/38 MVA 110/20/10 kV | 63 | 25 | 38 | 110 | 20 | 10 | 10.4 | 10.4 | 10.4 | 0.28 | 0.32 | 0.35 | 35 | 0.89 | 0 | 0 | YN0yn0yn0 | hv | 0 | -10 | 10 | 1.2
63/25/38 MVA 110/10/10 kV | 63 | 25 | 38 | 110 | 10 | 10 | 10.4 | 10.4 | 10.4 | 0.28 | 0.32 | 0.35 | 35 | 0.89 | 0 | 0 | YN0yn0yn0 | hv | 0 | -10 | 10 | 1.2

## fuse_std_types
| fuse_type | i_rated_a | t_avg | t_min | t_total | x_avg | x_min | x_total
HV 100A | HV 100A | 100 | 0 | [10.0, 3.64, 0.854, 0.281, 0.1, 0.0531, 0.022, 0.01] | [10.0, 4.267, 1.21, 0.403, 0.1, 0.058, 0.022, 0.01] | 0 | [300.0, 350.0, 450.0, 550.0, 700.0, 850.0, 1200.0, 1752.0] | [600.0, 700.0, 900.0, 1150.0, 1665.0, 2000.0, 3000.0, 4313.0]
HV 10A | HV 10A | 10 | 0 | [10.0, 1675.0, 0.344, 0.156, 0.1, 0.0417, 0.0171, 0.01] | [10.0, 1.3, 0.3, 0.155, 0.1, 0.0555, 0.023, 0.01] | 0 | [30.0, 32.0, 35.0, 37.0, 39.0, 50.0, 70.0, 88.0] | [60.0, 70.0, 80.0, 87.0, 94.0, 110.0, 150.0, 216.0]
HV 125A | HV 125A | 125 | 0 | [10.0, 1.82, 0.344, 0.1, 0.0467, 0.0269, 0.01] | [10.0, 2.478, 0.426, 0.1, 0.0427, 0.0211, 0.01] | 0 | [375.0, 500.0, 700.0, 925.0, 1200.0, 1500.0, 2341.0] | [750.0, 1000.0, 1500.0, 2200.0, 3000.0, 4000.0, 5765.0]
HV 160A | HV 160A | 160 | 0 | [10.0, 4.15, 1.03, 0.198, 0.1, 0.051, 0.0172, 0.01] | [10.0, 2.3, 0.734, 0.274, 0.1, 0.046, 0.0177, 0.01] | 0 | [480.0, 550.0, 700.0, 1000.0, 1260.0, 1600.0, 2500.0, 3227.0] | [960.0, 1300.0, 1700.0, 2200.0, 2996.0, 4000.0, 6000.0, 7946.0]
HV 16A | HV 16A | 16 | 0 | [10.0, 0.352, 0.164, 0.1, 0.0649, 0.0342, 0.01] | [10.0, 2.34, 0.722, 0.181, 0.1, 0.055, 0.0296, 0.01] | 0 | [48.0, 60.0, 65.0, 71.0, 80.0, 100.0, 162.0] | [96.0, 110.0, 125.0, 150.0, 168.0, 200.0, 250.0, 398.0]
HV 200A | HV 200A | 200 | 0 | [10.0, 4.267, 1.21, 0.403, 0.1, 0.058, 0.022, 0.01] | [10.0, 3.73, 1.654, 0.328, 0.1, 0.0531, 0.019, 0.01] | 0 | [600.0, 700.0, 900.0, 1150.0, 1665.0, 2000.0, 3000.0, 4313.0] | [1200.0, 1500.0, 1800.0, 2700.0, 3960.0, 5000.0, 7500.0, 10620.0]
HV 20A | HV 20A | 20 | 0 | [10.0, 1.3, 0.3, 0.155, 0.1, 0.0555, 0.023, 0.01] | [10.0, 1.3, 0.161, 0.1, 0.0611, 0.0399, 0.0141, 0.01] | 0 | [60.0, 70.0, 80.0, 87.0, 94.0, 110.0, 150.0, 216.0] | [120.0, 150.0, 200.0, 223.0, 260.0, 300.0, 450.0, 532.0]
HV 25A | HV 25A | 25 | 0 | [10.0, 2.512, 0.833, 0.299, 0.1, 0.0372, 0.0223, 0.01] | [10.0, 3.125, 0.597, 0.198, 0.1, 0.0378, 0.022, 0.01] | 0 | [75.0, 82.0, 90.0, 100.0, 124.0, 170.0, 200.0, 289.0] | [150.0, 170.0, 210.0, 250.0, 294.0, 400.0, 500.0, 711.0]
HV 31.5A | HV 31.5A | 31.5 | 0 | [10.0, 2.34, 0.722, 0.181, 0.1, 0.055, 0.0296, 0.01] | [10.0, 2.84, 0.368, 0.164, 0.1, 0.0621, 0.0378, 0.0195, 0.01] | 0 | [95.0, 110.0, 125.0, 150.0, 165.0, 200.0, 250.0, 390.0] | [189.0, 220.0, 300.0, 350.0, 393.0, 450.0, 530.0, 700.0, 960.0]
HV 40A | HV 40A | 40 | 0 | [10.0, 1.3, 0.161, 0.1, 0.0611, 0.0399, 0.0141, 0.01] | [10.0, 2.05, 0.369, 0.198, 0.1, 0.051, 0.0298, 0.01] | 0 | [120.0, 150.0, 200.0, 223.0, 260.0, 300.0, 450.0, 532.0] | [240.0, 300.0, 400.0, 450.0, 530.0, 650.0, 800.0, 1311.0]
HV 50A | HV 50A | 50 | 0 | [10.0, 3.215, 0.597, 0.198, 0.1, 0.0378, 0.022, 0.01] | [10.0, 3.64, 0.854, 0.281, 0.1, 0.0531, 0.022, 0.01] | 0 | [150.0, 170.0, 210.0, 250.0, 294.0, 400.0, 500.0, 711.0] | [300.0, 350.0, 450.0, 550.0, 700.0, 850.0, 1200.0, 1752.0]
HV 6.3A | HV 6.3A | 6.3 | 0 | [10.0, 1.39, 0.344, 0.168, 0.1, 0.056, 0.0263, 0.01] | [10.0, 1.711, 0.516, 0.198, 0.1, 0.0634, 0.0303, 0.01] | 0 | [19.0, 19.5, 20.4, 20.8, 22.0, 25.0, 32.0, 48.0] | [38.0, 40.0, 43.0, 48.0, 53.0, 60.0, 75.0, 118.0]
HV 63A | HV 63A | 63 | 0 | [10.0, 2.84, 0.368, 0.164, 0.1, 0.0621, 0.0378, 0.0195, 0.01] | [10.0, 1.82, 0.344, 0.1, 0.0467, 0.0269, 0.01] | 0 | [189.0, 220.0, 300.0, 350.0, 393.0, 450.0, 530.0, 700.0, 961.0] | [378.0, 500.0, 700.0, 934.0, 1200.0, 1500.0, 2366.0]
HV 80A | HV 80A | 80 | 0 | [10.0, 2.05, 0.369, 0.198, 0.1, 0.051, 0.0298, 0.01] | [10.0, 4.15, 1.03, 0.198, 0.1, 0.051, 0.0172, 0.01] | 0 | [240.0, 300.0, 400.0, 450.0, 530.0, 650.0, 800.0, 1311.0] | [480.0, 550.0, 700.0, 1000.0, 1260.0, 1600.0, 2500.0, 3227.0]
Siemens NH-1-100 | Siemens NH-1-100 | 100 | [5400.0, 2000.0, 400.0, 20.0, 1.0, 0.2, 0.012, 0.004] | 0 | 0 | [150.0, 190.0, 250.0, 430.0, 900.0, 1250.0, 2700.0, 3600.0] | 0 | 0
Siemens NH-1-125 | Siemens NH-1-125 | 125 | [4800.0, 120.0, 7.0, 0.1, 0.004] | 0 | 0 | [180.0, 400.0, 740.0, 2000.0, 4250.0] | 0 | 0
Siemens NH-1-16 | Siemens NH-1-16 | 16 | [4000.0, 400.0, 2.0, 0.1, 0.04, 0.01] | 0 | 0 | [26.0, 35.0, 75.0, 150.0, 200.0, 300.0] | 0 | 0
Siemens NH-1-160 | Siemens NH-1-160 | 160 | [4800.0, 120.0, 7.0, 0.1, 0.004] | 0 | 0 | [210.0, 500.0, 900.0, 2300.0, 5000.0] | 0 | 0
Siemens NH-1-25 | Siemens NH-1-25 | 25 | [4000.0, 1000.0, 10.0, 0.2, 0.02, 0.01] | 0 | 0 | [40.0, 50.0, 100.0, 210.0, 400.0, 500.0] | 0 | 0
Siemens NH-1-50 | Siemens NH-1-50 | 50 | [4000.0, 40.0, 4.0, 1.0, 0.02, 0.01] | 0 | 0 | [86.0, 200.0, 300.0, 400.0, 1000.0, 1280.0] | 0 | 0
Siemens NH-1-63 | Siemens NH-1-63 | 63 | [4000.0, 100.0, 10.0, 2.0, 0.04, 0.01] | 0 | 0 | [100.0, 200.0, 300.0, 400.0, 1000.0, 1500.0] | 0 | 0
Siemens NH-1-80 | Siemens NH-1-80 | 80 | [4800.0, 120.0, 7.0, 0.1, 0.01] | 0 | 0 | [150.58, 250.0, 450.0, 1150.0, 2470.0] | 0 | 0
Siemens NH-2-1000 | Siemens NH-2-1000 | 1000 | [4800.0, 120.0, 7.0, 0.1, 0.004] | 0 | 0 | [1900.0, 3500.0, 8400.0, 24000.0, 52000.0] | 0 | 0
Siemens NH-2-200 | Siemens NH-2-200 | 200 | [4800.0, 120.0, 7.0, 0.1, 0.004] | 0 | 0 | [280.0, 650.0, 1200.0, 3000.0, 7000.0] | 0 | 0
Siemens NH-2-224 | Siemens NH-2-224 | 224 | [4800.0, 120.0, 7.0, 0.2, 0.04, 0.004] | 0 | 0 | [400.0, 750.0, 1453.0, 3025.0, 4315.0, 7600.0] | 0 | 0
Siemens NH-2-250 | Siemens NH-2-250 | 250 | [4800.0, 120.0, 7.0, 0.1, 0.004] | 0 | 0 | [450.0, 800.0, 1650.0, 4000.0, 8500.0] | 0 | 0
Siemens NH-2-315 | Siemens NH-2-315 | 315 | [4800.0, 120.0, 7.0, 0.1, 0.004] | 0 | 0 | [550.0, 920.0, 1900.0, 5000.0, 11000.0] | 0 | 0
Siemens NH-2-355 | Siemens NH-2-355 | 355 | [4800.0, 120.0, 6.0, 0.1, 0.004] | 0 | 0 | [650.0, 1116.27, 2350.0, 5840.0, 12790.0] | 0 | 0
Siemens NH-2-400 | Siemens NH-2-400 | 400 | [4800.0, 120.0, 7.0, 0.1, 0.004] | 0 | 0 | [720.0, 1350.0, 2800.0, 6500.0, 15000.0] | 0 | 0
Siemens NH-2-425 | Siemens NH-2-425 | 425 | [4800.0, 120.0, 7.0, 0.1, 0.004] | 0 | 0 | [850.0, 1500.0, 3050.0, 7500.0, 16500.0] | 0 | 0
Siemens NH-2-630 | Siemens NH-2-630 | 630 | [4800.0, 120.0, 7.0, 0.1, 0.004] | 0 | 0 | [1200.0, 2000.0, 4800.0, 12000.0, 26000.0] | 0 | 0

## res_bus
| vm_pu | va_degree | p_mw | q_mvar
0 | 0.98602 | -0.26627 | 0.00076891 | 0.00019271
1 | 0.9859 | -0.26852 | 0.00046018 | 0.00011533
2 | 0.98607 | -0.26516 | 0 | 0
3 | 0.9857 | -0.27252 | 0 | 0
4 | 0.98558 | -0.27468 | 0.0017665 | 0.00044273
5 | 0.98682 | -0.25085 | 0.00049173 | 0.00012324
6 | 0.98569 | -0.27266 | 0.00088074 | 0.00022073
7 | 0.98556 | -0.27524 | 0.0033523 | 0.00084018
8 | 0.98506 | -0.28471 | 0.0011943 | 0.00029932
9 | 0.98686 | -0.24995 | 0.0027706 | 0.00069439
10 | 0.98555 | -0.2754 | 0.0058709 | 0.0014714
11 | 0.98554 | -0.27552 | 0.00050761 | 0.00012722
12 | 0.98568 | -0.27279 | 0.00042745 | 0.00010713
13 | 0.97935 | -0.39591 | 0.0036645 | 0.00091842
14 | 0.98026 | -0.37809 | 0 | 0
15 | 0.97869 | -0.4089 | 0 | 0
16 | 0.98093 | -0.36493 | 0 | 0
17 | 0.98014 | -0.38031 | 0.0025344 | 0.00063517
18 | 0.97809 | -0.42063 | 0.0069931 | 0.0017526
19 | 0.97855 | -0.41161 | 0.001243 | 0.00031152
20 | 0.98082 | -0.36714 | 0.0016429 | 0.00041176
21 | 0.98161 | -0.35166 | 0.0018785 | 0.00047079
22 | 0.98002 | -0.38278 | 0.0016229 | 0.00040674
23 | 0.97794 | -0.42361 | 0.003159 | 0.00079172
24 | 0.97788 | -0.42479 | 0.00099656 | 0.00024976
25 | 0.98468 | -0.29206 | 0.0029001 | 0.00072684
26 | 0.9839 | -0.30722 | 0.0019514 | 0.00048907
27 | 0.97959 | -0.39121 | 0.00054246 | 0.00013595
28 | 0.97962 | -0.39063 | 0.0018317 | 0.00045907
29 | 0.9787 | -0.40851 | 0 | 0
30 | 0.97863 | -0.40996 | 0.0010923 | 0.00027377
31 | 0.97846 | -0.41331 | 0.0014372 | 0.0003602
32 | 0.97856 | -0.41135 | 0.0035415 | 0.00088759
33 | 0.97822 | -0.41793 | 0.0017518 | 0.00043905
34 | 0.97761 | -0.43007 | 0.0026526 | 0.0006648
35 | 0.97757 | -0.43084 | 0.0018303 | 0.00045873
36 | 0.98291 | -0.32638 | 0.0016312 | 0.00040882
37 | 0.97783 | -0.42579 | 0.0013314 | 0.00033368
38 | 0.97781 | -0.42605 | 0.0061844 | 0.00155
39 | 0.98164 | -0.35054 | 0.001181 | 0.000296
40 | 0.97994 | -0.38348 | 0.0019687 | 0.00049339
41 | 0.98336 | -0.31709 | 0.0022389 | 0.00056111
42 | 0.97762 | -0.42884 | 0 | 0
43 | 0.98489 | -0.28754 | 0.002493 | 0.00062481
44 | 0.97456 | -0.48873 | 0 | 0
45 | 0.98587 | -0.26883 | 0 | 0
46 | 0.98585 | -0.26917 | 0.00088049 | 0.00022067
47 | 0.98719 | -0.24332 | 0.0026992 | 0.00067649
48 | 0.98926 | -0.20375 | 0.0021716 | 0.00054425
49 | 0.97419 | -0.49601 | 0 | 0
50 | 0.97415 | -0.49695 | 0.0019089 | 0.00047842
51 | 0.99523 | -0.090032 | 0 | 0
52 | 0.99291 | -0.13414 | 0.022984 | 0.0057603
53 | 0.99699 | -0.056622 | 0.0042107 | 0.0010553
54 | 0.97757 | -0.43076 | 0.0034823 | 0.00087275
55 | 0.9774 | -0.43398 | 0.0031904 | 0.00079958
56 | 0.97781 | -0.42588 | 0 | 0
57 | 0.97736 | -0.43476 | 0.005278 | 0.0013228
58 | 0.97802 | -0.42195 | 0.0012644 | 0.0003169
59 | 0.97772 | -0.42782 | 0.0020431 | 0.00051204
60 | 0.97763 | -0.42946 | 0.0010983 | 0.00027527
61 | 0.99797 | -0.038208 | 0.0026689 | 0.00066888
62 | 0.99853 | -0.027606 | 0 | 0
63 | 1 | 0 | -0.36173 | -0.09271
64 | 0.99989 | -0.0021724 | 0.011272 | 0.0028249
65 | 0.99949 | -0.0098763 | 0.023035 | 0.0057732
66 | 0.97616 | -0.45825 | 0.0031964 | 0.00080109
67 | 0.97604 | -0.46059 | 0.0019716 | 0.00049414
68 | 0.97651 | -0.45149 | 0.0018352 | 0.00045995
69 | 0.97485 | -0.48405 | 0 | 0
70 | 0.97457 | -0.48966 | 0.0058128 | 0.0014568
71 | 0.97415 | -0.49796 | 0.0022868 | 0.00057312
72 | 0.98076 | -0.36827 | 0.001541 | 0.00038621
73 | 0.98068 | -0.36992 | 0.0024704 | 0.00061914
74 | 0.98068 | -0.36993 | 0.0028233 | 0.0007076
75 | 0.97355 | -0.50969 | 0.0037335 | 0.00093571
76 | 0.97353 | -0.51006 | 0.0050007 | 0.0012533
77 | 0.97312 | -0.51822 | 0.0037343 | 0.0009359
78 | 0.97417 | -0.49758 | 0.0018862 | 0.00047274
79 | 0.97386 | -0.50356 | 0.0035715 | 0.00089511
80 | 0.97386 | -0.50363 | 0.003558 | 0.00089173
81 | 0.97395 | -0.50182 | 0.0017158 | 0.00043002
82 | 0.97402 | -0.50052 | 0.0019517 | 0.00048915
83 | 0.97416 | -0.4978 | 0.0019634 | 0.00049208
84 | 0.98755 | -0.23673 | 0.00092821 | 0.00023263
85 | 0.98762 | -0.23541 | 0.0031337 | 0.00078539
86 | 0.98798 | -0.22835 | 0.0023812 | 0.00059679
87 | 0.97307 | -0.51927 | 0.01553 | 0.0038923
88 | 0.98882 | -0.21222 | 0.0023414 | 0.0005868
89 | 0.98883 | -0.21196 | 0.0035978 | 0.00090168
90 | 0.97068 | -0.56536 | 0.00051372 | 0.00012875
91 | 0.97068 | -0.56535 | 0.00089348 | 0.00022393
92 | 0.97066 | -0.5659 | 0.00025811 | 6.4689e-05
93 | 0.97074 | -0.56423 | 0.00029931 | 7.5013e-05
94 | 0.97058 | -0.56734 | 0.00032989 | 8.2678e-05
95 | 0.97089 | -0.56121 | 0.0041513 | 0.0010404
96 | 0.97299 | -0.51986 | 0.0038101 | 0.00095489
97 | 0.97312 | -0.51724 | 0.0037165 | 0.00093145
98 | 0.97325 | -0.51462 | 0.0045911 | 0.0011506
99 | 0.9734 | -0.5117 | 0.0049288 | 0.0012353
100 | 0.9717 | -0.54517 | 0.0029978 | 0.00075132
101 | 0.97165 | -0.54613 | 0.0015146 | 0.0003796
102 | 0.97182 | -0.54295 | 0 | 0
103 | 0.97137 | -0.5517 | 0.0019721 | 0.00049426
104 | 0.97205 | -0.53838 | 0.0093981 | 0.0023554
105 | 0.97162 | -0.54674 | 0.0030173 | 0.0007562
106 | 0.97126 | -0.55398 | 0 | 0
107 | 0.97267 | -0.52608 | 0.013231 | 0.003316
108 | 0.97126 | -0.55402 | 0.0022188 | 0.0005561
109 | 0.97116 | -0.55584 | 0.00070401 | 0.00017644
110 | 0.97117 | -0.55566 | 0.0028593 | 0.00071662
111 | 0.97374 | -0.50494 | 0.0043528 | 0.0010909
112 | 0.97349 | -0.50989 | 0.012511 | 0.0031355
113 | 0.97329 | -0.51386 | 0.0052943 | 0.0013269
114 | 0.97107 | -0.55772 | 0.0022933 | 0.00057476
115 | 0.97369 | -0.50598 | 0.007084 | 0.0017754
116 | 0.97107 | -0.55769 | 0.0023324 | 0.00058455
117 | 0.9775 | -0.43228 | 0.0017752 | 0.0004449
118 | 0.97737 | -0.43474 | 0.0026742 | 0.00067022
119 | 0.97731 | -0.43586 | 0.0017926 | 0.00044927
120 | 0.97723 | -0.43754 | 0.0016951 | 0.00042483
121 | 0.97723 | -0.43746 | 0.0025304 | 0.00063419
122 | 0.97721 | -0.4379 | 0.0016297 | 0.00040843
123 | 0.97727 | -0.43667 | 0.0017683 | 0.00044317
124 | 0.97058 | -0.56743 | 0.00029872 | 7.4866e-05
125 | 0.97058 | -0.56747 | 0.00024802 | 6.2161e-05
126 | 0.99998 | 149.9956 | 0 | 0

## res_line
| p_from_mw | q_from_mvar | p_to_mw | q_to_mvar | pl_mw | ql_mvar | i_from_ka | i_to_ka | i_ka | vm_from_pu | va_from_degree | vm_to_pu | va_to_degree | loading_percent
0 | 0.011504 | 0.0028839 | -0.011503 | -0.0028832 | 1.2286e-06 | 6.4768e-07 | 0.017361 | 0.017361 | 0.017361 | 0.98602 | -0.26627 | 0.9859 | -0.26852 | 4.7695
1 | -0.012273 | -0.0030766 | 0.012273 | 0.0030769 | 6.5116e-07 | 3.5218e-07 | 0.018521 | 0.018521 | 0.018521 | 0.98602 | -0.26627 | 0.98607 | -0.26516 | 5.0883
2 | 0.011042 | 0.0027679 | -0.01104 | -0.0027668 | 2.1035e-06 | 1.0888e-06 | 0.016667 | 0.016667 | 0.016667 | 0.9859 | -0.26852 | 0.9857 | -0.27252 | 4.5787
3 | 0.15145 | 0.038428 | -0.15138 | -0.038385 | 6.9267e-05 | 4.361e-05 | 0.22871 | 0.22871 | 0.22871 | 0.98607 | -0.26516 | 0.98558 | -0.27468 | 15.7082
4 | -0.16372 | -0.041505 | 0.16384 | 0.041576 | 0.0001127 | 7.1125e-05 | 0.24723 | 0.24723 | 0.24723 | 0.98607 | -0.26516 | 0.98682 | -0.25085 | 16.9802
5 | 0.0013082 | 0.00032757 | -0.0013082 | -0.00032764 | 8.8633e-09 | -7.1581e-08 | 0.0019748 | 0.0019748 | 0.0019748 | 0.9857 | -0.27252 | 0.98569 | -0.27266 | 0.54253
6 | 0.0097322 | 0.0024392 | -0.0097309 | -0.0024386 | 1.2624e-06 | 6.0918e-07 | 0.014692 | 0.014692 | 0.014692 | 0.9857 | -0.27252 | 0.98556 | -0.27524 | 4.0362
7 | 0.14961 | 0.037942 | -0.14954 | -0.037896 | 7.2152e-05 | 4.541e-05 | 0.22604 | 0.22604 | 0.22604 | 0.98558 | -0.27468 | 0.98506 | -0.28471 | 15.525
8 | -0.16433 | -0.0417 | 0.16433 | 0.041704 | 7.1098e-06 | 4.4872e-06 | 0.24797 | 0.24797 | 0.24797 | 0.98682 | -0.25085 | 0.98686 | -0.24995 | 17.0311
9 | 0.00042746 | 0.00010691 | -0.00042745 | -0.00010713 | 2.7635e-09 | -2.2384e-07 | 0.00064522 | 0.0006453 | 0.0006453 | 0.98569 | -0.27266 | 0.98568 | -0.27279 | 0.17728
10 | 0.0063786 | 0.0015985 | -0.0063785 | -0.0015984 | 4.8277e-08 | 1.3209e-08 | 0.0096305 | 0.0096305 | 0.0096305 | 0.98556 | -0.27524 | 0.98555 | -0.2754 | 2.6457
11 | 0.14835 | 0.037597 | -0.1483 | -0.037564 | 5.233e-05 | 3.2926e-05 | 0.22424 | 0.22424 | 0.22424 | 0.98506 | -0.28471 | 0.98468 | -0.29206 | 15.4011
12 | -0.16711 | -0.042398 | 0.16721 | 0.042466 | 0.00010628 | 6.7107e-05 | 0.25215 | 0.25215 | 0.25215 | 0.98686 | -0.24995 | 0.98755 | -0.23673 | 17.3181
13 | 0.00050762 | 0.00012705 | -0.00050761 | -0.00012722 | 2.8821e-09 | -1.649e-07 | 0.00076636 | 0.00076642 | 0.00076642 | 0.98555 | -0.2754 | 0.98554 | -0.27552 | 0.21055
14 | -0.04198 | -0.010541 | 0.042015 | 0.010564 | 3.5721e-05 | 2.2567e-05 | 0.063791 | 0.063791 | 0.063791 | 0.97935 | -0.39591 | 0.98026 | -0.37809 | 17.525
15 | 0.038315 | 0.0096229 | -0.038291 | -0.009608 | 2.3734e-05 | 1.4955e-05 | 0.058223 | 0.058223 | 0.058223 | 0.97935 | -0.39591 | 0.97869 | -0.4089 | 15.9954
16 | -0.13087 | -0.032979 | 0.13096 | 0.033031 | 8.2458e-05 | 5.165e-05 | 0.19873 | 0.19873 | 0.19873 | 0.98026 | -0.37809 | 0.98093 | -0.36493 | 13.649
17 | 0.088859 | 0.022415 | -0.08885 | -0.022409 | 9.4484e-06 | 5.7679e-06 | 0.13494 | 0.13494 | 0.13494 | 0.98026 | -0.37809 | 0.98014 | -0.38031 | 9.2678
18 | 0.028529 | 0.0071599 | -0.028513 | -0.00715 | 1.5953e-05 | 9.9257e-06 | 0.04338 | 0.04338 | 0.04338 | 0.97869 | -0.4089 | 0.97809 | -0.42063 | 11.9176
19 | 0.0097624 | 0.002448 | -0.0097611 | -0.0024474 | 1.2607e-06 | 6.1514e-07 | 0.014843 | 0.014843 | 0.014843 | 0.97869 | -0.4089 | 0.97855 | -0.41161 | 4.0779
20 | 0.0084793 | 0.0021253 | -0.0084784 | -0.0021249 | 8.9243e-07 | 3.896e-07 | 0.012863 | 0.012863 | 0.012863 | 0.98093 | -0.36493 | 0.98082 | -0.36714 | 3.5337
21 | -0.13944 | -0.035156 | 0.13952 | 0.035212 | 8.8652e-05 | 5.567e-05 | 0.21159 | 0.21159 | 0.21159 | 0.98093 | -0.36493 | 0.98161 | -0.35166 | 14.5324
22 | 0.086315 | 0.021774 | -0.086305 | -0.021768 | 1.017e-05 | 6.1905e-06 | 0.13109 | 0.13109 | 0.13109 | 0.98014 | -0.38031 | 0.98002 | -0.38278 | 9.0035
23 | 0.02152 | 0.0053974 | -0.021517 | -0.0053955 | 3.0558e-06 | 1.8603e-06 | 0.032741 | 0.032741 | 0.032741 | 0.97809 | -0.42063 | 0.97794 | -0.42361 | 8.9948
24 | 0.0085181 | 0.0021359 | -0.0085128 | -0.0021336 | 5.3452e-06 | 2.3545e-06 | 0.012953 | 0.012954 | 0.012954 | 0.97855 | -0.41161 | 0.97788 | -0.42479 | 3.5587
25 | 0.0068355 | 0.0017131 | -0.0068351 | -0.001713 | 3.6686e-07 | 1.1999e-07 | 0.01037 | 0.01037 | 0.01037 | 0.98082 | -0.36714 | 0.98076 | -0.36827 | 2.849
26 | -0.1414 | -0.035683 | 0.14157 | 0.03579 | 0.00017135 | 0.00010765 | 0.21444 | 0.21444 | 0.21444 | 0.98161 | -0.35166 | 0.98291 | -0.32638 | 14.728
27 | 0.084682 | 0.021361 | -0.08465 | -0.021342 | 3.1824e-05 | 1.9334e-05 | 0.12863 | 0.12863 | 0.12863 | 0.98002 | -0.38278 | 0.97962 | -0.39063 | 8.8343
28 | 0.018358 | 0.0046038 | -0.018352 | -0.0046004 | 5.6462e-06 | 3.3716e-06 | 0.027934 | 0.027934 | 0.027934 | 0.97794 | -0.42361 | 0.97761 | -0.43007 | 7.6743
29 | 0.0075162 | 0.0018838 | -0.0075159 | -0.0018837 | 3.5908e-07 | 1.3798e-07 | 0.011437 | 0.011437 | 0.011437 | 0.97788 | -0.42479 | 0.97783 | -0.42579 | 3.1421
30 | 0.14539 | 0.036837 | -0.14529 | -0.036771 | 0.00010583 | 6.6544e-05 | 0.21986 | 0.21986 | 0.21986 | 0.98468 | -0.29206 | 0.9839 | -0.30722 | 15.1002
31 | 0.14334 | 0.036282 | -0.14321 | -0.036199 | 0.00013174 | 8.2795e-05 | 0.21691 | 0.21691 | 0.21691 | 0.9839 | -0.30722 | 0.98291 | -0.32638 | 14.8975
32 | -0.082816 | -0.020882 | 0.082819 | 0.020883 | 2.2944e-06 | 1.3906e-06 | 0.12585 | 0.12585 | 0.12585 | 0.97959 | -0.39121 | 0.97962 | -0.39063 | 8.6432
33 | 0.082274 | 0.020746 | -0.082206 | -0.020704 | 6.8075e-05 | 4.1231e-05 | 0.12502 | 0.12502 | 0.12502 | 0.97959 | -0.39121 | 0.9787 | -0.40851 | 8.5867
34 | 0.0046344 | 0.0011612 | -0.0046341 | -0.0011612 | 3.2059e-07 | -1.1192e-08 | 0.0070461 | 0.0070462 | 0.0070462 | 0.9787 | -0.40851 | 0.97863 | -0.40996 | 1.9358
35 | 0.077571 | 0.019543 | -0.077554 | -0.019532 | 1.781e-05 | 1.0713e-05 | 0.11798 | 0.11798 | 0.11798 | 0.9787 | -0.40851 | 0.97846 | -0.41331 | 8.1028
36 | 0.0035418 | 0.00088747 | -0.0035415 | -0.00088759 | 2.3411e-07 | -1.2062e-07 | 0.0053852 | 0.0053853 | 0.0053853 | 0.97863 | -0.40996 | 0.97856 | -0.41135 | 1.4795
37 | 0.076116 | 0.019172 | -0.0761 | -0.019162 | 1.6801e-05 | 1.0081e-05 | 0.11579 | 0.11579 | 0.11579 | 0.97846 | -0.41331 | 0.97822 | -0.41793 | 7.9527
38 | 0.074348 | 0.018723 | -0.074333 | -0.018715 | 1.4288e-05 | 8.5462e-06 | 0.11313 | 0.11313 | 0.11313 | 0.97822 | -0.41793 | 0.97802 | -0.42195 | 7.7697
39 | 0.0157 | 0.0039356 | -0.015699 | -0.0039353 | 5.7977e-07 | 3.3711e-07 | 0.023897 | 0.023897 | 0.023897 | 0.97761 | -0.43007 | 0.97757 | -0.43084 | 6.5651
40 | 0.013869 | 0.0034766 | -0.013868 | -0.003476 | 9.4856e-07 | 5.3592e-07 | 0.021111 | 0.021111 | 0.021111 | 0.97757 | -0.43084 | 0.9775 | -0.43228 | 5.7997
41 | 0.0061845 | 0.00155 | -0.0061844 | -0.00155 | 7.5531e-08 | 1.9815e-08 | 0.0094113 | 0.0094113 | 0.0094113 | 0.97783 | -0.42579 | 0.97781 | -0.42605 | 2.5855
42 | 0.10053 | 0.025511 | -0.10037 | -0.02541 | 0.00015897 | 0.00010151 | 0.15251 | 0.15251 | 0.15251 | 0.98164 | -0.35054 | 0.97994 | -0.38348 | 41.8972
43 | -0.10171 | -0.025807 | 0.10188 | 0.025912 | 0.00016395 | 0.0001047 | 0.1543 | 0.1543 | 0.1543 | 0.98164 | -0.35054 | 0.98336 | -0.31709 | 42.389
44 | 0.098405 | 0.024917 | -0.098191 | -0.02478 | 0.00021385 | 0.00013654 | 0.14952 | 0.14952 | 0.14952 | 0.97994 | -0.38348 | 0.97762 | -0.42884 | 41.076
45 | -0.10412 | -0.026473 | 0.10426 | 0.026568 | 0.00014843 | 9.4796e-05 | 0.15768 | 0.15768 | 0.15768 | 0.98336 | -0.31709 | 0.98489 | -0.28754 | 43.3197
46 | 0.098191 | 0.02478 | -0.09791 | -0.024601 | 0.00028076 | 0.00017927 | 0.14952 | 0.14952 | 0.14952 | 0.97762 | -0.42884 | 0.97456 | -0.48873 | 41.076
47 | -0.10676 | -0.027193 | 0.10685 | 0.027254 | 9.6408e-05 | 6.1576e-05 | 0.16145 | 0.16145 | 0.16145 | 0.98489 | -0.28754 | 0.98587 | -0.26883 | 44.3544
48 | 0.071842 | 0.018058 | -0.071817 | -0.018042 | 2.497e-05 | 1.5912e-05 | 0.10971 | 0.10971 | 0.10971 | 0.97456 | -0.48873 | 0.97419 | -0.49601 | 30.1405
49 | 0.026068 | 0.0065427 | -0.026058 | -0.0065364 | 1.0212e-05 | 6.3219e-06 | 0.039805 | 0.039805 | 0.039805 | 0.97456 | -0.48873 | 0.97415 | -0.49695 | 10.9355
50 | 0.0008805 | 0.00022041 | -0.00088049 | -0.00022067 | 1.4041e-08 | -2.6134e-07 | 0.0013289 | 0.001329 | 0.001329 | 0.98587 | -0.26883 | 0.98585 | -0.26917 | 0.36511
51 | -0.10773 | -0.027475 | 0.10787 | 0.02756 | 0.00013292 | 8.4899e-05 | 0.16278 | 0.16278 | 0.16278 | 0.98587 | -0.26883 | 0.98719 | -0.24332 | 44.7195
52 | -0.11057 | -0.028236 | 0.11078 | 0.028371 | 0.00021191 | 0.00013458 | 0.16685 | 0.16685 | 0.16685 | 0.98719 | -0.24332 | 0.98926 | -0.20375 | 22.9186
53 | -0.29282 | -0.074659 | 0.29381 | 0.075288 | 0.00098757 | 0.00062925 | 0.44091 | 0.44091 | 0.44091 | 0.98926 | -0.20375 | 0.99291 | -0.13414 | 30.2821
54 | 0.17987 | 0.045744 | -0.1798 | -0.045699 | 7.1172e-05 | 4.5018e-05 | 0.27079 | 0.27079 | 0.27079 | 0.98926 | -0.20375 | 0.98883 | -0.21196 | 18.5985
55 | 0.054944 | 0.01381 | -0.054897 | -0.01378 | 4.6779e-05 | 2.9718e-05 | 0.083937 | 0.083937 | 0.083937 | 0.97419 | -0.49601 | 0.97329 | -0.51386 | 23.0596
56 | 0.016874 | 0.0042323 | -0.016866 | -0.004228 | 7.1752e-06 | 4.2337e-06 | 0.025775 | 0.025775 | 0.025775 | 0.97419 | -0.49601 | 0.97374 | -0.50494 | 7.081
57 | 0.024149 | 0.0060579 | -0.024138 | -0.0060516 | 1.0391e-05 | 6.3966e-06 | 0.036889 | 0.036889 | 0.036889 | 0.97415 | -0.49695 | 0.97369 | -0.50598 | 10.1345
58 | 0.31747 | 0.081481 | -0.31679 | -0.081049 | 0.000678 | 0.00043226 | 0.47535 | 0.47535 | 0.47535 | 0.99523 | -0.090032 | 0.99291 | -0.13414 | 32.6477
59 | -0.31747 | -0.081481 | 0.31799 | 0.08181 | 0.00051563 | 0.00032873 | 0.47535 | 0.47535 | 0.47535 | 0.99523 | -0.090032 | 0.99699 | -0.056622 | 32.6476
60 | -0.3222 | -0.082865 | 0.32249 | 0.083049 | 0.00028867 | 0.00018406 | 0.48163 | 0.48163 | 0.48163 | 0.99699 | -0.056622 | 0.99797 | -0.038208 | 33.0792
61 | 0.0084699 | 0.002123 | -0.0084686 | -0.0021224 | 1.3008e-06 | 5.7091e-07 | 0.012893 | 0.012893 | 0.012893 | 0.97757 | -0.43076 | 0.9774 | -0.43398 | 3.542
62 | -0.011952 | -0.0029957 | 0.011955 | 0.0029972 | 2.7781e-06 | 1.4973e-06 | 0.018193 | 0.018193 | 0.018193 | 0.97757 | -0.43076 | 0.97781 | -0.42588 | 4.9982
63 | 0.0052782 | 0.0013228 | -0.005278 | -0.0013228 | 1.9694e-07 | 2.4112e-08 | 0.0080356 | 0.0080357 | 0.0080357 | 0.9774 | -0.43398 | 0.97736 | -0.43476 | 2.2076
64 | -0.073055 | -0.018389 | 0.073069 | 0.018398 | 1.3729e-05 | 8.1923e-06 | 0.1112 | 0.1112 | 0.1112 | 0.97781 | -0.42588 | 0.97802 | -0.42195 | 7.6375
65 | 0.0611 | 0.015392 | -0.061095 | -0.015389 | 5.684e-06 | 3.44e-06 | 0.093009 | 0.09301 | 0.09301 | 0.97781 | -0.42588 | 0.97772 | -0.42782 | 8.5174
66 | 0.059052 | 0.014877 | -0.059047 | -0.014874 | 4.6285e-06 | 2.9431e-06 | 0.0899 | 0.0899 | 0.0899 | 0.97772 | -0.42782 | 0.97763 | -0.42946 | 24.6978
67 | 0.057949 | 0.014599 | -0.057888 | -0.01456 | 6.0979e-05 | 3.8765e-05 | 0.088228 | 0.088228 | 0.088228 | 0.97763 | -0.42946 | 0.97651 | -0.45149 | 24.2386
68 | -0.32515 | -0.083718 | 0.32532 | 0.083825 | 0.00016781 | 0.000107 | 0.48561 | 0.48561 | 0.48561 | 0.99797 | -0.038208 | 0.99853 | -0.027606 | 33.3525
69 | -0.32532 | -0.083825 | 0.32576 | 0.084104 | 0.00043783 | 0.00027917 | 0.48561 | 0.48561 | 0.48561 | 0.99853 | -0.027606 | 1 | 0 | 33.3525
70 | 0.034319 | 0.0086055 | -0.034315 | -0.0086033 | 3.5526e-06 | 2.226e-06 | 0.051069 | 0.051069 | 0.051069 | 1 | 0 | 0.99989 | -0.0021724 | 14.0298
71 | 0.023044 | 0.0057783 | -0.023035 | -0.0057732 | 8.4575e-06 | 5.1614e-06 | 0.034294 | 0.034294 | 0.034294 | 0.99989 | -0.0021724 | 0.99949 | -0.0098763 | 9.4215
72 | 0.052838 | 0.013287 | -0.052832 | -0.013283 | 5.9001e-06 | 3.7457e-06 | 0.08056 | 0.08056 | 0.08056 | 0.97616 | -0.45825 | 0.97604 | -0.46059 | 22.1318
73 | -0.056034 | -0.014088 | 0.056052 | 0.0141 | 1.8102e-05 | 1.1503e-05 | 0.085432 | 0.085432 | 0.085432 | 0.97616 | -0.45825 | 0.97651 | -0.45149 | 23.4703
74 | 0.05086 | 0.012789 | -0.050803 | -0.012753 | 5.6914e-05 | 3.611e-05 | 0.077554 | 0.077554 | 0.077554 | 0.97604 | -0.46059 | 0.97485 | -0.48405 | 21.306
75 | 0.020473 | 0.0051354 | -0.020468 | -0.0051321 | 5.4787e-06 | 3.3199e-06 | 0.031252 | 0.031252 | 0.031252 | 0.97485 | -0.48405 | 0.97457 | -0.48966 | 8.5857
76 | 0.03033 | 0.0076178 | -0.03031 | -0.0076053 | 2.0124e-05 | 1.2568e-05 | 0.046302 | 0.046302 | 0.046302 | 0.97485 | -0.48405 | 0.97415 | -0.49796 | 12.7203
77 | 0.014655 | 0.0036753 | -0.014649 | -0.0036721 | 5.524e-06 | 3.169e-06 | 0.022377 | 0.022377 | 0.022377 | 0.97457 | -0.48966 | 0.97417 | -0.49758 | 6.1475
78 | 0.028023 | 0.0070322 | -0.028008 | -0.0070224 | 1.5657e-05 | 9.7369e-06 | 0.042809 | 0.042809 | 0.042809 | 0.97415 | -0.49796 | 0.97355 | -0.50969 | 11.7607
79 | 0.0052941 | 0.0013268 | -0.0052937 | -0.0013267 | 4.1695e-07 | 4.9391e-08 | 0.0080323 | 0.0080323 | 0.0080323 | 0.98076 | -0.36827 | 0.98068 | -0.36992 | 2.2067
80 | 0.0028233 | 0.00070759 | -0.0028233 | -0.0007076 | 1.2796e-09 | -1.5256e-09 | 0.0042839 | 0.0042839 | 0.0042839 | 0.98068 | -0.36992 | 0.98068 | -0.36993 | 1.1769
81 | 0.024274 | 0.0060867 | -0.024274 | -0.0060864 | 4.3232e-07 | 2.6627e-07 | 0.037103 | 0.037103 | 0.037103 | 0.97355 | -0.50969 | 0.97353 | -0.51006 | 10.193
82 | 0.019273 | 0.0048332 | -0.019265 | -0.0048286 | 7.4893e-06 | 4.5071e-06 | 0.029459 | 0.029459 | 0.029459 | 0.97353 | -0.51006 | 0.97312 | -0.51822 | 8.0932
83 | 0.015531 | 0.0038927 | -0.01553 | -0.0038923 | 7.7641e-07 | 4.513e-07 | 0.023749 | 0.023749 | 0.023749 | 0.97312 | -0.51822 | 0.97307 | -0.51927 | 6.5245
84 | 0.012763 | 0.0031994 | -0.012763 | -0.0031993 | 1.3378e-07 | 7.3935e-08 | 0.019496 | 0.019496 | 0.019496 | 0.97417 | -0.49758 | 0.97416 | -0.4978 | 5.356
85 | 0.0035581 | 0.00089172 | -0.003558 | -0.00089173 | 1.1851e-08 | -5.7195e-09 | 0.0054365 | 0.0054365 | 0.0054365 | 0.97386 | -0.50356 | 0.97386 | -0.50363 | 1.4936
86 | -0.0071296 | -0.0017868 | 0.0071302 | 0.001787 | 5.8877e-07 | 2.1218e-07 | 0.010894 | 0.010894 | 0.010894 | 0.97386 | -0.50356 | 0.97395 | -0.50182 | 2.9928
87 | -0.008846 | -0.0022171 | 0.0088465 | 0.0022173 | 5.4838e-07 | 2.5133e-07 | 0.013515 | 0.013515 | 0.013515 | 0.97395 | -0.50182 | 0.97402 | -0.50052 | 3.7129
88 | -0.010798 | -0.0027065 | 0.0108 | 0.0027072 | 1.4032e-06 | 7.269e-07 | 0.016497 | 0.016497 | 0.016497 | 0.97402 | -0.50052 | 0.97416 | -0.4978 | 4.5321
89 | -0.16814 | -0.042698 | 0.16815 | 0.042705 | 1.0744e-05 | 6.7846e-06 | 0.25355 | 0.25355 | 0.25355 | 0.98755 | -0.23673 | 0.98762 | -0.23541 | 17.4141
90 | -0.17128 | -0.04349 | 0.17134 | 0.043527 | 5.8148e-05 | 3.6738e-05 | 0.25827 | 0.25827 | 0.25827 | 0.98762 | -0.23541 | 0.98798 | -0.22835 | 17.7384
91 | -0.17372 | -0.044124 | 0.17386 | 0.044209 | 0.00013504 | 8.5346e-05 | 0.26186 | 0.26186 | 0.26186 | 0.98798 | -0.22835 | 0.98882 | -0.21222 | 17.9847
92 | -0.1762 | -0.044796 | 0.1762 | 0.044797 | 2.1502e-06 | 1.3594e-06 | 0.26538 | 0.26538 | 0.26538 | 0.98882 | -0.21222 | 0.98883 | -0.21196 | 18.2266
93 | -0.0016486 | -0.00041158 | 0.0016486 | 0.00041158 | 5.4293e-10 | -2.4568e-09 | 0.0025266 | 0.0025266 | 0.0025266 | 0.97068 | -0.56536 | 0.97068 | -0.56535 | 0.69412
94 | 0.0011348 | 0.00028283 | -0.0011348 | -0.00028313 | 2.9129e-08 | -2.9881e-07 | 0.0017391 | 0.0017392 | 0.0017392 | 0.97068 | -0.56536 | 0.97066 | -0.5659 | 0.4778
95 | -0.002542 | -0.00063551 | 0.0025422 | 0.0006353 | 1.3518e-07 | -2.0703e-07 | 0.0038962 | 0.0038961 | 0.0038962 | 0.97068 | -0.56535 | 0.97074 | -0.56423 | 1.0704
96 | 0.00087669 | 0.00021844 | -0.00087663 | -0.0002195 | 5.9912e-08 | -1.0553e-06 | 0.0013435 | 0.0013439 | 0.0013439 | 0.97066 | -0.5659 | 0.97058 | -0.56734 | 0.3692
97 | -0.0028415 | -0.00071031 | 0.0028419 | 0.00070986 | 4.0822e-07 | -4.4849e-07 | 0.0043549 | 0.0043547 | 0.0043549 | 0.97074 | -0.56423 | 0.97089 | -0.56121 | 1.1964
98 | 0.00054675 | 0.00013682 | -0.00054674 | -0.00013693 | 2.4634e-09 | -1.1399e-07 | 0.00083815 | 0.00083819 | 0.00083819 | 0.97058 | -0.56734 | 0.97058 | -0.56743 | 0.23027
99 | -0.0069932 | -0.0017503 | 0.0069944 | 0.0017507 | 1.1627e-06 | 4.1023e-07 | 0.010717 | 0.010717 | 0.010717 | 0.97089 | -0.56121 | 0.97107 | -0.55772 | 2.9443
100 | -0.0038101 | -0.00095489 | 0.0038105 | 0.00095473 | 4.7539e-07 | -1.5957e-07 | 0.0058268 | 0.0058267 | 0.0058268 | 0.97299 | -0.51986 | 0.97312 | -0.51724 | 1.6008
101 | -0.0075271 | -0.0018862 | 0.007528 | 0.0018866 | 9.3845e-07 | 3.6589e-07 | 0.01151 | 0.01151 | 0.01151 | 0.97312 | -0.51724 | 0.97325 | -0.51462 | 3.162
102 | -0.012119 | -0.0030372 | 0.012121 | 0.0030381 | 1.6858e-06 | 9.1616e-07 | 0.018529 | 0.018529 | 0.018529 | 0.97325 | -0.51462 | 0.9734 | -0.5117 | 5.0904
103 | -0.01705 | -0.0042734 | 0.017054 | 0.0042761 | 4.6472e-06 | 2.7474e-06 | 0.026063 | 0.026063 | 0.026063 | 0.9734 | -0.5117 | 0.97369 | -0.50598 | 7.1603
104 | 0.0070526 | 0.0017668 | -0.0070523 | -0.0017667 | 3.2383e-07 | 1.1554e-07 | 0.0108 | 0.0108 | 0.0108 | 0.9717 | -0.54517 | 0.97165 | -0.54613 | 2.967
105 | -0.01005 | -0.0025182 | 0.010051 | 0.0025187 | 1.0626e-06 | 5.3186e-07 | 0.01539 | 0.01539 | 0.01539 | 0.9717 | -0.54517 | 0.97182 | -0.54295 | 4.2281
106 | 0.0055376 | 0.0013871 | -0.0055362 | -0.0013868 | 1.4688e-06 | 2.6563e-07 | 0.0084802 | 0.0084804 | 0.0084804 | 0.97165 | -0.54613 | 0.97137 | -0.5517 | 2.3298
107 | -0.026918 | -0.0067466 | 0.026923 | 0.0067502 | 5.8618e-06 | 3.6375e-06 | 0.041216 | 0.041215 | 0.041216 | 0.97182 | -0.54295 | 0.97205 | -0.53838 | 11.3229
108 | 0.016866 | 0.0042279 | -0.016863 | -0.0042261 | 3.0486e-06 | 1.8001e-06 | 0.025825 | 0.025825 | 0.025825 | 0.97182 | -0.54295 | 0.97162 | -0.54674 | 7.0948
109 | 0.003564 | 0.00089259 | -0.0035636 | -0.00089277 | 3.8636e-07 | -1.8058e-07 | 0.0054594 | 0.0054596 | 0.0054596 | 0.97137 | -0.5517 | 0.97126 | -0.55398 | 1.4999
110 | -0.036321 | -0.0091056 | 0.036343 | 0.009119 | 2.1293e-05 | 1.34e-05 | 0.055602 | 0.055602 | 0.055602 | 0.97205 | -0.53838 | 0.97267 | -0.52608 | 15.2753
111 | 0.013846 | 0.0034699 | -0.013841 | -0.0034672 | 4.7962e-06 | 2.7174e-06 | 0.021204 | 0.021204 | 0.021204 | 0.97162 | -0.54674 | 0.97126 | -0.55402 | 5.8254
112 | 0.0035636 | 0.00089277 | -0.0035634 | -0.0008929 | 2.8588e-07 | -1.3353e-07 | 0.0054596 | 0.0054597 | 0.0054597 | 0.97126 | -0.55398 | 0.97117 | -0.55566 | 1.4999
113 | -0.049574 | -0.012435 | 0.049602 | 0.012453 | 2.8896e-05 | 1.8327e-05 | 0.075843 | 0.075843 | 0.075843 | 0.97267 | -0.52608 | 0.97329 | -0.51386 | 20.836
114 | 0.011622 | 0.0029111 | -0.01162 | -0.00291 | 2.0301e-06 | 1.088e-06 | 0.017805 | 0.017805 | 0.017805 | 0.97126 | -0.55402 | 0.97107 | -0.55769 | 4.8915
115 | -0.00070401 | -0.00017644 | 0.00070402 | 0.00017628 | 5.7935e-09 | -1.6059e-07 | 0.0010787 | 0.0010786 | 0.0010787 | 0.97116 | -0.55584 | 0.97117 | -0.55566 | 0.29634
116 | 0.012514 | 0.0031371 | -0.012511 | -0.0031355 | 2.9544e-06 | 1.6229e-06 | 0.019123 | 0.019123 | 0.019123 | 0.97374 | -0.50494 | 0.97349 | -0.50989 | 5.2536
117 | -0.0092877 | -0.0023255 | 0.0092877 | 0.0023255 | 1.3834e-08 | 6.6002e-09 | 0.014231 | 0.014231 | 0.014231 | 0.97107 | -0.55772 | 0.97107 | -0.55769 | 3.9097
118 | 0.012093 | 0.0030311 | -0.012091 | -0.0030304 | 1.4186e-06 | 7.6799e-07 | 0.018409 | 0.018409 | 0.018409 | 0.9775 | -0.43228 | 0.97737 | -0.43474 | 5.0573
119 | 0.0094171 | 0.0023601 | -0.0094166 | -0.0023599 | 5.011e-07 | 2.3924e-07 | 0.014337 | 0.014337 | 0.014337 | 0.97737 | -0.43474 | 0.97731 | -0.43586 | 3.9388
120 | 0.007624 | 0.0019106 | -0.0076237 | -0.0019105 | 2.9329e-07 | 1.1497e-07 | 0.011608 | 0.011608 | 0.011608 | 0.97731 | -0.43586 | 0.97727 | -0.43667 | 3.189
121 | -0.0033248 | -0.00083312 | 0.0033248 | 0.00083311 | 1.2857e-08 | -8.5319e-09 | 0.0050625 | 0.0050625 | 0.0050625 | 0.97723 | -0.43754 | 0.97723 | -0.43746 | 1.3908
122 | 0.0016297 | 0.0004083 | -0.0016297 | -0.00040843 | 2.7989e-08 | -1.3394e-07 | 0.0024815 | 0.0024815 | 0.0024815 | 0.97723 | -0.43754 | 0.97721 | -0.4379 | 0.68173
123 | -0.0058552 | -0.0014673 | 0.0058554 | 0.0014674 | 2.2078e-07 | 4.8497e-08 | 0.0089156 | 0.0089156 | 0.0089156 | 0.97723 | -0.43746 | 0.97727 | -0.43667 | 2.4493
124 | 0.00024802 | 6.2068e-05 | -0.00024802 | -6.2161e-05 | 4.0902e-10 | -9.2972e-08 | 0.00038022 | 0.00038025 | 0.00038025 | 0.97058 | -0.56743 | 0.97058 | -0.56747 | 0.10446

## res_trafo
| p_hv_mw | q_hv_mvar | p_lv_mw | q_lv_mvar | pl_mw | ql_mvar | i_hv_ka | i_lv_ka | vm_hv_pu | va_hv_degree | vm_lv_pu | va_lv_degree | loading_percent
0 | -1.2729e-15 | -1.3162e-15 | 0.00165 | 1.2699e-07 | 0.00165 | 1.2699e-07 | 5.2857e-17 | 0.0023815 | 0.99998 | 149.9956 | 1 | 0 | 0.2619

## res_ext_grid
| p_mw | q_mvar
0 | 0.38096 | 0.097529

## res_load
| p_mw | q_mvar
0 | 0.00076891 | 0.00019271
1 | 0.00046018 | 0.00011533
2 | 0.0017665 | 0.00044273
3 | 0.00049173 | 0.00012324
4 | 0.00088074 | 0.00022073
5 | 0.0033523 | 0.00084018
6 | 0.0011943 | 0.00029932
7 | 0.0027706 | 0.00069439
8 | 0.0058709 | 0.0014714
9 | 0.00050761 | 0.00012722
10 | 0.00042745 | 0.00010713
11 | 0.0036645 | 0.00091842
12 | 0.0025344 | 0.00063517
13 | 0.0069931 | 0.0017526
14 | 0.001243 | 0.00031152
15 | 0.0016429 | 0.00041176
16 | 0.0018785 | 0.00047079
17 | 0.0016229 | 0.00040674
18 | 0.003159 | 0.00079172
19 | 0.00099656 | 0.00024976
20 | 0.0029001 | 0.00072684
21 | 0.0019514 | 0.00048907
22 | 0.00054246 | 0.00013595
23 | 0.0018317 | 0.00045907
24 | 0.0010923 | 0.00027377
25 | 0.0014372 | 0.0003602
26 | 0.0035415 | 0.00088759
27 | 0.0017518 | 0.00043905
28 | 0.0026526 | 0.0006648
29 | 0.0018303 | 0.00045873
30 | 0.0016312 | 0.00040882
31 | 0.0013314 | 0.00033368
32 | 0.0061844 | 0.00155
33 | 0.001181 | 0.000296
34 | 0.0019687 | 0.00049339
35 | 0.0022389 | 0.00056111
36 | 0.002493 | 0.00062481
37 | 0.00088049 | 0.00022067
38 | 0.0026992 | 0.00067649
39 | 0.0021716 | 0.00054425
40 | 0.0019089 | 0.00047842
41 | 0.022984 | 0.0057603
42 | 0.0042107 | 0.0010553
43 | 0.0034823 | 0.00087275
44 | 0.0031904 | 0.00079958
45 | 0.005278 | 0.0013228
46 | 0.0012644 | 0.0003169
47 | 0.0020431 | 0.00051204
48 | 0.0010983 | 0.00027527
49 | 0.0026689 | 0.00066888
50 | 0.01923 | 0.0048194
51 | 0.011272 | 0.0028249
52 | 0.023035 | 0.0057732
53 | 0.0031964 | 0.00080109
54 | 0.0019716 | 0.00049414
55 | 0.0018352 | 0.00045995
56 | 0.0058128 | 0.0014568
57 | 0.0022868 | 0.00057312
58 | 0.001541 | 0.00038621
59 | 0.0024704 | 0.00061914
60 | 0.0028233 | 0.0007076
61 | 0.0037335 | 0.00093571
62 | 0.0050007 | 0.0012533
63 | 0.0037343 | 0.0009359
64 | 0.0018862 | 0.00047274
65 | 0.0035715 | 0.00089511
66 | 0.003558 | 0.00089173
67 | 0.0017158 | 0.00043002
68 | 0.0019517 | 0.00048915
69 | 0.0019634 | 0.00049208
70 | 0.00092821 | 0.00023263
71 | 0.0031337 | 0.00078539
72 | 0.0023812 | 0.00059679
73 | 0.01553 | 0.0038923
74 | 0.0023414 | 0.0005868
75 | 0.0035978 | 0.00090168
76 | 0.00051372 | 0.00012875
77 | 0.00089348 | 0.00022393
78 | 0.00025811 | 6.4689e-05
79 | 0.00029931 | 7.5013e-05
80 | 0.00032989 | 8.2678e-05
81 | 0.0041513 | 0.0010404
82 | 0.0038101 | 0.00095489
83 | 0.0037165 | 0.00093145
84 | 0.0045911 | 0.0011506
85 | 0.0049288 | 0.0012353
86 | 0.0029978 | 0.00075132
87 | 0.0015146 | 0.0003796
88 | 0.0019721 | 0.00049426
89 | 0.0093981 | 0.0023554
90 | 0.0030173 | 0.0007562
91 | 0.013231 | 0.003316
92 | 0.0022188 | 0.0005561
93 | 0.00070401 | 0.00017644
94 | 0.0028593 | 0.00071662
95 | 0.0043528 | 0.0010909
96 | 0.012511 | 0.0031355
97 | 0.0052943 | 0.0013269
98 | 0.0022933 | 0.00057476
99 | 0.007084 | 0.0017754
100 | 0.0023324 | 0.00058455
101 | 0.0017752 | 0.0004449
102 | 0.0026742 | 0.00067022
103 | 0.0017926 | 0.00044927
104 | 0.0016951 | 0.00042483
105 | 0.0025304 | 0.00063419
106 | 0.0016297 | 0.00040843
107 | 0.0017683 | 0.00044317
108 | 0.00029872 | 7.4866e-05
109 | 0.00024802 | 6.2161e-05

## dtypes
| element | column | dtype
0 | bus | name | object
1 | bus | vn_kv | float64
2 | bus | type | object
3 | bus | zone | object
4 | bus | in_service | bool
5 | load | name | object
6 | load | bus | uint32
7 | load | p_mw | float64
8 | load | q_mvar | float64
9 | load | const_z_percent | float64
10 | load | const_i_percent | float64
11 | load | sn_mva | float64
12 | load | scaling | float64
13 | load | in_service | bool
14 | load | type | object
15 | ext_grid | name | object
16 | ext_grid | bus | uint32
17 | ext_grid | vm_pu | float64
18 | ext_grid | va_degree | float64
19 | ext_grid | slack_weight | float64
20 | ext_grid | in_service | bool
21 | line | name | object
22 | line | std_type | object
23 | line | from_bus | uint32
24 | line | to_bus | uint32
25 | line | length_km | float64
26 | line | r_ohm_per_km | float64
27 | line | x_ohm_per_km | float64
28 | line | c_nf_per_km | float64
29 | line | g_us_per_km | float64
30 | line | max_i_ka | float64
31 | line | df | float64
32 | line | parallel | uint32
33 | line | type | object
34 | line | in_service | bool
35 | trafo | name | object
36 | trafo | std_type | object
37 | trafo | hv_bus | uint32
38 | trafo | lv_bus | uint32
39 | trafo | sn_mva | float64
40 | trafo | vn_hv_kv | float64
41 | trafo | vn_lv_kv | float64
42 | trafo | vk_percent | float64
43 | trafo | vkr_percent | float64
44 | trafo | pfe_kw | float64
45 | trafo | i0_percent | float64
46 | trafo | shift_degree | float64
47 | trafo | tap_side | object
48 | trafo | tap_neutral | int32
49 | trafo | tap_min | int32
50 | trafo | tap_max | int32
51 | trafo | tap_step_percent | float64
52 | trafo | tap_step_degree | float64
53 | trafo | tap_pos | int32
54 | trafo | tap_phase_shifter | bool
55 | trafo | parallel | uint32
56 | trafo | df | float64
57 | trafo | in_service | bool
58 | line_geodata | coords | object
59 | bus_geodata | x | float64
60 | bus_geodata | y | float64
61 | bus_geodata | coords | object
62 | res_bus | vm_pu | float64
63 | res_bus | va_degree | float64
64 | res_bus | p_mw | float64
65 | res_bus | q_mvar | float64
66 | res_line | p_from_mw | float64
67 | res_line | q_from_mvar | float64
68 | res_line | p_to_mw | float64
69 | res_line | q_to_mvar | float64
70 | res_line | pl_mw | float64
71 | res_line | ql_mvar | float64
72 | res_line | i_from_ka | float64
73 | res_line | i_to_ka | float64
74 | res_line | i_ka | float64
75 | res_line | vm_from_pu | float64
76 | res_line | va_from_degree | float64
77 | res_line | vm_to_pu | float64
78 | res_line | va_to_degree | float64
79 | res_line | loading_percent | float64
80 | res_trafo | p_hv_mw | float64
81 | res_trafo | q_hv_mvar | float64
82 | res_trafo | p_lv_mw | float64
83 | res_trafo | q_lv_mvar | float64
84 | res_trafo | pl_mw | float64
85 | res_trafo | ql_mvar | float64
86 | res_trafo | i_hv_ka | float64
87 | res_trafo | i_lv_ka | float64
88 | res_trafo | vm_hv_pu | float64
89 | res_trafo | va_hv_degree | float64
90 | res_trafo | vm_lv_pu | float64
91 | res_trafo | va_lv_degree | float64
92 | res_trafo | loading_percent | float64
93 | res_ext_grid | p_mw | float64
94 | res_ext_grid | q_mvar | float64
95 | res_load | p_mw | float64
96 | res_load | q_mvar | float64

## parameters
| version | format_version | converged | OPF_converged | name | f_hz | sn_mva
0 | 2.14.6 | 2.14.0 | TRUE | FALSE |  | 50 | 1