## bus
| name | vn_kv | type | zone | in_service
0 | bus_LV_227-2_0_10_node_0 | 0.4 | n |  | TRUE
1 | bus_LV_227-2_0_10_node_1 | 0.4 | n |  | TRUE
2 | bus_LV_227-2_0_10_node_2 | 0.4 | n |  | TRUE
3 | bus_LV_227-2_0_10_node_3 | 0.4 | n |  | TRUE
4 | bus_LV_227-2_0_10_node_4 | 0.4 | n |  | TRUE
5 | bus_LV_227-2_0_10_node_5 | 0.4 | n |  | TRUE
6 | bus_LV_227-2_0_10_node_36 | 0.4 | n |  | TRUE
7 | bus_LV_227-2_0_10_node_316 | 0.4 | n |  | TRUE
8 | bus_LV_227-2_0_10_node_9 | 0.4 | n |  | TRUE
9 | bus_LV_227-2_0_10_node_56 | 0.4 | n |  | TRUE
10 | bus_LV_227-2_0_10_node_55 | 0.4 | n |  | TRUE
11 | bus_LV_227-2_0_10_node_6 | 0.4 | n |  | TRUE
12 | bus_LV_227-2_0_10_node_8 | 0.4 | n |  | TRUE
13 | bus_LV_227-2_0_10_node_146 | 0.4 | n |  | TRUE
14 | bus_LV_227-2_0_10_node_30 | 0.4 | n |  | TRUE
15 | bus_LV_227-2_0_10_node_313 | 0.4 | n |  | TRUE
16 | bus_LV_227-2_0_10_node_41 | 0.4 | n |  | TRUE
17 | bus_LV_227-2_0_10_node_11 | 0.4 | n |  | TRUE
18 | bus_LV_227-2_0_10_node_13 | 0.4 | n |  | TRUE
19 | bus_LV_227-2_0_10_node_136 | 0.4 | n |  | TRUE
20 | bus_LV_227-2_0_10_node_12 | 0.4 | n |  | TRUE
21 | bus_LV_227-2_0_10_node_111 | 0.4 | n |  | TRUE
22 | bus_LV_227-2_0_10_node_16 | 0.4 | n |  | TRUE
23 | bus_LV_227-2_0_10_node_113 | 0.4 | n |  | TRUE
24 | bus_LV_227-2_0_10_node_83 | 0.4 | n |  | TRUE
25 | bus_LV_227-2_0_10_node_200 | 0.4 | n |  | TRUE
26 | bus_LV_227-2_0_10_node_17 | 0.4 | n |  | TRUE
27 | bus_LV_227-2_0_10_node_19 | 0.4 | n |  | TRUE
28 | bus_LV_227-2_0_10_node_81 | 0.4 | n |  | TRUE
29 | bus_LV_227-2_0_10_node_18 | 0.4 | n |  | TRUE
30 | bus_LV_227-2_0_10_node_50 | 0.4 | n |  | TRUE
31 | bus_LV_227-2_0_10_node_48 | 0.4 | n |  | TRUE
32 | bus_LV_227-2_0_10_node_281 | 0.4 | n |  | TRUE
33 | bus_LV_227-2_0_10_node_20 | 0.4 | n |  | TRUE
34 | bus_LV_227-2_0_10_node_176 | 0.4 | n |  | TRUE
35 | bus_LV_227-2_0_10_node_175 | 0.4 | n |  | TRUE
36 | bus_LV_227-2_0_10_node_21 | 0.4 | n |  | TRUE
37 | bus_LV_227-2_0_10_node_174 | 0.4 | n |  | TRUE
38 | bus_LV_227-2_0_10_node_22 | 0.4 | n |  | TRUE
39 | bus_LV_227-2_0_10_node_25 | 0.4 | n |  | TRUE
40 | bus_LV_227-2_0_10_node_26 | 0.4 | n |  | TRUE
41 | bus_LV_227-2_0_10_node_145 | 0.4 | n |  | TRUE
42 | bus_LV_227-2_0_10_node_24 | 0.4 | n |  | TRUE
43 | bus_LV_227-2_0_10_node_180 | 0.4 | n |  | TRUE
44 | bus_LV_227-2_0_10_node_178 | 0.4 | n |  | TRUE
45 | bus_LV_227-2_0_10_node_179 | 0.4 | n |  | TRUE
46 | bus_LV_227-2_0_10_node_184 | 0.4 | n |  | TRUE
47 | bus_LV_227-2_0_10_node_171 | 0.4 | n |  | TRUE
48 | bus_LV_227-2_0_10_node_27 | 0.4 | n |  | TRUE
49 | bus_LV_227-2_0_10_node_163 | 0.4 | n |  | TRUE
50 | bus_LV_227-2_0_10_node_161 | 0.4 | n |  | TRUE
51 | bus_LV_227-2_0_10_node_28 | 0.4 | n |  | TRUE
52 | bus_LV_227-2_0_10_node_32 | 0.4 | n |  | TRUE
53 | bus_LV_227-2_0_10_node_34 | 0.4 | n |  | TRUE
54 | bus_LV_227-2_0_10_node_152 | 0.4 | n |  | TRUE
55 | bus_LV_227-2_0_10_node_31 | 0.4 | n |  | TRUE
56 | bus_LV_227-2_0_10_node_147 | 0.4 | n |  | TRUE
57 | bus_LV_227-2_0_10_node_198 | 0.4 | n |  | TRUE
58 | bus_LV_227-2_0_10_node_306 | 0.4 | n |  | TRUE
59 | bus_LV_227-2_0_10_node_305 | 0.4 | n |  | TRUE
60 | bus_LV_227-2_0_10_node_33 | 0.4 | n |  | TRUE
61 | bus_LV_227-2_0_10_node_35 | 0.4 | n |  | TRUE
62 | bus_LV_227-2_0_10_node_144 | 0.4 | n |  | TRUE
63 | bus_LV_227-2_0_10_node_233 | 0.4 | n |  | TRUE
64 | bus_LV_227-2_0_10_node_39 | 0.4 | n |  | TRUE
65 | bus_LV_227-2_0_10_node_37 | 0.4 | n |  | TRUE
66 | bus_LV_227-2_0_10_node_38 | 0.4 | n |  | TRUE
67 | bus_LV_227-2_0_10_node_84 | 0.4 | n |  | TRUE
68 | bus_LV_227-2_0_10_node_54 | 0.4 | n |  | TRUE
69 | bus_LV_227-2_0_10_node_314 | 0.4 | n |  | TRUE
70 | bus_LV_227-2_0_10_node_135 | 0.4 | n |  | TRUE
71 | bus_LV_227-2_0_10_node_46 | 0.4 | n |  | TRUE
72 | bus_LV_227-2_0_10_node_110 | 0.4 | n |  | TRUE
73 | bus_LV_227-2_0_10_node_287 | 0.4 | n |  | TRUE
74 | bus_LV_227-2_0_10_node_285 | 0.4 | n |  | TRUE
75 | bus_LV_227-2_0_10_node_109 | 0.4 | n |  | TRUE
76 | bus_LV_227-2_0_10_node_47 | 0.4 | n |  | TRUE
77 | bus_LV_227-2_0_10_node_204 | 0.4 | n |  | TRUE
78 | bus_LV_227-2_0_10_node_112 | 0.4 | n |  | TRUE
79 | bus_LV_227-2_0_10_node_205 | 0.4 | n |  | TRUE
80 | bus_LV_227-2_0_10_node_252 | 0.4 | n |  | TRUE
81 | bus_LV_227-2_0_10_node_108 | 0.4 | n |  | TRUE
82 | bus_LV_227-2_0_10_node_74 | 0.4 | n |  | TRUE
83 | bus_LV_227-2_0_10_node_181 | 0.4 | n |  | TRUE
84 | bus_LV_227-2_0_10_node_182 | 0.4 | n |  | TRUE
85 | bus_LV_227-2_0_10_node_92 | 0.4 | n |  | TRUE
86 | bus_LV_227-2_0_10_node_85 | 0.4 | n |  | TRUE
87 | bus_LV_227-2_0_10_node_79 | 0.4 | n |  | TRUE
88 | bus_LV_227-2_0_10_node_66 | 0.4 | n |  | TRUE
89 | bus_LV_227-2_0_10_node_49 | 0.4 | n |  | TRUE
90 | bus_LV_227-2_0_10_node_73 | 0.4 | n |  | TRUE
91 | bus_LV_227-2_0_10_node_71 | 0.4 | n |  | TRUE
92 | bus_LV_227-2_0_10_node_279 | 0.4 | n |  | TRUE
93 | bus_LV_227-2_0_10_node_143 | 0.4 | n |  | TRUE
94 | bus_LV_227-2_0_10_node_317 | 0.4 | n |  | TRUE
95 | bus_LV_227-2_0_10_node_219 | 0.4 | n |  | TRUE
96 | bus_LV_227-2_0_10_node_140 | 0.4 | n |  | TRUE
97 | bus_LV_227-2_0_10_node_142 | 0.4 | n |  | TRUE
98 | bus_LV_227-2_0_10_node_138 | 0.4 | n |  | TRUE
99 | bus_LV_227-2_0_10_node_258 | 0.4 | n |  | TRUE
100 | bus_LV_227-2_0_10_node_172 | 0.4 | n |  | TRUE
101 | bus_LV_227-2_0_10_node_170 | 0.4 | n |  | TRUE
102 | bus_LV_227-2_0_10_node_159 | 0.4 | n |  | TRUE
103 | bus_LV_227-2_0_10_node_91 | 0.4 | n |  | TRUE
104 | bus_LV_227-2_0_10_node_42 | 0.4 | n |  | TRUE
105 | bus_LV_227-2_0_10_node_199 | 0.4 | n |  | TRUE
106 | bus_LV_227-2_0_10_node_45 | 0.4 | n |  | TRUE
107 | bus_LV_227-2_0_10_node_60 | 0.4 | n |  | TRUE
108 | bus_LV_227-2_0_10_node_57 | 0.4 | n |  | TRUE
109 | bus_LV_227-2_0_10_node_202 | 0.4 | n |  | TRUE
110 | bus_LV_227-2_0_10_node_148 | 0.4 | n |  | TRUE
111 | bus_LV_227-2_0_10_node_173 | 0.4 | n |  | TRUE
112 | bus_LV_227-2_0_10_node_307 | 0.4 | n |  | TRUE
113 | bus_LV_227-2_0_10_node_303 | 0.4 | n |  | TRUE
114 | bus_LV_227-2_0_10_node_141 | 0.4 | n |  | TRUE
115 | bus_LV_227-2_0_10_node_139 | 0.4 | n |  | TRUE
116 | bus_LV_227-2_0_10_node_226 | 0.4 | n |  | TRUE
117 | bus_LV_227-2_0_10_node_228 | 0.4 | n |  | TRUE
118 | bus_LV_227-2_0_10_node_225 | 0.4 | n |  | TRUE
119 | bus_LV_227-2_0_10_node_234 | 0.4 | n |  | TRUE
120 | bus_LV_227-2_0_10_node_40 | 0.4 | n |  | TRUE
121 | bus_LV_227-2_0_10_node_87 | 0.4 | n |  | TRUE
122 | bus_LV_227-2_0_10_node_298 | 0.4 | n |  | TRUE
123 | bus_LV_227-2_0_10_node_64 | 0.4 | n |  | TRUE
124 | bus_LV_227-2_0_10_node_107 | 0.4 | n |  | TRUE
125 | bus_LV_227-2_0_10_node_106 | 0.4 | n |  | TRUE
126 | bus_LV_227-2_0_10_node_76 | 0.4 | n |  | TRUE
127 | bus_LV_227-2_0_10_node_286 | 0.4 | n |  | TRUE
128 | bus_LV_227-2_0_10_node_58 | 0.4 | n |  | TRUE
129 | bus_LV_227-2_0_10_node_203 | 0.4 | n |  | TRUE
130 | bus_LV_227-2_0_10_node_51 | 0.4 | n |  | TRUE
131 | bus_LV_227-2_0_10_node_82 | 0.4 | n |  | TRUE
132 | bus_LV_227-2_0_10_node_67 | 0.4 | n |  | TRUE
133 | bus_LV_227-2_0_10_node_80 | 0.4 | n |  | TRUE
134 | bus_LV_227-2_0_10_node_127 | 0.4 | n |  | TRUE
135 | bus_LV_227-2_0_10_node_126 | 0.4 | n |  | TRUE
136 | bus_LV_227-2_0_10_node_59 | 0.4 | n |  | TRUE
137 | bus_LV_227-2_0_10_node_114 | 0.4 | n |  | TRUE
138 | bus_LV_227-2_0_10_node_292 | 0.4 | n |  | TRUE
139 | bus_LV_227-2_0_10_node_61 | 0.4 | n |  | TRUE
140 | bus_LV_227-2_0_10_node_62 | 0.4 | n |  | TRUE
141 | bus_LV_227-2_0_10_node_63 | 0.4 | n |  | TRUE
142 | bus_LV_227-2_0_10_node_65 | 0.4 | n |  | TRUE
143 | bus_LV_227-2_0_10_node_299 | 0.4 | n |  | TRUE
144 | bus_LV_227-2_0_10_node_297 | 0.4 | n |  | TRUE
145 | bus_LV_227-2_0_10_node_296 | 0.4 | n |  | TRUE
146 | bus_LV_227-2_0_10_node_68 | 0.4 | n |  | TRUE
147 | bus_LV_227-2_0_10_node_69 | 0.4 | n |  | TRUE
148 | bus_LV_227-2_0_10_node_70 | 0.4 | n |  | TRUE
149 | bus_LV_227-2_0_10_node_72 | 0.4 | n |  | TRUE
150 | bus_LV_227-2_0_10_node_98 | 0.4 | n |  | TRUE
151 | bus_LV_227-2_0_10_node_99 | 0.4 | n |  | TRUE
152 | bus_LV_227-2_0_10_node_75 | 0.4 | n |  | TRUE
153 | bus_LV_227-2_0_10_node_77 | 0.4 | n |  | TRUE
154 | bus_LV_227-2_0_10_node_78 | 0.4 | n |  | TRUE
155 | bus_LV_227-2_0_10_node_291 | 0.4 | n |  | TRUE
156 | bus_LV_227-2_0_10_node_283 | 0.4 | n |  | TRUE
157 | bus_LV_227-2_0_10_node_93 | 0.4 | n |  | TRUE
158 | bus_LV_227-2_0_10_node_86 | 0.4 | n |  | TRUE
159 | bus_LV_227-2_0_10_node_89 | 0.4 | n |  | TRUE
160 | bus_LV_227-2_0_10_node_280 | 0.4 | n |  | TRUE
161 | bus_LV_227-2_0_10_node_90 | 0.4 | n |  | TRUE
162 | bus_LV_227-2_0_10_node_88 | 0.4 | n |  | TRUE
163 | bus_LV_227-2_0_10_node_105 | 0.4 | n |  | TRUE
164 | bus_LV_227-2_0_10_node_282 | 0.4 | n |  | TRUE
165 | bus_LV_227-2_0_10_node_100 | 0.4 | n |  | TRUE
166 | bus_LV_227-2_0_10_node_96 | 0.4 | n |  | TRUE
167 | bus_LV_227-2_0_10_node_278 | 0.4 | n |  | TRUE
168 | bus_LV_227-2_0_10_node_103 | 0.4 | n |  | TRUE
169 | bus_LV_227-2_0_10_node_102 | 0.4 | n |  | TRUE
170 | bus_LV_227-2_0_10_node_94 | 0.4 | n |  | TRUE
171 | bus_LV_227-2_0_10_node_95 | 0.4 | n |  | TRUE
172 | bus_LV_227-2_0_10_node_97 | 0.4 | n |  | TRUE
173 | bus_LV_227-2_0_10_node_101 | 0.4 | n |  | TRUE
174 | bus_LV_227-2_0_10_node_284 | 0.4 | n |  | TRUE
175 | bus_LV_227-2_0_10_node_290 | 0.4 | n |  | TRUE
176 | bus_LV_227-2_0_10_node_104 | 0.4 | n |  | TRUE
177 | bus_LV_227-2_0_10_node_251 | 0.4 | n |  | TRUE
178 | bus_LV_227-2_0_10_node_250 | 0.4 | n |  | TRUE
179 | bus_LV_227-2_0_10_node_253 | 0.4 | n |  | TRUE
180 | bus_LV_227-2_0_10_node_293 | 0.4 | n |  | TRUE
181 | bus_LV_227-2_0_10_node_115 | 0.4 | n |  | TRUE
182 | bus_LV_227-2_0_10_node_116 | 0.4 | n |  | TRUE
183 | bus_LV_227-2_0_10_node_117 | 0.4 | n |  | TRUE
184 | bus_LV_227-2_0_10_node_155 | 0.4 | n |  | TRUE
185 | bus_LV_227-2_0_10_node_123 | 0.4 | n |  | TRUE
186 | bus_LV_227-2_0_10_node_153 | 0.4 | n |  | TRUE
187 | bus_LV_227-2_0_10_node_164 | 0.4 | n |  | TRUE
188 | bus_LV_227-2_0_10_node_121 | 0.4 | n |  | TRUE
189 | bus_LV_227-2_0_10_node_154 | 0.4 | n |  | TRUE
190 | bus_LV_227-2_0_10_node_118 | 0.4 | n |  | TRUE
191 | bus_LV_227-2_0_10_node_119 | 0.4 | n |  | TRUE
192 | bus_LV_227-2_0_10_node_120 | 0.4 | n |  | TRUE
193 | bus_LV_227-2_0_10_node_122 | 0.4 | n |  | TRUE
194 | bus_LV_227-2_0_10_node_124 | 0.4 | n |  | TRUE
195 | bus_LV_227-2_0_10_node_125 | 0.4 | n |  | TRUE
196 | bus_LV_227-2_0_10_node_221 | 0.4 | n |  | TRUE
197 | bus_LV_227-2_0_10_node_222 | 0.4 | n |  | TRUE
198 | bus_LV_227-2_0_10_node_220 | 0.4 | n |  | TRUE
199 | bus_LV_227-2_0_10_node_128 | 0.4 | n |  | TRUE
200 | bus_LV_227-2_0_10_node_129 | 0.4 | n |  | TRUE
201 | bus_LV_227-2_0_10_node_130 | 0.4 | n |  | TRUE
202 | bus_LV_227-2_0_10_node_197 | 0.4 | n |  | TRUE
203 | bus_LV_227-2_0_10_node_132 | 0.4 | n |  | TRUE
204 | bus_LV_227-2_0_10_node_211 | 0.4 | n |  | TRUE
205 | bus_LV_227-2_0_10_node_131 | 0.4 | n |  | TRUE
206 | bus_LV_227-2_0_10_node_133 | 0.4 | n |  | TRUE
207 | bus_LV_227-2_0_10_node_134 | 0.4 | n |  | TRUE
208 | bus_LV_227-2_0_10_node_315 | 0.4 | n |  | TRUE
209 | bus_LV_227-2_0_10_node_207 | 0.4 | n |  | TRUE
210 | bus_LV_227-2_0_10_node_208 | 0.4 | n |  | TRUE
211 | bus_LV_227-2_0_10_node_149 | 0.4 | n |  | TRUE
212 | bus_LV_227-2_0_10_node_150 | 0.4 | n |  | TRUE
213 | bus_LV_227-2_0_10_node_151 | 0.4 | n |  | TRUE
214 | bus_LV_227-2_0_10_node_177 | 0.4 | n |  | TRUE
215 | bus_LV_227-2_0_10_node_166 | 0.4 | n |  | TRUE
216 | bus_LV_227-2_0_10_node_156 | 0.4 | n |  | TRUE
217 | bus_LV_227-2_0_10_node_223 | 0.4 | n |  | TRUE
218 | bus_LV_227-2_0_10_node_165 | 0.4 | n |  | TRUE
219 | bus_LV_227-2_0_10_node_224 | 0.4 | n |  | TRUE
220 | bus_LV_227-2_0_10_node_157 | 0.4 | n |  | TRUE
221 | bus_LV_227-2_0_10_node_158 | 0.4 | n |  | TRUE
222 | bus_LV_227-2_0_10_node_160 | 0.4 | n |  | TRUE
223 | bus_LV_227-2_0_10_node_169 | 0.4 | n |  | TRUE
224 | bus_LV_227-2_0_10_node_168 | 0.4 | n |  | TRUE
225 | bus_LV_227-2_0_10_node_167 | 0.4 | n |  | TRUE
226 | bus_LV_227-2_0_10_node_232 | 0.4 | n |  | TRUE
227 | bus_LV_227-2_0_10_node_183 | 0.4 | n |  | TRUE
228 | bus_LV_227-2_0_10_node_259 | 0.4 | n |  | TRUE
229 | bus_LV_227-2_0_10_node_267 | 0.4 | n |  | TRUE
230 | bus_LV_227-2_0_10_node_185 | 0.4 | n |  | TRUE
231 | bus_LV_227-2_0_10_node_186 | 0.4 | n |  | TRUE
232 | bus_LV_227-2_0_10_node_187 | 0.4 | n |  | TRUE
233 | bus_LV_227-2_0_10_node_188 | 0.4 | n |  | TRUE
234 | bus_LV_227-2_0_10_node_189 | 0.4 | n |  | TRUE
235 | bus_LV_227-2_0_10_node_190 | 0.4 | n |  | TRUE
236 | bus_LV_227-2_0_10_node_276 | 0.4 | n |  | TRUE
237 | bus_LV_227-2_0_10_node_257 | 0.4 | n |  | TRUE
238 | bus_LV_227-2_0_10_node_265 | 0.4 | n |  | TRUE
239 | bus_LV_227-2_0_10_node_277 | 0.4 | n |  | TRUE
240 | bus_LV_227-2_0_10_node_196 | 0.4 | n |  | TRUE
241 | bus_LV_227-2_0_10_node_264 | 0.4 | n |  | TRUE
242 | bus_LV_227-2_0_10_node_191 | 0.4 | n |  | TRUE
243 | bus_LV_227-2_0_10_node_192 | 0.4 | n |  | TRUE
244 | bus_LV_227-2_0_10_node_193 | 0.4 | n |  | TRUE
245 | bus_LV_227-2_0_10_node_194 | 0.4 | n |  | TRUE
246 | bus_LV_227-2_0_10_node_195 | 0.4 | n |  | TRUE
247 | bus_LV_227-2_0_10_node_212 | 0.4 | n |  | TRUE
248 | bus_LV_227-2_0_10_node_231 | 0.4 | n |  | TRUE
249 | bus_LV_227-2_0_10_node_310 | 0.4 | n |  | TRUE
250 | bus_LV_227-2_0_10_node_206 | 0.4 | n |  | TRUE
251 | bus_LV_227-2_0_10_node_256 | 0.4 | n |  | TRUE
252 | bus_LV_227-2_0_10_node_255 | 0.4 | n |  | TRUE
253 | bus_LV_227-2_0_10_node_209 | 0.4 | n |  | TRUE
254 | bus_LV_227-2_0_10_node_210 | 0.4 | n |  | TRUE
255 | bus_LV_227-2_0_10_node_215 | 0.4 | n |  | TRUE
256 | bus_LV_227-2_0_10_node_213 | 0.4 | n |  | TRUE
257 | bus_LV_227-2_0_10_node_214 | 0.4 | n |  | TRUE
258 | bus_LV_227-2_0_10_node_216 | 0.4 | n |  | TRUE
259 | bus_LV_227-2_0_10_node_217 | 0.4 | n |  | TRUE
260 | bus_LV_227-2_0_10_node_218 | 0.4 | n |  | TRUE
261 | bus_LV_227-2_0_10_node_242 | 0.4 | n |  | TRUE
262 | bus_LV_227-2_0_10_node_244 | 0.4 | n |  | TRUE
263 | bus_LV_227-2_0_10_node_311 | 0.4 | n |  | TRUE
264 | bus_LV_227-2_0_10_node_241 | 0.4 | n |  | TRUE
265 | bus_LV_227-2_0_10_node_243 | 0.4 | n |  | TRUE
266 | bus_LV_227-2_0_10_node_227 | 0.4 | n |  | TRUE
267 | bus_LV_227-2_0_10_node_229 | 0.4 | n |  | TRUE
268 | bus_LV_227-2_0_10_node_230 | 0.4 | n |  | TRUE
269 | bus_LV_227-2_0_10_node_239 | 0.4 | n |  | TRUE
270 | bus_LV_227-2_0_10_node_312 | 0.4 | n |  | TRUE
271 | bus_LV_227-2_0_10_node_240 | 0.4 | n |  | TRUE
272 | bus_LV_227-2_0_10_node_235 | 0.4 | n |  | TRUE
273 | bus_LV_227-2_0_10_node_236 | 0.4 | n |  | TRUE
274 | bus_LV_227-2_0_10_node_237 | 0.4 | n |  | TRUE
275 | bus_LV_227-2_0_10_node_238 | 0.4 | n |  | TRUE
276 | bus_LV_227-2_0_10_node_245 | 0.4 | n |  | TRUE
277 | bus_LV_227-2_0_10_node_246 | 0.4 | n |  | TRUE
278 | bus_LV_227-2_0_10_node_247 | 0.4 | n |  | TRUE
279 | bus_LV_227-2_0_10_node_248 | 0.4 | n |  | TRUE
280 | bus_LV_227-2_0_10_node_249 | 0.4 | n |  | TRUE
281 | bus_LV_227-2_0_10_node_254 | 0.4 | n |  | TRUE
282 | bus_LV_227-2_0_10_node_260 | 0.4 | n |  | TRUE
283 | bus_LV_227-2_0_10_node_261 | 0.4 | n |  | TRUE
284 | bus_LV_227-2_0_10_node_262 | 0.4 | n |  | TRUE
285 | bus_LV_227-2_0_10_node_263 | 0.4 | n |  | TRUE
286 | bus_LV_227-2_0_10_node_273 | 0.4 | n |  | TRUE
287 | bus_LV_227-2_0_10_node_274 | 0.4 | n |  | TRUE
288 | bus_LV_227-2_0_10_node_266 | 0.4 | n |  | TRUE
289 | bus_LV_227-2_0_10_node_268 | 0.4 | n |  | TRUE
290 | bus_LV_227-2_0_10_node_269 | 0.4 | n |  | TRUE
291 | bus_LV_227-2_0_10_node_270 | 0.4 | n |  | TRUE
292 | bus_LV_227-2_0_10_node_271 | 0.4 | n |  | TRUE
293 | bus_LV_227-2_0_10_node_272 | 0.4 | n |  | TRUE
294 | bus_LV_227-2_0_10_node_275 | 0.4 | n |  | TRUE
295 | bus_LV_227-2_0_10_node_289 | 0.4 | n |  | TRUE
296 | bus_LV_227-2_0_10_node_288 | 0.4 | n |  | TRUE
297 | bus_LV_227-2_0_10_node_294 | 0.4 | n |  | TRUE
298 | bus_LV_227-2_0_10_node_295 | 0.4 | n |  | TRUE
299 | bus_LV_227-2_0_10_node_300 | 0.4 | n |  | TRUE
300 | bus_LV_227-2_0_10_node_301 | 0.4 | n |  | TRUE
301 | bus_LV_227-2_0_10_node_308 | 0.4 | n |  | TRUE
302 | bus_LV_227-2_0_10_node_309 | 0.4 | n |  | TRUE
303 | bus_MV_371_0_node_29 | 20 | n |  | TRUE

## load
| name | bus | p_mw | q_mvar | const_z_percent | const_i_percent | sn_mva | scaling | in_service | type
0 | LV_227-2_0_10_load_0 | 0 | 0.0089674 | 0.0022474 | 0 | 0 |  | 1 | TRUE | wye
1 | LV_227-2_0_10_load_3 | 3 | 0.0065316 | 0.001637 | 0 | 0 |  | 1 | TRUE | wye
2 | LV_227-2_0_10_load_36 | 6 | 0.016268 | 0.0040771 | 0 | 0 |  | 1 | TRUE | wye
3 | LV_227-2_0_10_load_316 | 7 | 0.0047027 | 0.0011786 | 0 | 0 |  | 1 | TRUE | wye
4 | LV_227-2_0_10_load_56 | 9 | 0.0051883 | 0.0013003 | 0 | 0 |  | 1 | TRUE | wye
5 | LV_227-2_0_10_load_55 | 10 | 0.001295 | 0.00032455 | 0 | 0 |  | 1 | TRUE | wye
6 | LV_227-2_0_10_load_146 | 13 | 0.0060816 | 0.0015242 | 0 | 0 |  | 1 | TRUE | wye
7 | LV_227-2_0_10_load_313 | 15 | 0.0052176 | 0.0013077 | 0 | 0 |  | 1 | TRUE | wye
8 | LV_227-2_0_10_load_41 | 16 | 0.0025359 | 0.00063555 | 0 | 0 |  | 1 | TRUE | wye
9 | LV_227-2_0_10_load_136 | 19 | 0.0043782 | 0.0010973 | 0 | 0 |  | 1 | TRUE | wye
10 | LV_227-2_0_10_load_113 | 23 | 0.0021811 | 0.00054664 | 0 | 0 |  | 1 | TRUE | wye
11 | LV_227-2_0_10_load_83 | 24 | 0.0009928 | 0.00024882 | 0 | 0 |  | 1 | TRUE | wye
12 | LV_227-2_0_10_load_200 | 25 | 0.0032054 | 0.00080335 | 0 | 0 |  | 1 | TRUE | wye
13 | LV_227-2_0_10_load_81 | 28 | 0.0006295 | 0.00015777 | 0 | 0 |  | 1 | TRUE | wye
14 | LV_227-2_0_10_load_50 | 30 | 0.0020171 | 0.00050554 | 0 | 0 |  | 1 | TRUE | wye
15 | LV_227-2_0_10_load_48 | 31 | 0.0017901 | 0.00044865 | 0 | 0 |  | 1 | TRUE | wye
16 | LV_227-2_0_10_load_281 | 32 | 0.0020098 | 0.0005037 | 0 | 0 |  | 1 | TRUE | wye
17 | LV_227-2_0_10_load_176 | 34 | 0.0012541 | 0.0003143 | 0 | 0 |  | 1 | TRUE | wye
18 | LV_227-2_0_10_load_175 | 35 | 0.0044108 | 0.0011055 | 0 | 0 |  | 1 | TRUE | wye
19 | LV_227-2_0_10_load_174 | 37 | 0.0032879 | 0.00082404 | 0 | 0 |  | 1 | TRUE | wye
20 | LV_227-2_0_10_load_145 | 41 | 0.0054586 | 0.0013681 | 0 | 0 |  | 1 | TRUE | wye
21 | LV_227-2_0_10_load_180 | 43 | 0.0011685 | 0.00029285 | 0 | 0 |  | 1 | TRUE | wye
22 | LV_227-2_0_10_load_178 | 44 | 0.0029653 | 0.00074316 | 0 | 0 |  | 1 | TRUE | wye
23 | LV_227-2_0_10_load_179 | 45 | 0.0093465 | 0.0023425 | 0 | 0 |  | 1 | TRUE | wye
24 | LV_227-2_0_10_load_184 | 46 | 0.0009448 | 0.00023679 | 0 | 0 |  | 1 | TRUE | wye
25 | LV_227-2_0_10_load_171 | 47 | 0.00087908 | 0.00022032 | 0 | 0 |  | 1 | TRUE | wye
26 | LV_227-2_0_10_load_163 | 49 | 0.0023629 | 0.00059219 | 0 | 0 |  | 1 | TRUE | wye
27 | LV_227-2_0_10_load_161 | 50 | 0.0030737 | 0.00077034 | 0 | 0 |  | 1 | TRUE | wye
28 | LV_227-2_0_10_load_152 | 54 | 0.0053877 | 0.0013503 | 0 | 0 |  | 1 | TRUE | wye
29 | LV_227-2_0_10_load_198 | 57 | 0.00075407 | 0.00018899 | 0 | 0 |  | 1 | TRUE | wye
30 | LV_227-2_0_10_load_306 | 58 | 0.0019678 | 0.00049319 | 0 | 0 |  | 1 | TRUE | wye
31 | LV_227-2_0_10_load_305 | 59 | 0.0019422 | 0.00048676 | 0 | 0 |  | 1 | TRUE | wye
32 | LV_227-2_0_10_load_144 | 62 | 0.0081882 | 0.0020521 | 0 | 0 |  | 1 | TRUE | wye
33 | LV_227-2_0_10_load_233 | 63 | 0.0035467 | 0.00088889 | 0 | 0 |  | 1 | TRUE | wye
34 | LV_227-2_0_10_load_39 | 64 | 0.0020423 | 0.00051186 | 0 | 0 |  | 1 | TRUE | wye
35 | LV_227-2_0_10_load_37 | 65 | 0.00033592 | 8.419e-05 | 0 | 0 |  | 1 | TRUE | wye
36 | LV_227-2_0_10_load_54 | 68 | 0.0013276 | 0.00033272 | 0 | 0 |  | 1 | TRUE | wye
37 | LV_227-2_0_10_load_314 | 69 | 0.011802 | 0.0029579 | 0 | 0 |  | 1 | TRUE | wye
38 | LV_227-2_0_10_load_135 | 70 | 0.0038203 | 0.00095745 | 0 | 0 |  | 1 | TRUE | wye
39 | LV_227-2_0_10_load_287 | 73 | 0.0011277 | 0.00028262 | 0 | 0 |  | 1 | TRUE | wye
40 | LV_227-2_0_10_load_285 | 74 | 0.0011277 | 0.00028262 | 0 | 0 |  | 1 | TRUE | wye
41 | LV_227-2_0_10_load_204 | 77 | 0.00018921 | 4.7419e-05 | 0 | 0 |  | 1 | TRUE | wye
42 | LV_227-2_0_10_load_252 | 80 | 0.00067838 | 0.00017002 | 0 | 0 |  | 1 | TRUE | wye
43 | LV_227-2_0_10_load_108 | 81 | 0.0015162 | 0.00037999 | 0 | 0 |  | 1 | TRUE | wye
44 | LV_227-2_0_10_load_74 | 82 | 0.0016806 | 0.0004212 | 0 | 0 |  | 1 | TRUE | wye
45 | LV_227-2_0_10_load_181 | 83 | 0.0015496 | 0.00038837 | 0 | 0 |  | 1 | TRUE | wye
46 | LV_227-2_0_10_load_182 | 84 | 0.00088879 | 0.00022275 | 0 | 0 |  | 1 | TRUE | wye
47 | LV_227-2_0_10_load_92 | 85 | 0.00098739 | 0.00024746 | 0 | 0 |  | 1 | TRUE | wye
48 | LV_227-2_0_10_load_79 | 87 | 0.0031815 | 0.00079735 | 0 | 0 |  | 1 | TRUE | wye
49 | LV_227-2_0_10_load_66 | 88 | 0.0066646 | 0.0016703 | 0 | 0 |  | 1 | TRUE | wye
50 | LV_227-2_0_10_load_71 | 91 | 0.0037502 | 0.0009399 | 0 | 0 |  | 1 | TRUE | wye
51 | LV_227-2_0_10_load_279 | 92 | 0.0015763 | 0.00039506 | 0 | 0 |  | 1 | TRUE | wye
52 | LV_227-2_0_10_load_317 | 94 | 0.0066822 | 0.0016747 | 0 | 0 |  | 1 | TRUE | wye
53 | LV_227-2_0_10_load_138 | 98 | 0.0043148 | 0.0010814 | 0 | 0 |  | 1 | TRUE | wye
54 | LV_227-2_0_10_load_258 | 99 | 0.00058141 | 0.00014572 | 0 | 0 |  | 1 | TRUE | wye
55 | LV_227-2_0_10_load_172 | 100 | 0.0025683 | 0.00064368 | 0 | 0 |  | 1 | TRUE | wye
56 | LV_227-2_0_10_load_170 | 101 | 0.0019695 | 0.0004936 | 0 | 0 |  | 1 | TRUE | wye
57 | LV_227-2_0_10_load_91 | 103 | 0.00093454 | 0.00023422 | 0 | 0 |  | 1 | TRUE | wye
58 | LV_227-2_0_10_load_199 | 105 | 0.0044101 | 0.0011053 | 0 | 0 |  | 1 | TRUE | wye
59 | LV_227-2_0_10_load_57 | 108 | 0.0014371 | 0.00036017 | 0 | 0 |  | 1 | TRUE | wye
60 | LV_227-2_0_10_load_202 | 109 | 0.00043525 | 0.00010908 | 0 | 0 |  | 1 | TRUE | wye
61 | LV_227-2_0_10_load_148 | 110 | 0.0040998 | 0.0010275 | 0 | 0 |  | 1 | TRUE | wye
62 | LV_227-2_0_10_load_173 | 111 | 0.0017541 | 0.00043962 | 0 | 0 |  | 1 | TRUE | wye
63 | LV_227-2_0_10_load_307 | 112 | 0.0019345 | 0.00048484 | 0 | 0 |  | 1 | TRUE | wye
64 | LV_227-2_0_10_load_303 | 113 | 0.0018799 | 0.00047114 | 0 | 0 |  | 1 | TRUE | wye
65 | LV_227-2_0_10_load_141 | 114 | 0.0030067 | 0.00075354 | 0 | 0 |  | 1 | TRUE | wye
66 | LV_227-2_0_10_load_139 | 115 | 0.001106 | 0.00027719 | 0 | 0 |  | 1 | TRUE | wye
67 | LV_227-2_0_10_load_228 | 117 | 0.001011 | 0.00025339 | 0 | 0 |  | 1 | TRUE | wye
68 | LV_227-2_0_10_load_225 | 118 | 0.0010084 | 0.00025273 | 0 | 0 |  | 1 | TRUE | wye
69 | LV_227-2_0_10_load_234 | 119 | 0.0020458 | 0.00051274 | 0 | 0 |  | 1 | TRUE | wye
70 | LV_227-2_0_10_load_40 | 120 | 0.002035 | 0.00051001 | 0 | 0 |  | 1 | TRUE | wye
71 | LV_227-2_0_10_load_298 | 122 | 0.0016744 | 0.00041965 | 0 | 0 |  | 1 | TRUE | wye
72 | LV_227-2_0_10_load_107 | 124 | 0.0012107 | 0.00030344 | 0 | 0 |  | 1 | TRUE | wye
73 | LV_227-2_0_10_load_106 | 125 | 0.0020217 | 0.0005067 | 0 | 0 |  | 1 | TRUE | wye
74 | LV_227-2_0_10_load_76 | 126 | 0.0010134 | 0.00025399 | 0 | 0 |  | 1 | TRUE | wye
75 | LV_227-2_0_10_load_286 | 127 | 0.0011066 | 0.00027733 | 0 | 0 |  | 1 | TRUE | wye
76 | LV_227-2_0_10_load_58 | 128 | 0.0013687 | 0.00034304 | 0 | 0 |  | 1 | TRUE | wye
77 | LV_227-2_0_10_load_203 | 129 | 0.0004246 | 0.00010642 | 0 | 0 |  | 1 | TRUE | wye
78 | LV_227-2_0_10_load_51 | 130 | 0.00148 | 0.00037091 | 0 | 0 |  | 1 | TRUE | wye
79 | LV_227-2_0_10_load_82 | 131 | 0.001988 | 0.00049824 | 0 | 0 |  | 1 | TRUE | wye
80 | LV_227-2_0_10_load_67 | 132 | 0.0029424 | 0.00073745 | 0 | 0 |  | 1 | TRUE | wye
81 | LV_227-2_0_10_load_80 | 133 | 0.00091181 | 0.00022852 | 0 | 0 |  | 1 | TRUE | wye
82 | LV_227-2_0_10_load_127 | 134 | 0.0033594 | 0.00084193 | 0 | 0 |  | 1 | TRUE | wye
83 | LV_227-2_0_10_load_126 | 135 | 0.0044023 | 0.0011033 | 0 | 0 |  | 1 | TRUE | wye
84 | LV_227-2_0_10_load_59 | 136 | 0.0014375 | 0.00036028 | 0 | 0 |  | 1 | TRUE | wye
85 | LV_227-2_0_10_load_114 | 137 | 0.0013696 | 0.00034325 | 0 | 0 |  | 1 | TRUE | wye
86 | LV_227-2_0_10_load_292 | 138 | 0.0014378 | 0.00036034 | 0 | 0 |  | 1 | TRUE | wye
87 | LV_227-2_0_10_load_61 | 139 | 0.0066425 | 0.0016648 | 0 | 0 |  | 1 | TRUE | wye
88 | LV_227-2_0_10_load_62 | 140 | 0.0012613 | 0.00031611 | 0 | 0 |  | 1 | TRUE | wye
89 | LV_227-2_0_10_load_63 | 141 | 0.0012597 | 0.0003157 | 0 | 0 |  | 1 | TRUE | wye
90 | LV_227-2_0_10_load_65 | 142 | 0.0012597 | 0.0003157 | 0 | 0 |  | 1 | TRUE | wye
91 | LV_227-2_0_10_load_299 | 143 | 0.0020007 | 0.00050141 | 0 | 0 |  | 1 | TRUE | wye
92 | LV_227-2_0_10_load_297 | 144 | 0.0016753 | 0.00041986 | 0 | 0 |  | 1 | TRUE | wye
93 | LV_227-2_0_10_load_296 | 145 | 0.0017571 | 0.00044038 | 0 | 0 |  | 1 | TRUE | wye
94 | LV_227-2_0_10_load_68 | 146 | 0.0051706 | 0.0012959 | 0 | 0 |  | 1 | TRUE | wye
95 | LV_227-2_0_10_load_69 | 147 | 0.0043882 | 0.0010998 | 0 | 0 |  | 1 | TRUE | wye
96 | LV_227-2_0_10_load_72 | 149 | 0.0057108 | 0.0014312 | 0 | 0 |  | 1 | TRUE | wye
97 | LV_227-2_0_10_load_98 | 150 | 0.00089954 | 0.00022545 | 0 | 0 |  | 1 | TRUE | wye
98 | LV_227-2_0_10_load_75 | 152 | 0.0022279 | 0.00055838 | 0 | 0 |  | 1 | TRUE | wye
99 | LV_227-2_0_10_load_77 | 153 | 0.00093236 | 0.00023367 | 0 | 0 |  | 1 | TRUE | wye
100 | LV_227-2_0_10_load_291 | 155 | 0.0025137 | 0.00063 | 0 | 0 |  | 1 | TRUE | wye
101 | LV_227-2_0_10_load_283 | 156 | 0.0019404 | 0.0004863 | 0 | 0 |  | 1 | TRUE | wye
102 | LV_227-2_0_10_load_93 | 157 | 0.00059845 | 0.00014999 | 0 | 0 |  | 1 | TRUE | wye
103 | LV_227-2_0_10_load_280 | 160 | 0.0018071 | 0.00045291 | 0 | 0 |  | 1 | TRUE | wye
104 | LV_227-2_0_10_load_90 | 161 | 0.0012176 | 0.00030515 | 0 | 0 |  | 1 | TRUE | wye
105 | LV_227-2_0_10_load_105 | 163 | 0.0013287 | 0.00033299 | 0 | 0 |  | 1 | TRUE | wye
106 | LV_227-2_0_10_load_282 | 164 | 0.0037857 | 0.00094879 | 0 | 0 |  | 1 | TRUE | wye
107 | LV_227-2_0_10_load_100 | 165 | 0.001806 | 0.00045263 | 0 | 0 |  | 1 | TRUE | wye
108 | LV_227-2_0_10_load_96 | 166 | 0.00051666 | 0.00012949 | 0 | 0 |  | 1 | TRUE | wye
109 | LV_227-2_0_10_load_278 | 167 | 0.00132 | 0.00033083 | 0 | 0 |  | 1 | TRUE | wye
110 | LV_227-2_0_10_load_103 | 168 | 0.0063717 | 0.0015969 | 0 | 0 |  | 1 | TRUE | wye
111 | LV_227-2_0_10_load_94 | 170 | 0.00028544 | 7.1537e-05 | 0 | 0 |  | 1 | TRUE | wye
112 | LV_227-2_0_10_load_95 | 171 | 0.00053952 | 0.00013522 | 0 | 0 |  | 1 | TRUE | wye
113 | LV_227-2_0_10_load_97 | 172 | 0.0005806 | 0.00014551 | 0 | 0 |  | 1 | TRUE | wye
114 | LV_227-2_0_10_load_284 | 174 | 0.0038451 | 0.00096368 | 0 | 0 |  | 1 | TRUE | wye
115 | LV_227-2_0_10_load_290 | 175 | 0.0028766 | 0.00072094 | 0 | 0 |  | 1 | TRUE | wye
116 | LV_227-2_0_10_load_104 | 176 | 0.0010786 | 0.00027031 | 0 | 0 |  | 1 | TRUE | wye
117 | LV_227-2_0_10_load_251 | 177 | 0.00043302 | 0.00010852 | 0 | 0 |  | 1 | TRUE | wye
118 | LV_227-2_0_10_load_250 | 178 | 0.0007025 | 0.00017606 | 0 | 0 |  | 1 | TRUE | wye
119 | LV_227-2_0_10_load_253 | 179 | 0.0009164 | 0.00022967 | 0 | 0 |  | 1 | TRUE | wye
120 | LV_227-2_0_10_load_293 | 180 | 0.001673 | 0.00041928 | 0 | 0 |  | 1 | TRUE | wye
121 | LV_227-2_0_10_load_115 | 181 | 0.0036829 | 0.00092301 | 0 | 0 |  | 1 | TRUE | wye
122 | LV_227-2_0_10_load_116 | 182 | 0.0093195 | 0.0023357 | 0 | 0 |  | 1 | TRUE | wye
123 | LV_227-2_0_10_load_155 | 184 | 0.00098795 | 0.0002476 | 0 | 0 |  | 1 | TRUE | wye
124 | LV_227-2_0_10_load_153 | 186 | 0.0009564 | 0.0002397 | 0 | 0 |  | 1 | TRUE | wye
125 | LV_227-2_0_10_load_164 | 187 | 0.0010556 | 0.00026456 | 0 | 0 |  | 1 | TRUE | wye
126 | LV_227-2_0_10_load_121 | 188 | 0.00065433 | 0.00016399 | 0 | 0 |  | 1 | TRUE | wye
127 | LV_227-2_0_10_load_118 | 190 | 0.003045 | 0.00076314 | 0 | 0 |  | 1 | TRUE | wye
128 | LV_227-2_0_10_load_119 | 191 | 0.0032825 | 0.00082268 | 0 | 0 |  | 1 | TRUE | wye
129 | LV_227-2_0_10_load_120 | 192 | 0.0061837 | 0.0015498 | 0 | 0 |  | 1 | TRUE | wye
130 | LV_227-2_0_10_load_122 | 193 | 0.00661 | 0.0016566 | 0 | 0 |  | 1 | TRUE | wye
131 | LV_227-2_0_10_load_125 | 195 | 0.0066076 | 0.001656 | 0 | 0 |  | 1 | TRUE | wye
132 | LV_227-2_0_10_load_222 | 197 | 0.0018142 | 0.00045468 | 0 | 0 |  | 1 | TRUE | wye
133 | LV_227-2_0_10_load_220 | 198 | 0.0010055 | 0.000252 | 0 | 0 |  | 1 | TRUE | wye
134 | LV_227-2_0_10_load_129 | 200 | 0.0025026 | 0.00062721 | 0 | 0 |  | 1 | TRUE | wye
135 | LV_227-2_0_10_load_197 | 202 | 0.0018631 | 0.00046693 | 0 | 0 |  | 1 | TRUE | wye
136 | LV_227-2_0_10_load_132 | 203 | 0.0025128 | 0.00062976 | 0 | 0 |  | 1 | TRUE | wye
137 | LV_227-2_0_10_load_131 | 205 | 0.0068104 | 0.0017068 | 0 | 0 |  | 1 | TRUE | wye
138 | LV_227-2_0_10_load_133 | 206 | 0.0075227 | 0.0018854 | 0 | 0 |  | 1 | TRUE | wye
139 | LV_227-2_0_10_load_315 | 208 | 0.0067657 | 0.0016956 | 0 | 0 |  | 1 | TRUE | wye
140 | LV_227-2_0_10_load_207 | 209 | 0.0027029 | 0.0006774 | 0 | 0 |  | 1 | TRUE | wye
141 | LV_227-2_0_10_load_208 | 210 | 0.0019648 | 0.00049243 | 0 | 0 |  | 1 | TRUE | wye
142 | LV_227-2_0_10_load_149 | 211 | 0.0027356 | 0.00068562 | 0 | 0 |  | 1 | TRUE | wye
143 | LV_227-2_0_10_load_150 | 212 | 0.000731 | 0.00018321 | 0 | 0 |  | 1 | TRUE | wye
144 | LV_227-2_0_10_load_151 | 213 | 0.0054325 | 0.0013615 | 0 | 0 |  | 1 | TRUE | wye
145 | LV_227-2_0_10_load_177 | 214 | 0.0013276 | 0.00033272 | 0 | 0 |  | 1 | TRUE | wye
146 | LV_227-2_0_10_load_156 | 216 | 0.00092907 | 0.00023285 | 0 | 0 |  | 1 | TRUE | wye
147 | LV_227-2_0_10_load_223 | 217 | 0.0027977 | 0.00070117 | 0 | 0 |  | 1 | TRUE | wye
148 | LV_227-2_0_10_load_165 | 218 | 0.00030992 | 7.7673e-05 | 0 | 0 |  | 1 | TRUE | wye
149 | LV_227-2_0_10_load_224 | 219 | 0.0022402 | 0.00056144 | 0 | 0 |  | 1 | TRUE | wye
150 | LV_227-2_0_10_load_157 | 220 | 0.0017816 | 0.00044652 | 0 | 0 |  | 1 | TRUE | wye
151 | LV_227-2_0_10_load_158 | 221 | 0.0007152 | 0.00017925 | 0 | 0 |  | 1 | TRUE | wye
152 | LV_227-2_0_10_load_160 | 222 | 0.0013241 | 0.00033186 | 0 | 0 |  | 1 | TRUE | wye
153 | LV_227-2_0_10_load_169 | 223 | 0.00074936 | 0.00018781 | 0 | 0 |  | 1 | TRUE | wye
154 | LV_227-2_0_10_load_168 | 224 | 0.0025988 | 0.00065132 | 0 | 0 |  | 1 | TRUE | wye
155 | LV_227-2_0_10_load_167 | 225 | 0.0031492 | 0.00078928 | 0 | 0 |  | 1 | TRUE | wye
156 | LV_227-2_0_10_load_232 | 226 | 0.00056694 | 0.00014209 | 0 | 0 |  | 1 | TRUE | wye
157 | LV_227-2_0_10_load_183 | 227 | 0.00072038 | 0.00018054 | 0 | 0 |  | 1 | TRUE | wye
158 | LV_227-2_0_10_load_259 | 228 | 0.00071973 | 0.00018038 | 0 | 0 |  | 1 | TRUE | wye
159 | LV_227-2_0_10_load_267 | 229 | 0.00073608 | 0.00018448 | 0 | 0 |  | 1 | TRUE | wye
160 | LV_227-2_0_10_load_185 | 230 | 0.0010685 | 0.0002678 | 0 | 0 |  | 1 | TRUE | wye
161 | LV_227-2_0_10_load_186 | 231 | 0.00065762 | 0.00016482 | 0 | 0 |  | 1 | TRUE | wye
162 | LV_227-2_0_10_load_188 | 233 | 0.00071398 | 0.00017894 | 0 | 0 |  | 1 | TRUE | wye
163 | LV_227-2_0_10_load_189 | 234 | 0.00063152 | 0.00015827 | 0 | 0 |  | 1 | TRUE | wye
164 | LV_227-2_0_10_load_190 | 235 | 0.0011065 | 0.00027731 | 0 | 0 |  | 1 | TRUE | wye
165 | LV_227-2_0_10_load_276 | 236 | 0.00071447 | 0.00017906 | 0 | 0 |  | 1 | TRUE | wye
166 | LV_227-2_0_10_load_257 | 237 | 0.00058671 | 0.00014704 | 0 | 0 |  | 1 | TRUE | wye
167 | LV_227-2_0_10_load_277 | 239 | 0.00071509 | 0.00017922 | 0 | 0 |  | 1 | TRUE | wye
168 | LV_227-2_0_10_load_196 | 240 | 0.00055412 | 0.00013887 | 0 | 0 |  | 1 | TRUE | wye
169 | LV_227-2_0_10_load_264 | 241 | 0.0016987 | 0.00042574 | 0 | 0 |  | 1 | TRUE | wye
170 | LV_227-2_0_10_load_191 | 242 | 0.0054892 | 0.0013757 | 0 | 0 |  | 1 | TRUE | wye
171 | LV_227-2_0_10_load_192 | 243 | 0.009981 | 0.0025015 | 0 | 0 |  | 1 | TRUE | wye
172 | LV_227-2_0_10_load_195 | 246 | 0.0040857 | 0.001024 | 0 | 0 |  | 1 | TRUE | wye
173 | LV_227-2_0_10_load_212 | 247 | 0.0099568 | 0.0024954 | 0 | 0 |  | 1 | TRUE | wye
174 | LV_227-2_0_10_load_231 | 248 | 0.00056093 | 0.00014058 | 0 | 0 |  | 1 | TRUE | wye
175 | LV_227-2_0_10_load_310 | 249 | 0.0018792 | 0.00047098 | 0 | 0 |  | 1 | TRUE | wye
176 | LV_227-2_0_10_load_255 | 252 | 0.00036403 | 9.1235e-05 | 0 | 0 |  | 1 | TRUE | wye
177 | LV_227-2_0_10_load_209 | 253 | 0.0021891 | 0.00054865 | 0 | 0 |  | 1 | TRUE | wye
178 | LV_227-2_0_10_load_210 | 254 | 0.0018953 | 0.000475 | 0 | 0 |  | 1 | TRUE | wye
179 | LV_227-2_0_10_load_215 | 255 | 0.0021865 | 0.000548 | 0 | 0 |  | 1 | TRUE | wye
180 | LV_227-2_0_10_load_213 | 256 | 0.0020111 | 0.00050403 | 0 | 0 |  | 1 | TRUE | wye
181 | LV_227-2_0_10_load_214 | 257 | 0.0018508 | 0.00046385 | 0 | 0 |  | 1 | TRUE | wye
182 | LV_227-2_0_10_load_218 | 260 | 0.0018946 | 0.00047483 | 0 | 0 |  | 1 | TRUE | wye
183 | LV_227-2_0_10_load_242 | 261 | 0.0021876 | 0.00054826 | 0 | 0 |  | 1 | TRUE | wye
184 | LV_227-2_0_10_load_244 | 262 | 0.0018299 | 0.00045862 | 0 | 0 |  | 1 | TRUE | wye
185 | LV_227-2_0_10_load_311 | 263 | 0.0018907 | 0.00047386 | 0 | 0 |  | 1 | TRUE | wye
186 | LV_227-2_0_10_load_241 | 264 | 0.0018369 | 0.00046037 | 0 | 0 |  | 1 | TRUE | wye
187 | LV_227-2_0_10_load_243 | 265 | 0.0018312 | 0.00045893 | 0 | 0 |  | 1 | TRUE | wye
188 | LV_227-2_0_10_load_229 | 267 | 0.00097664 | 0.00024477 | 0 | 0 |  | 1 | TRUE | wye
189 | LV_227-2_0_10_load_230 | 268 | 0.0010083 | 0.00025272 | 0 | 0 |  | 1 | TRUE | wye
190 | LV_227-2_0_10_load_239 | 269 | 0.0010557 | 0.00026457 | 0 | 0 |  | 1 | TRUE | wye
191 | LV_227-2_0_10_load_312 | 270 | 0.001026 | 0.00025715 | 0 | 0 |  | 1 | TRUE | wye
192 | LV_227-2_0_10_load_240 | 271 | 0.00097554 | 0.00024449 | 0 | 0 |  | 1 | TRUE | wye
193 | LV_227-2_0_10_load_235 | 272 | 0.0020358 | 0.00051022 | 0 | 0 |  | 1 | TRUE | wye
194 | LV_227-2_0_10_load_236 | 273 | 0.0020386 | 0.00051093 | 0 | 0 |  | 1 | TRUE | wye
195 | LV_227-2_0_10_load_237 | 274 | 0.00098038 | 0.00024571 | 0 | 0 |  | 1 | TRUE | wye
196 | LV_227-2_0_10_load_245 | 276 | 0.0018288 | 0.00045834 | 0 | 0 |  | 1 | TRUE | wye
197 | LV_227-2_0_10_load_246 | 277 | 0.0021351 | 0.00053511 | 0 | 0 |  | 1 | TRUE | wye
198 | LV_227-2_0_10_load_247 | 278 | 0.00093323 | 0.00023389 | 0 | 0 |  | 1 | TRUE | wye
199 | LV_227-2_0_10_load_248 | 279 | 0.00035327 | 8.8537e-05 | 0 | 0 |  | 1 | TRUE | wye
200 | LV_227-2_0_10_load_249 | 280 | 0.00031529 | 7.9018e-05 | 0 | 0 |  | 1 | TRUE | wye
201 | LV_227-2_0_10_load_254 | 281 | 0.00052055 | 0.00013046 | 0 | 0 |  | 1 | TRUE | wye
202 | LV_227-2_0_10_load_260 | 282 | 0.001774 | 0.00044461 | 0 | 0 |  | 1 | TRUE | wye
203 | LV_227-2_0_10_load_261 | 283 | 0.0016981 | 0.00042559 | 0 | 0 |  | 1 | TRUE | wye
204 | LV_227-2_0_10_load_262 | 284 | 0.0023941 | 0.00060002 | 0 | 0 |  | 1 | TRUE | wye
205 | LV_227-2_0_10_load_263 | 285 | 0.0017625 | 0.00044173 | 0 | 0 |  | 1 | TRUE | wye
206 | LV_227-2_0_10_load_273 | 286 | 0.0016993 | 0.00042589 | 0 | 0 |  | 1 | TRUE | wye
207 | LV_227-2_0_10_load_274 | 287 | 0.0017606 | 0.00044124 | 0 | 0 |  | 1 | TRUE | wye
208 | LV_227-2_0_10_load_266 | 288 | 0.0030616 | 0.00076731 | 0 | 0 |  | 1 | TRUE | wye
209 | LV_227-2_0_10_load_268 | 289 | 0.0019546 | 0.00048986 | 0 | 0 |  | 1 | TRUE | wye
210 | LV_227-2_0_10_load_269 | 290 | 0.0016981 | 0.00042559 | 0 | 0 |  | 1 | TRUE | wye
211 | LV_227-2_0_10_load_270 | 291 | 0.0007146 | 0.00017909 | 0 | 0 |  | 1 | TRUE | wye
212 | LV_227-2_0_10_load_271 | 292 | 0.0021258 | 0.00053278 | 0 | 0 |  | 1 | TRUE | wye
213 | LV_227-2_0_10_load_272 | 293 | 0.00071509 | 0.00017922 | 0 | 0 |  | 1 | TRUE | wye
214 | LV_227-2_0_10_load_275 | 294 | 0.0016975 | 0.00042543 | 0 | 0 |  | 1 | TRUE | wye
215 | LV_227-2_0_10_load_289 | 295 | 0.003768 | 0.00094435 | 0 | 0 |  | 1 | TRUE | wye
216 | LV_227-2_0_10_load_288 | 296 | 0.0023201 | 0.00058147 | 0 | 0 |  | 1 | TRUE | wye
217 | LV_227-2_0_10_load_294 | 297 | 0.0017577 | 0.00044052 | 0 | 0 |  | 1 | TRUE | wye
218 | LV_227-2_0_10_load_295 | 298 | 0.0016748 | 0.00041975 | 0 | 0 |  | 1 | TRUE | wye
219 | LV_227-2_0_10_load_300 | 299 | 0.0019499 | 0.00048869 | 0 | 0 |  | 1 | TRUE | wye
220 | LV_227-2_0_10_load_301 | 300 | 0.0019912 | 0.00049904 | 0 | 0 |  | 1 | TRUE | wye
221 | LV_227-2_0_10_load_308 | 301 | 0.0019869 | 0.00049797 | 0 | 0 |  | 1 | TRUE | wye
222 | LV_227-2_0_10_load_309 | 302 | 0.0018922 | 0.00047423 | 0 | 0 |  | 1 | TRUE | wye

## ext_grid
| name | bus | vm_pu | va_degree | slack_weight | in_service
0 |  | 19 | 1 | 0 | 1 | TRUE

## line
| name | std_type | from_bus | to_bus | length_km | r_ohm_per_km | x_ohm_per_km | c_nf_per_km | g_us_per_km | max_i_ka | df | parallel | type | in_service
0 | LV_227-2_0_10_line_0 |  | 0 | 1 | 0.016453 | 0.125 | 0.08 | 261 | 0 | 0.364 | 1 | 1 | cs | TRUE
1 | LV_227-2_0_10_line_1 |  | 0 | 2 | 0.0089308 | 0.125 | 0.08 | 261 | 0 | 0.364 | 1 | 1 | cs | TRUE
2 | LV_227-2_0_10_line_2 |  | 1 | 3 | 0.039019 | 0.125 | 0.08 | 261 | 0 | 0.364 | 1 | 1 | cs | TRUE
3 | LV_227-2_0_10_line_3 |  | 1 | 4 | 0.043063 | 0.125 | 0.08 | 261 | 0 | 0.364 | 1 | 1 | cs | TRUE
4 | LV_227-2_0_10_line_4 |  | 1 | 5 | 0.10937 | 0.125 | 0.08 | 261 | 0 | 0.364 | 1 | 1 | cs | TRUE
5 | LV_227-2_0_10_line_5 |  | 2 | 6 | 0.011418 | 0.125 | 0.08 | 261 | 0 | 0.364 | 1 | 1 | cs | TRUE
6 | LV_227-2_0_10_line_6 |  | 4 | 7 | 0.024298 | 0.125 | 0.08 | 261 | 0 | 0.364 | 1 | 1 | cs | TRUE
7 | LV_227-2_0_10_line_7 |  | 4 | 8 | 0.099485 | 0.125 | 0.08 | 261 | 0 | 0.364 | 1 | 1 | cs | TRUE
8 | LV_227-2_0_10_line_8 |  | 5 | 9 | 0.025247 | 0.125 | 0.08 | 261 | 0 | 0.364 | 1 | 1 | cs | TRUE
9 | LV_227-2_0_10_line_9 |  | 5 | 10 | 0.029052 | 0.125 | 0.08 | 261 | 0 | 0.364 | 1 | 1 | cs | TRUE
10 | LV_227-2_0_10_line_10 |  | 6 | 64 | 0.016203 | 0.125 | 0.08 | 261 | 0 | 0.364 | 1 | 1 | cs | TRUE
11 | LV_227-2_0_10_line_11 |  | 8 | 16 | 0.019426 | 0.125 | 0.08 | 261 | 0 | 0.364 | 1 | 1 | cs | TRUE
12 | LV_227-2_0_10_line_12 |  | 9 | 67 | 0.040079 | 0.125 | 0.08 | 261 | 0 | 0.364 | 1 | 1 | cs | TRUE
13 | LV_227-2_0_10_line_13 |  | 10 | 68 | 0.010013 | 0.125 | 0.08 | 261 | 0 | 0.364 | 1 | 1 | cs | TRUE
14 | LV_227-2_0_10_line_14 |  | 11 | 12 | 0.00297 | 0.125 | 0.08 | 261 | 0 | 0.364 | 1 | 1 | cs | TRUE
15 | LV_227-2_0_10_line_15 |  | 11 | 13 | 0.036221 | 0.125 | 0.08 | 261 | 0 | 0.364 | 1 | 1 | cs | TRUE
16 | LV_227-2_0_10_line_16 |  | 12 | 14 | 0.034485 | 0.125 | 0.08 | 261 | 0 | 0.364 | 1 | 1 | cs | TRUE
17 | LV_227-2_0_10_line_17 |  | 12 | 15 | 0.017898 | 0.125 | 0.08 | 261 | 0 | 0.364 | 1 | 1 | cs | TRUE
18 | LV_227-2_0_10_line_18 |  | 13 | 56 | 0.025541 | 0.125 | 0.08 | 261 | 0 | 0.364 | 1 | 1 | cs | TRUE
19 | LV_227-2_0_10_line_19 |  | 14 | 54 | 0.021267 | 0.125 | 0.08 | 261 | 0 | 0.364 | 1 | 1 | cs | TRUE
20 | LV_227-2_0_10_line_20 |  | 15 | 69 | 0.012624 | 0.125 | 0.08 | 261 | 0 | 0.364 | 1 | 1 | cs | TRUE
21 | LV_227-2_0_10_line_21 |  | 17 | 18 | 0.1106 | 0.125 | 0.08 | 261 | 0 | 0.364 | 1 | 5 | cs | TRUE
22 | LV_227-2_0_10_line_22 |  | 17 | 19 | 0.19546 | 0.125 | 0.08 | 261 | 0 | 0.364 | 1 | 5 | cs | TRUE
23 | LV_227-2_0_10_line_23 |  | 18 | 24 | 0.046637 | 0.125 | 0.08 | 261 | 0 | 0.364 | 1 | 5 | cs | TRUE
24 | LV_227-2_0_10_line_24 |  | 19 | 70 | 0.026477 | 0.125 | 0.08 | 261 | 0 | 0.364 | 1 | 5 | cs | TRUE
25 | LV_227-2_0_10_line_25 |  | 20 | 21 | 0.006832 | 0.125 | 0.08 | 261 | 0 | 0.364 | 1 | 1 | cs | TRUE
26 | LV_227-2_0_10_line_26 |  | 20 | 22 | 0.21993 | 0.125 | 0.08 | 261 | 0 | 0.364 | 1 | 1 | cs | TRUE
27 | LV_227-2_0_10_line_27 |  | 20 | 23 | 0.021796 | 0.125 | 0.08 | 261 | 0 | 0.364 | 1 | 1 | cs | TRUE
28 | LV_227-2_0_10_line_28 |  | 21 | 71 | 0.12327 | 0.125 | 0.08 | 261 | 0 | 0.364 | 1 | 1 | cs | TRUE
29 | LV_227-2_0_10_line_29 |  | 22 | 25 | 0.033724 | 0.125 | 0.08 | 261 | 0 | 0.364 | 1 | 1 | cs | TRUE
30 | LV_227-2_0_10_line_30 |  | 23 | 82 | 0.03311 | 0.125 | 0.08 | 261 | 0 | 0.364 | 1 | 1 | cs | TRUE
31 | LV_227-2_0_10_line_31 |  | 24 | 26 | 0.08434 | 0.125 | 0.08 | 261 | 0 | 0.364 | 1 | 5 | cs | TRUE
32 | LV_227-2_0_10_line_32 |  | 26 | 27 | 0.058402 | 0.125 | 0.08 | 261 | 0 | 0.364 | 1 | 5 | cs | TRUE
33 | LV_227-2_0_10_line_33 |  | 26 | 28 | 0.025186 | 0.125 | 0.08 | 261 | 0 | 0.364 | 1 | 1 | cs | TRUE
34 | LV_227-2_0_10_line_34 |  | 27 | 32 | 0.026524 | 0.125 | 0.08 | 261 | 0 | 0.364 | 1 | 5 | cs | TRUE
35 | LV_227-2_0_10_line_35 |  | 28 | 87 | 0.013939 | 0.125 | 0.08 | 261 | 0 | 0.364 | 1 | 1 | cs | TRUE
36 | LV_227-2_0_10_line_36 |  | 29 | 30 | 0.061812 | 0.125 | 0.08 | 261 | 0 | 0.364 | 1 | 1 | cs | TRUE
37 | LV_227-2_0_10_line_37 |  | 29 | 31 | 0.11807 | 0.125 | 0.08 | 261 | 0 | 0.364 | 1 | 1 | cs | TRUE
38 | LV_227-2_0_10_line_38 |  | 30 | 88 | 0.0011254 | 0.125 | 0.08 | 261 | 0 | 0.364 | 1 | 1 | cs | TRUE
39 | LV_227-2_0_10_line_39 |  | 31 | 89 | 0.052279 | 0.125 | 0.08 | 261 | 0 | 0.364 | 1 | 1 | cs | TRUE
40 | LV_227-2_0_10_line_40 |  | 32 | 92 | 0.0013226 | 0.125 | 0.08 | 261 | 0 | 0.364 | 1 | 5 | cs | TRUE
41 | LV_227-2_0_10_line_41 |  | 33 | 34 | 0.0066237 | 0.125 | 0.08 | 261 | 0 | 0.364 | 1 | 5 | cs | TRUE
42 | LV_227-2_0_10_line_42 |  | 33 | 35 | 0.024698 | 0.125 | 0.08 | 261 | 0 | 0.364 | 1 | 5 | cs | TRUE
43 | LV_227-2_0_10_line_43 |  | 34 | 51 | 0.036594 | 0.125 | 0.08 | 261 | 0 | 0.364 | 1 | 5 | cs | TRUE
44 | LV_227-2_0_10_line_44 |  | 35 | 36 | 0.025141 | 0.125 | 0.08 | 261 | 0 | 0.364 | 1 | 5 | cs | TRUE
45 | LV_227-2_0_10_line_45 |  | 36 | 37 | 0.014637 | 0.125 | 0.08 | 261 | 0 | 0.364 | 1 | 5 | cs | TRUE
46 | LV_227-2_0_10_line_46 |  | 37 | 40 | 0.006797 | 0.125 | 0.08 | 261 | 0 | 0.364 | 1 | 5 | cs | TRUE
47 | LV_227-2_0_10_line_47 |  | 38 | 39 | 0.021347 | 0.125 | 0.08 | 261 | 0 | 0.364 | 1 | 1 | cs | TRUE
48 | LV_227-2_0_10_line_48 |  | 38 | 40 | 0.011076 | 0.125 | 0.08 | 261 | 0 | 0.364 | 1 | 1 | cs | TRUE
49 | LV_227-2_0_10_line_49 |  | 38 | 41 | 0.001624 | 0.125 | 0.08 | 261 | 0 | 0.364 | 1 | 1 | cs | TRUE
50 | LV_227-2_0_10_line_50 |  | 39 | 45 | 0.028571 | 0.125 | 0.08 | 261 | 0 | 0.364 | 1 | 1 | cs | TRUE
51 | LV_227-2_0_10_line_51 |  | 39 | 46 | 0.032056 | 0.125 | 0.08 | 261 | 0 | 0.364 | 1 | 1 | cs | TRUE
52 | LV_227-2_0_10_line_52 |  | 40 | 47 | 0.01527 | 0.125 | 0.08 | 261 | 0 | 0.364 | 1 | 5 | cs | TRUE
53 | LV_227-2_0_10_line_53 |  | 42 | 43 | 0.021376 | 0.125 | 0.08 | 261 | 0 | 0.364 | 1 | 1 | cs | TRUE
54 | LV_227-2_0_10_line_54 |  | 42 | 44 | 0.023138 | 0.125 | 0.08 | 261 | 0 | 0.364 | 1 | 1 | cs | TRUE
55 | LV_227-2_0_10_line_55 |  | 43 | 99 | 0.007789 | 0.125 | 0.08 | 261 | 0 | 0.364 | 1 | 1 | cs | TRUE
56 | LV_227-2_0_10_line_56 |  | 47 | 100 | 0.012104 | 0.125 | 0.08 | 261 | 0 | 0.364 | 1 | 5 | cs | TRUE
57 | LV_227-2_0_10_line_57 |  | 48 | 49 | 0.041458 | 0.125 | 0.08 | 261 | 0 | 0.364 | 1 | 1 | cs | TRUE
58 | LV_227-2_0_10_line_58 |  | 48 | 50 | 0.013136 | 0.125 | 0.08 | 261 | 0 | 0.364 | 1 | 1 | cs | TRUE
59 | LV_227-2_0_10_line_59 |  | 49 | 101 | 0.0061534 | 0.125 | 0.08 | 261 | 0 | 0.364 | 1 | 1 | cs | TRUE
60 | LV_227-2_0_10_line_60 |  | 50 | 102 | 0.032666 | 0.125 | 0.08 | 261 | 0 | 0.364 | 1 | 1 | cs | TRUE
61 | LV_227-2_0_10_line_61 |  | 51 | 52 | 0.03754 | 0.125 | 0.08 | 261 | 0 | 0.364 | 1 | 1 | cs | TRUE
62 | LV_227-2_0_10_line_62 |  | 51 | 53 | 0.039347 | 0.125 | 0.08 | 261 | 0 | 0.364 | 1 | 5 | cs | TRUE
63 | LV_227-2_0_10_line_63 |  | 52 | 58 | 0.0013011 | 0.125 | 0.08 | 261 | 0 | 0.364 | 1 | 1 | cs | TRUE
64 | LV_227-2_0_10_line_64 |  | 52 | 59 | 0.010632 | 0.125 | 0.08 | 261 | 0 | 0.364 | 1 | 1 | cs | TRUE
65 | LV_227-2_0_10_line_65 |  | 53 | 62 | 0.039255 | 0.125 | 0.08 | 261 | 0 | 0.364 | 1 | 1 | cs | TRUE
66 | LV_227-2_0_10_line_66 |  | 53 | 60 | 0.01547 | 0.125 | 0.08 | 261 | 0 | 0.364 | 1 | 5 | cs | TRUE
67 | LV_227-2_0_10_line_67 |  | 55 | 56 | 0.010857 | 0.125 | 0.08 | 261 | 0 | 0.364 | 1 | 5 | cs | TRUE
68 | LV_227-2_0_10_line_68 |  | 55 | 57 | 0.0071321 | 0.125 | 0.08 | 261 | 0 | 0.364 | 1 | 5 | cs | TRUE
69 | LV_227-2_0_10_line_69 |  | 56 | 110 | 0.037412 | 0.125 | 0.08 | 261 | 0 | 0.364 | 1 | 5 | cs | TRUE
70 | LV_227-2_0_10_line_70 |  | 57 | 111 | 0.024354 | 0.125 | 0.08 | 261 | 0 | 0.364 | 1 | 5 | cs | TRUE
71 | LV_227-2_0_10_line_71 |  | 58 | 112 | 0.0066481 | 0.125 | 0.08 | 261 | 0 | 0.364 | 1 | 1 | cs | TRUE
72 | LV_227-2_0_10_line_72 |  | 59 | 113 | 0.006924 | 0.125 | 0.08 | 261 | 0 | 0.364 | 1 | 1 | cs | TRUE
73 | LV_227-2_0_10_line_73 |  | 60 | 61 | 0.027749 | 0.125 | 0.08 | 261 | 0 | 0.364 | 1 | 5 | cs | TRUE
74 | LV_227-2_0_10_line_74 |  | 61 | 63 | 0.025847 | 0.125 | 0.08 | 261 | 0 | 0.364 | 1 | 5 | cs | TRUE
75 | LV_227-2_0_10_line_75 |  | 63 | 119 | 0.016416 | 0.125 | 0.08 | 261 | 0 | 0.364 | 1 | 5 | cs | TRUE
76 | LV_227-2_0_10_line_76 |  | 64 | 120 | 0.011992 | 0.125 | 0.08 | 261 | 0 | 0.364 | 1 | 1 | cs | TRUE
77 | LV_227-2_0_10_line_77 |  | 65 | 66 | 0.016794 | 0.125 | 0.08 | 261 | 0 | 0.364 | 1 | 1 | cs | TRUE
78 | LV_227-2_0_10_line_78 |  | 66 | 103 | 0.032983 | 0.125 | 0.08 | 261 | 0 | 0.364 | 1 | 2 | cs | TRUE
79 | LV_227-2_0_10_line_79 |  | 66 | 67 | 0.004795 | 0.125 | 0.08 | 261 | 0 | 0.364 | 1 | 1 | cs | TRUE
80 | LV_227-2_0_10_line_80 |  | 67 | 86 | 0.013925 | 0.125 | 0.08 | 261 | 0 | 0.364 | 1 | 1 | cs | TRUE
81 | LV_227-2_0_10_line_81 |  | 70 | 200 | 0.029527 | 0.125 | 0.08 | 261 | 0 | 0.364 | 1 | 5 | cs | TRUE
82 | LV_227-2_0_10_line_82 |  | 71 | 76 | 0.17194 | 0.125 | 0.08 | 261 | 0 | 0.364 | 1 | 1 | cs | TRUE
83 | LV_227-2_0_10_line_83 |  | 71 | 77 | 0.054509 | 0.125 | 0.08 | 261 | 0 | 0.364 | 1 | 1 | cs | TRUE
84 | LV_227-2_0_10_line_84 |  | 72 | 73 | 0.016414 | 0.125 | 0.08 | 261 | 0 | 0.364 | 1 | 1 | cs | TRUE
85 | LV_227-2_0_10_line_85 |  | 72 | 74 | 0.027653 | 0.125 | 0.08 | 261 | 0 | 0.364 | 1 | 1 | cs | TRUE
86 | LV_227-2_0_10_line_86 |  | 72 | 75 | 0.005278 | 0.125 | 0.08 | 261 | 0 | 0.364 | 1 | 1 | cs | TRUE
87 | LV_227-2_0_10_line_87 |  | 73 | 154 | 0.034051 | 0.125 | 0.08 | 261 | 0 | 0.364 | 1 | 1 | cs | TRUE
88 | LV_227-2_0_10_line_88 |  | 74 | 127 | 0.024175 | 0.125 | 0.08 | 261 | 0 | 0.364 | 1 | 1 | cs | TRUE
89 | LV_227-2_0_10_line_89 |  | 75 | 81 | 0.032631 | 0.125 | 0.08 | 261 | 0 | 0.364 | 1 | 1 | cs | TRUE
90 | LV_227-2_0_10_line_90 |  | 76 | 109 | 0.034414 | 0.125 | 0.08 | 261 | 0 | 0.364 | 1 | 1 | cs | TRUE
91 | LV_227-2_0_10_line_91 |  | 76 | 104 | 0.073218 | 0.125 | 0.08 | 261 | 0 | 0.364 | 1 | 1 | cs | TRUE
92 | LV_227-2_0_10_line_92 |  | 77 | 79 | 0.14928 | 0.125 | 0.08 | 261 | 0 | 0.364 | 1 | 1 | cs | TRUE
93 | LV_227-2_0_10_line_93 |  | 78 | 79 | 0.005771 | 0.125 | 0.08 | 261 | 0 | 0.364 | 1 | 1 | cs | TRUE
94 | LV_227-2_0_10_line_94 |  | 78 | 80 | 0.066219 | 0.125 | 0.08 | 261 | 0 | 0.364 | 1 | 1 | cs | TRUE
95 | LV_227-2_0_10_line_95 |  | 80 | 179 | 0.02645 | 0.125 | 0.08 | 261 | 0 | 0.364 | 1 | 1 | cs | TRUE
96 | LV_227-2_0_10_line_96 |  | 82 | 90 | 0.054548 | 0.125 | 0.08 | 261 | 0 | 0.364 | 1 | 1 | cs | TRUE
97 | LV_227-2_0_10_line_97 |  | 83 | 84 | 0.016853 | 0.125 | 0.08 | 261 | 0 | 0.364 | 1 | 1 | cs | TRUE
98 | LV_227-2_0_10_line_98 |  | 84 | 227 | 0.0073024 | 0.125 | 0.08 | 261 | 0 | 0.364 | 1 | 1 | cs | TRUE
99 | LV_227-2_0_10_line_99 |  | 85 | 86 | 0.031551 | 0.125 | 0.08 | 261 | 0 | 0.364 | 1 | 1 | cs | TRUE
100 | LV_227-2_0_10_line_100 |  | 86 | 157 | 0.013518 | 0.125 | 0.08 | 261 | 0 | 0.364 | 1 | 1 | cs | TRUE
101 | LV_227-2_0_10_line_101 |  | 87 | 133 | 0.02347 | 0.125 | 0.08 | 261 | 0 | 0.364 | 1 | 1 | cs | TRUE
102 | LV_227-2_0_10_line_102 |  | 88 | 132 | 0.0068707 | 0.125 | 0.08 | 261 | 0 | 0.364 | 1 | 1 | cs | TRUE
103 | LV_227-2_0_10_line_103 |  | 89 | 130 | 0.016839 | 0.125 | 0.08 | 261 | 0 | 0.364 | 1 | 1 | cs | TRUE
104 | LV_227-2_0_10_line_104 |  | 90 | 91 | 0.020167 | 0.125 | 0.08 | 261 | 0 | 0.364 | 1 | 1 | cs | TRUE
105 | LV_227-2_0_10_line_105 |  | 91 | 148 | 0.015797 | 0.125 | 0.08 | 261 | 0 | 0.364 | 1 | 1 | cs | TRUE
106 | LV_227-2_0_10_line_106 |  | 92 | 167 | 0.017523 | 0.125 | 0.08 | 261 | 0 | 0.364 | 1 | 5 | cs | TRUE
107 | LV_227-2_0_10_line_107 |  | 93 | 94 | 0.022478 | 0.125 | 0.08 | 261 | 0 | 0.364 | 1 | 1 | cs | TRUE
108 | LV_227-2_0_10_line_108 |  | 93 | 95 | 0.01585 | 0.125 | 0.08 | 261 | 0 | 0.364 | 1 | 1 | cs | TRUE
109 | LV_227-2_0_10_line_109 |  | 95 | 208 | 0.005412 | 0.125 | 0.08 | 261 | 0 | 0.364 | 1 | 1 | cs | TRUE
110 | LV_227-2_0_10_line_110 |  | 95 | 207 | 0.029531 | 0.125 | 0.08 | 261 | 0 | 0.364 | 1 | 1 | cs | TRUE
111 | LV_227-2_0_10_line_111 |  | 96 | 97 | 0.002552 | 0.125 | 0.08 | 261 | 0 | 0.364 | 1 | 1 | cs | TRUE
112 | LV_227-2_0_10_line_112 |  | 96 | 98 | 0.025802 | 0.125 | 0.08 | 261 | 0 | 0.364 | 1 | 1 | cs | TRUE
113 | LV_227-2_0_10_line_113 |  | 97 | 117 | 0.031016 | 0.125 | 0.08 | 261 | 0 | 0.364 | 1 | 5 | cs | TRUE
114 | LV_227-2_0_10_line_114 |  | 97 | 207 | 0.038023 | 0.125 | 0.08 | 261 | 0 | 0.364 | 1 | 5 | cs | TRUE
115 | LV_227-2_0_10_line_115 |  | 98 | 115 | 0.016523 | 0.125 | 0.08 | 261 | 0 | 0.364 | 1 | 1 | cs | TRUE
116 | LV_227-2_0_10_line_116 |  | 99 | 226 | 0.0050639 | 0.125 | 0.08 | 261 | 0 | 0.364 | 1 | 1 | cs | TRUE
117 | LV_227-2_0_10_line_117 |  | 100 | 111 | 0.027488 | 0.125 | 0.08 | 261 | 0 | 0.364 | 1 | 5 | cs | TRUE
118 | LV_227-2_0_10_line_118 |  | 101 | 223 | 0.0066773 | 0.125 | 0.08 | 261 | 0 | 0.364 | 1 | 1 | cs | TRUE
119 | LV_227-2_0_10_line_119 |  | 102 | 220 | 0.016188 | 0.125 | 0.08 | 261 | 0 | 0.364 | 1 | 1 | cs | TRUE
120 | LV_227-2_0_10_line_120 |  | 103 | 121 | 0.015295 | 0.125 | 0.08 | 261 | 0 | 0.364 | 1 | 5 | cs | TRUE
121 | LV_227-2_0_10_line_121 |  | 104 | 105 | 0.021512 | 0.125 | 0.08 | 261 | 0 | 0.364 | 1 | 1 | cs | TRUE
122 | LV_227-2_0_10_line_122 |  | 106 | 107 | 0.027316 | 0.125 | 0.08 | 261 | 0 | 0.364 | 1 | 1 | cs | TRUE
123 | LV_227-2_0_10_line_123 |  | 106 | 108 | 0.01351 | 0.125 | 0.08 | 261 | 0 | 0.364 | 1 | 1 | cs | TRUE
124 | LV_227-2_0_10_line_124 |  | 107 | 126 | 0.01236 | 0.125 | 0.08 | 261 | 0 | 0.364 | 1 | 1 | cs | TRUE
125 | LV_227-2_0_10_line_125 |  | 107 | 127 | 0.015782 | 0.125 | 0.08 | 261 | 0 | 0.364 | 1 | 1 | cs | TRUE
126 | LV_227-2_0_10_line_126 |  | 108 | 128 | 0.0025293 | 0.125 | 0.08 | 261 | 0 | 0.364 | 1 | 1 | cs | TRUE
127 | LV_227-2_0_10_line_127 |  | 109 | 129 | 0.018888 | 0.125 | 0.08 | 261 | 0 | 0.364 | 1 | 1 | cs | TRUE
128 | LV_227-2_0_10_line_128 |  | 110 | 211 | 1.122e-05 | 0.125 | 0.08 | 261 | 0 | 0.364 | 1 | 5 | cs | TRUE
129 | LV_227-2_0_10_line_129 |  | 112 | 301 | 0.0074553 | 0.125 | 0.08 | 261 | 0 | 0.364 | 1 | 1 | cs | TRUE
130 | LV_227-2_0_10_line_130 |  | 113 | 300 | 0.0065606 | 0.125 | 0.08 | 261 | 0 | 0.364 | 1 | 1 | cs | TRUE
131 | LV_227-2_0_10_line_131 |  | 114 | 115 | 0.044811 | 0.125 | 0.08 | 261 | 0 | 0.364 | 1 | 1 | cs | TRUE
132 | LV_227-2_0_10_line_132 |  | 116 | 117 | 0.030266 | 0.125 | 0.08 | 261 | 0 | 0.364 | 1 | 5 | cs | TRUE
133 | LV_227-2_0_10_line_133 |  | 116 | 118 | 0.016476 | 0.125 | 0.08 | 261 | 0 | 0.364 | 1 | 5 | cs | TRUE
134 | LV_227-2_0_10_line_134 |  | 118 | 266 | 0.012048 | 0.125 | 0.08 | 261 | 0 | 0.364 | 1 | 5 | cs | TRUE
135 | LV_227-2_0_10_line_135 |  | 119 | 272 | 0.024477 | 0.125 | 0.08 | 261 | 0 | 0.364 | 1 | 5 | cs | TRUE
136 | LV_227-2_0_10_line_136 |  | 121 | 161 | 0.023146 | 0.125 | 0.08 | 261 | 0 | 0.364 | 1 | 1 | cs | TRUE
137 | LV_227-2_0_10_line_137 |  | 121 | 158 | 0.024456 | 0.125 | 0.08 | 261 | 0 | 0.364 | 1 | 5 | cs | TRUE
138 | LV_227-2_0_10_line_138 |  | 122 | 123 | 0.014632 | 0.125 | 0.08 | 261 | 0 | 0.364 | 1 | 1 | cs | TRUE
139 | LV_227-2_0_10_line_139 |  | 123 | 143 | 0.01032 | 0.125 | 0.08 | 261 | 0 | 0.364 | 1 | 1 | cs | TRUE
140 | LV_227-2_0_10_line_140 |  | 123 | 144 | 0.016507 | 0.125 | 0.08 | 261 | 0 | 0.364 | 1 | 1 | cs | TRUE
141 | LV_227-2_0_10_line_141 |  | 123 | 140 | 0.010914 | 0.125 | 0.08 | 261 | 0 | 0.364 | 1 | 1 | cs | TRUE
142 | LV_227-2_0_10_line_142 |  | 124 | 125 | 0.014818 | 0.125 | 0.08 | 261 | 0 | 0.364 | 1 | 1 | cs | TRUE
143 | LV_227-2_0_10_line_143 |  | 125 | 176 | 0.012263 | 0.125 | 0.08 | 261 | 0 | 0.364 | 1 | 1 | cs | TRUE
144 | LV_227-2_0_10_line_144 |  | 128 | 136 | 0.0042583 | 0.125 | 0.08 | 261 | 0 | 0.364 | 1 | 1 | cs | TRUE
145 | LV_227-2_0_10_line_145 |  | 130 | 131 | 0.011874 | 0.125 | 0.08 | 261 | 0 | 0.364 | 1 | 1 | cs | TRUE
146 | LV_227-2_0_10_line_146 |  | 131 | 133 | 0.0041657 | 0.125 | 0.08 | 261 | 0 | 0.364 | 1 | 1 | cs | TRUE
147 | LV_227-2_0_10_line_147 |  | 134 | 135 | 0.0023516 | 0.125 | 0.08 | 261 | 0 | 0.364 | 1 | 1 | cs | TRUE
148 | LV_227-2_0_10_line_148 |  | 135 | 199 | 0.020972 | 0.125 | 0.08 | 261 | 0 | 0.364 | 1 | 1 | cs | TRUE
149 | LV_227-2_0_10_line_149 |  | 136 | 137 | 0.0022674 | 0.125 | 0.08 | 261 | 0 | 0.364 | 1 | 1 | cs | TRUE
150 | LV_227-2_0_10_line_150 |  | 137 | 138 | 0.004522 | 0.125 | 0.08 | 261 | 0 | 0.364 | 1 | 1 | cs | TRUE
151 | LV_227-2_0_10_line_151 |  | 138 | 180 | 0.0020037 | 0.125 | 0.08 | 261 | 0 | 0.364 | 1 | 1 | cs | TRUE
152 | LV_227-2_0_10_line_152 |  | 139 | 140 | 0.0040203 | 0.125 | 0.08 | 261 | 0 | 0.364 | 1 | 1 | cs | TRUE
153 | LV_227-2_0_10_line_153 |  | 139 | 141 | 0.0028594 | 0.125 | 0.08 | 261 | 0 | 0.364 | 1 | 1 | cs | TRUE
154 | LV_227-2_0_10_line_154 |  | 141 | 142 | 0.006875 | 0.125 | 0.08 | 261 | 0 | 0.364 | 1 | 1 | cs | TRUE
155 | LV_227-2_0_10_line_155 |  | 144 | 145 | 0.0014758 | 0.125 | 0.08 | 261 | 0 | 0.364 | 1 | 1 | cs | TRUE
156 | LV_227-2_0_10_line_156 |  | 145 | 298 | 0.0050519 | 0.125 | 0.08 | 261 | 0 | 0.364 | 1 | 1 | cs | TRUE
157 | LV_227-2_0_10_line_157 |  | 146 | 147 | 0.013887 | 0.125 | 0.08 | 261 | 0 | 0.364 | 1 | 1 | cs | TRUE
158 | LV_227-2_0_10_line_158 |  | 146 | 148 | 0.0014796 | 0.125 | 0.08 | 261 | 0 | 0.364 | 1 | 1 | cs | TRUE
159 | LV_227-2_0_10_line_159 |  | 148 | 149 | 0.014872 | 0.125 | 0.08 | 261 | 0 | 0.364 | 1 | 2 | cs | TRUE
160 | LV_227-2_0_10_line_160 |  | 149 | 150 | 0.00047798 | 0.125 | 0.08 | 261 | 0 | 0.364 | 1 | 5 | cs | TRUE
161 | LV_227-2_0_10_line_161 |  | 150 | 151 | 0.014232 | 0.125 | 0.08 | 261 | 0 | 0.364 | 1 | 5 | cs | TRUE
162 | LV_227-2_0_10_line_162 |  | 151 | 173 | 0.006619 | 0.125 | 0.08 | 261 | 0 | 0.364 | 1 | 5 | cs | TRUE
163 | LV_227-2_0_10_line_163 |  | 152 | 153 | 0.016884 | 0.125 | 0.08 | 261 | 0 | 0.364 | 1 | 1 | cs | TRUE
164 | LV_227-2_0_10_line_164 |  | 153 | 154 | 0.012424 | 0.125 | 0.08 | 261 | 0 | 0.364 | 1 | 1 | cs | TRUE
165 | LV_227-2_0_10_line_165 |  | 154 | 155 | 0.018326 | 0.125 | 0.08 | 261 | 0 | 0.364 | 1 | 1 | cs | TRUE
166 | LV_227-2_0_10_line_166 |  | 155 | 156 | 0.008739 | 0.125 | 0.08 | 261 | 0 | 0.364 | 1 | 1 | cs | TRUE
167 | LV_227-2_0_10_line_167 |  | 156 | 169 | 0.018924 | 0.125 | 0.08 | 261 | 0 | 0.364 | 1 | 1 | cs | TRUE
168 | LV_227-2_0_10_line_168 |  | 157 | 166 | 0.0080481 | 0.125 | 0.08 | 261 | 0 | 0.364 | 1 | 1 | cs | TRUE
169 | LV_227-2_0_10_line_169 |  | 158 | 159 | 0.01881 | 0.125 | 0.08 | 261 | 0 | 0.364 | 1 | 5 | cs | TRUE
170 | LV_227-2_0_10_line_170 |  | 158 | 160 | 0.012062 | 0.125 | 0.08 | 261 | 0 | 0.364 | 1 | 5 | cs | TRUE
171 | LV_227-2_0_10_line_171 |  | 159 | 165 | 0.008071 | 0.125 | 0.08 | 261 | 0 | 0.364 | 1 | 1 | cs | TRUE
172 | LV_227-2_0_10_line_172 |  | 159 | 162 | 0.004638 | 0.125 | 0.08 | 261 | 0 | 0.364 | 1 | 5 | cs | TRUE
173 | LV_227-2_0_10_line_173 |  | 160 | 167 | 0.0037672 | 0.125 | 0.08 | 261 | 0 | 0.364 | 1 | 5 | cs | TRUE
174 | LV_227-2_0_10_line_174 |  | 162 | 163 | 0.010748 | 0.125 | 0.08 | 261 | 0 | 0.364 | 1 | 1 | cs | TRUE
175 | LV_227-2_0_10_line_175 |  | 162 | 164 | 0.017427 | 0.125 | 0.08 | 261 | 0 | 0.364 | 1 | 5 | cs | TRUE
176 | LV_227-2_0_10_line_176 |  | 163 | 168 | 0.0054167 | 0.125 | 0.08 | 261 | 0 | 0.364 | 1 | 1 | cs | TRUE
177 | LV_227-2_0_10_line_177 |  | 164 | 169 | 0.031968 | 0.125 | 0.08 | 261 | 0 | 0.364 | 1 | 5 | cs | TRUE
178 | LV_227-2_0_10_line_178 |  | 166 | 170 | 0.010426 | 0.125 | 0.08 | 261 | 0 | 0.364 | 1 | 1 | cs | TRUE
179 | LV_227-2_0_10_line_179 |  | 168 | 176 | 0.01399 | 0.125 | 0.08 | 261 | 0 | 0.364 | 1 | 1 | cs | TRUE
180 | LV_227-2_0_10_line_180 |  | 169 | 174 | 0.010613 | 0.125 | 0.08 | 261 | 0 | 0.364 | 1 | 1 | cs | TRUE
181 | LV_227-2_0_10_line_181 |  | 169 | 173 | 0.005064 | 0.125 | 0.08 | 261 | 0 | 0.364 | 1 | 5 | cs | TRUE
182 | LV_227-2_0_10_line_182 |  | 170 | 171 | 0.0076845 | 0.125 | 0.08 | 261 | 0 | 0.364 | 1 | 1 | cs | TRUE
183 | LV_227-2_0_10_line_183 |  | 171 | 172 | 0.0022754 | 0.125 | 0.08 | 261 | 0 | 0.364 | 1 | 1 | cs | TRUE
184 | LV_227-2_0_10_line_184 |  | 174 | 175 | 0.018713 | 0.125 | 0.08 | 261 | 0 | 0.364 | 1 | 1 | cs | TRUE
185 | LV_227-2_0_10_line_185 |  | 175 | 295 | 0.0083483 | 0.125 | 0.08 | 261 | 0 | 0.364 | 1 | 1 | cs | TRUE
186 | LV_227-2_0_10_line_186 |  | 177 | 178 | 0.00012882 | 0.125 | 0.08 | 261 | 0 | 0.364 | 1 | 1 | cs | TRUE
187 | LV_227-2_0_10_line_187 |  | 178 | 279 | 0.014974 | 0.125 | 0.08 | 261 | 0 | 0.364 | 1 | 1 | cs | TRUE
188 | LV_227-2_0_10_line_188 |  | 179 | 250 | 0.050243 | 0.125 | 0.08 | 261 | 0 | 0.364 | 1 | 1 | cs | TRUE
189 | LV_227-2_0_10_line_189 |  | 180 | 297 | 0.0047875 | 0.125 | 0.08 | 261 | 0 | 0.364 | 1 | 1 | cs | TRUE
190 | LV_227-2_0_10_line_190 |  | 181 | 182 | 0.017019 | 0.125 | 0.08 | 261 | 0 | 0.364 | 1 | 1 | cs | TRUE
191 | LV_227-2_0_10_line_191 |  | 182 | 183 | 0.048383 | 0.125 | 0.08 | 261 | 0 | 0.364 | 1 | 1 | cs | TRUE
192 | LV_227-2_0_10_line_192 |  | 183 | 184 | 0.033914 | 0.125 | 0.08 | 261 | 0 | 0.364 | 1 | 5 | cs | TRUE
193 | LV_227-2_0_10_line_193 |  | 183 | 185 | 0.01646 | 0.125 | 0.08 | 261 | 0 | 0.364 | 1 | 1 | cs | TRUE
194 | LV_227-2_0_10_line_194 |  | 183 | 186 | 0.02661 | 0.125 | 0.08 | 261 | 0 | 0.364 | 1 | 5 | cs | TRUE
195 | LV_227-2_0_10_line_195 |  | 184 | 187 | 0.01508 | 0.125 | 0.08 | 261 | 0 | 0.364 | 1 | 5 | cs | TRUE
196 | LV_227-2_0_10_line_196 |  | 185 | 188 | 0.016524 | 0.125 | 0.08 | 261 | 0 | 0.364 | 1 | 1 | cs | TRUE
197 | LV_227-2_0_10_line_197 |  | 186 | 189 | 0.00069803 | 0.125 | 0.08 | 261 | 0 | 0.364 | 1 | 5 | cs | TRUE
198 | LV_227-2_0_10_line_198 |  | 187 | 218 | 0.0057184 | 0.125 | 0.08 | 261 | 0 | 0.364 | 1 | 5 | cs | TRUE
199 | LV_227-2_0_10_line_199 |  | 189 | 216 | 0.008867 | 0.125 | 0.08 | 261 | 0 | 0.364 | 1 | 2 | cs | TRUE
200 | LV_227-2_0_10_line_200 |  | 190 | 191 | 0.0030616 | 0.125 | 0.08 | 261 | 0 | 0.364 | 1 | 1 | cs | TRUE
201 | LV_227-2_0_10_line_201 |  | 190 | 192 | 0.032408 | 0.125 | 0.08 | 261 | 0 | 0.364 | 1 | 1 | cs | TRUE
202 | LV_227-2_0_10_line_202 |  | 192 | 193 | 0.00035559 | 0.125 | 0.08 | 261 | 0 | 0.364 | 1 | 1 | cs | TRUE
203 | LV_227-2_0_10_line_203 |  | 193 | 194 | 0.022554 | 0.125 | 0.08 | 261 | 0 | 0.364 | 1 | 1 | cs | TRUE
204 | LV_227-2_0_10_line_204 |  | 194 | 195 | 0.021882 | 0.125 | 0.08 | 261 | 0 | 0.364 | 1 | 1 | cs | TRUE
205 | LV_227-2_0_10_line_205 |  | 195 | 196 | 0.0021601 | 0.125 | 0.08 | 261 | 0 | 0.364 | 1 | 1 | cs | TRUE
206 | LV_227-2_0_10_line_206 |  | 196 | 197 | 0.011964 | 0.125 | 0.08 | 261 | 0 | 0.364 | 1 | 1 | cs | TRUE
207 | LV_227-2_0_10_line_207 |  | 196 | 198 | 0.018941 | 0.125 | 0.08 | 261 | 0 | 0.364 | 1 | 1 | cs | TRUE
208 | LV_227-2_0_10_line_208 |  | 197 | 219 | 0.010211 | 0.125 | 0.08 | 261 | 0 | 0.364 | 1 | 1 | cs | TRUE
209 | LV_227-2_0_10_line_209 |  | 199 | 200 | 0.0098964 | 0.125 | 0.08 | 261 | 0 | 0.364 | 1 | 5 | cs | TRUE
210 | LV_227-2_0_10_line_210 |  | 199 | 201 | 0.008369 | 0.125 | 0.08 | 261 | 0 | 0.364 | 1 | 5 | cs | TRUE
211 | LV_227-2_0_10_line_211 |  | 201 | 202 | 0.034945 | 0.125 | 0.08 | 261 | 0 | 0.364 | 1 | 1 | cs | TRUE
212 | LV_227-2_0_10_line_212 |  | 201 | 203 | 0.013889 | 0.125 | 0.08 | 261 | 0 | 0.364 | 1 | 5 | cs | TRUE
213 | LV_227-2_0_10_line_213 |  | 202 | 204 | 0.015352 | 0.125 | 0.08 | 261 | 0 | 0.364 | 1 | 1 | cs | TRUE
214 | LV_227-2_0_10_line_214 |  | 203 | 205 | 0.02011 | 0.125 | 0.08 | 261 | 0 | 0.364 | 1 | 5 | cs | TRUE
215 | LV_227-2_0_10_line_215 |  | 204 | 249 | 0.009213 | 0.125 | 0.08 | 261 | 0 | 0.364 | 1 | 1 | cs | TRUE
216 | LV_227-2_0_10_line_216 |  | 204 | 245 | 0.014614 | 0.125 | 0.08 | 261 | 0 | 0.364 | 1 | 1 | cs | TRUE
217 | LV_227-2_0_10_line_217 |  | 205 | 206 | 0.013257 | 0.125 | 0.08 | 261 | 0 | 0.364 | 1 | 5 | cs | TRUE
218 | LV_227-2_0_10_line_218 |  | 206 | 207 | 0.017931 | 0.125 | 0.08 | 261 | 0 | 0.364 | 1 | 5 | cs | TRUE
219 | LV_227-2_0_10_line_219 |  | 209 | 210 | 0.027852 | 0.125 | 0.08 | 261 | 0 | 0.364 | 1 | 1 | cs | TRUE
220 | LV_227-2_0_10_line_220 |  | 210 | 253 | 0.012196 | 0.125 | 0.08 | 261 | 0 | 0.364 | 1 | 1 | cs | TRUE
221 | LV_227-2_0_10_line_221 |  | 211 | 212 | 0.016914 | 0.125 | 0.08 | 261 | 0 | 0.364 | 1 | 5 | cs | TRUE
222 | LV_227-2_0_10_line_222 |  | 212 | 213 | 0.0087392 | 0.125 | 0.08 | 261 | 0 | 0.364 | 1 | 5 | cs | TRUE
223 | LV_227-2_0_10_line_223 |  | 213 | 214 | 0.013095 | 0.125 | 0.08 | 261 | 0 | 0.364 | 1 | 5 | cs | TRUE
224 | LV_227-2_0_10_line_224 |  | 214 | 215 | 0.0095958 | 0.125 | 0.08 | 261 | 0 | 0.364 | 1 | 5 | cs | TRUE
225 | LV_227-2_0_10_line_225 |  | 215 | 224 | 0.020371 | 0.125 | 0.08 | 261 | 0 | 0.364 | 1 | 1 | cs | TRUE
226 | LV_227-2_0_10_line_226 |  | 215 | 218 | 0.0056457 | 0.125 | 0.08 | 261 | 0 | 0.364 | 1 | 5 | cs | TRUE
227 | LV_227-2_0_10_line_227 |  | 216 | 217 | 0.012207 | 0.125 | 0.08 | 261 | 0 | 0.364 | 1 | 1 | cs | TRUE
228 | LV_227-2_0_10_line_228 |  | 217 | 219 | 0.0091097 | 0.125 | 0.08 | 261 | 0 | 0.364 | 1 | 1 | cs | TRUE
229 | LV_227-2_0_10_line_229 |  | 220 | 221 | 8.1138e-05 | 0.125 | 0.08 | 261 | 0 | 0.364 | 1 | 1 | cs | TRUE
230 | LV_227-2_0_10_line_230 |  | 221 | 222 | 0.026004 | 0.125 | 0.08 | 261 | 0 | 0.364 | 1 | 1 | cs | TRUE
231 | LV_227-2_0_10_line_231 |  | 223 | 225 | 0.019299 | 0.125 | 0.08 | 261 | 0 | 0.364 | 1 | 1 | cs | TRUE
232 | LV_227-2_0_10_line_232 |  | 224 | 225 | 0.014383 | 0.125 | 0.08 | 261 | 0 | 0.364 | 1 | 1 | cs | TRUE
233 | LV_227-2_0_10_line_233 |  | 226 | 248 | 0.0049704 | 0.125 | 0.08 | 261 | 0 | 0.364 | 1 | 1 | cs | TRUE
234 | LV_227-2_0_10_line_234 |  | 227 | 228 | 0.006444 | 0.125 | 0.08 | 261 | 0 | 0.364 | 1 | 1 | cs | TRUE
235 | LV_227-2_0_10_line_235 |  | 228 | 229 | 0.0065172 | 0.125 | 0.08 | 261 | 0 | 0.364 | 1 | 1 | cs | TRUE
236 | LV_227-2_0_10_line_236 |  | 229 | 238 | 0.012406 | 0.125 | 0.08 | 261 | 0 | 0.364 | 1 | 1 | cs | TRUE
237 | LV_227-2_0_10_line_237 |  | 230 | 231 | 0.0062101 | 0.125 | 0.08 | 261 | 0 | 0.364 | 1 | 1 | cs | TRUE
238 | LV_227-2_0_10_line_238 |  | 230 | 232 | 0.009831 | 0.125 | 0.08 | 261 | 0 | 0.364 | 1 | 1 | cs | TRUE
239 | LV_227-2_0_10_line_239 |  | 231 | 233 | 0.0074867 | 0.125 | 0.08 | 261 | 0 | 0.364 | 1 | 1 | cs | TRUE
240 | LV_227-2_0_10_line_240 |  | 232 | 234 | 0.018367 | 0.125 | 0.08 | 261 | 0 | 0.364 | 1 | 1 | cs | TRUE
241 | LV_227-2_0_10_line_241 |  | 232 | 235 | 0.0029359 | 0.125 | 0.08 | 261 | 0 | 0.364 | 1 | 1 | cs | TRUE
242 | LV_227-2_0_10_line_242 |  | 233 | 236 | 0.0060926 | 0.125 | 0.08 | 261 | 0 | 0.364 | 1 | 1 | cs | TRUE
243 | LV_227-2_0_10_line_243 |  | 234 | 237 | 0.00031612 | 0.125 | 0.08 | 261 | 0 | 0.364 | 1 | 1 | cs | TRUE
244 | LV_227-2_0_10_line_244 |  | 235 | 238 | 0.019014 | 0.125 | 0.08 | 261 | 0 | 0.364 | 1 | 1 | cs | TRUE
245 | LV_227-2_0_10_line_245 |  | 236 | 239 | 0.0060949 | 0.125 | 0.08 | 261 | 0 | 0.364 | 1 | 1 | cs | TRUE
246 | LV_227-2_0_10_line_246 |  | 237 | 240 | 0.00015136 | 0.125 | 0.08 | 261 | 0 | 0.364 | 1 | 1 | cs | TRUE
247 | LV_227-2_0_10_line_247 |  | 238 | 241 | 0.12536 | 0.125 | 0.08 | 261 | 0 | 0.364 | 1 | 1 | cs | TRUE
248 | LV_227-2_0_10_line_248 |  | 239 | 293 | 0.0060963 | 0.125 | 0.08 | 261 | 0 | 0.364 | 1 | 1 | cs | TRUE
249 | LV_227-2_0_10_line_249 |  | 240 | 244 | 0.021937 | 0.125 | 0.08 | 261 | 0 | 0.364 | 1 | 1 | cs | TRUE
250 | LV_227-2_0_10_line_250 |  | 241 | 288 | 0.027579 | 0.125 | 0.08 | 261 | 0 | 0.364 | 1 | 1 | cs | TRUE
251 | LV_227-2_0_10_line_251 |  | 242 | 243 | 0.0021779 | 0.125 | 0.08 | 261 | 0 | 0.364 | 1 | 1 | cs | TRUE
252 | LV_227-2_0_10_line_252 |  | 242 | 244 | 0.021642 | 0.125 | 0.08 | 261 | 0 | 0.364 | 1 | 1 | cs | TRUE
253 | LV_227-2_0_10_line_253 |  | 243 | 245 | 0.021853 | 0.125 | 0.08 | 261 | 0 | 0.364 | 1 | 1 | cs | TRUE
254 | LV_227-2_0_10_line_254 |  | 244 | 246 | 0.0041643 | 0.125 | 0.08 | 261 | 0 | 0.364 | 1 | 1 | cs | TRUE
255 | LV_227-2_0_10_line_255 |  | 245 | 247 | 0.04203 | 0.125 | 0.08 | 261 | 0 | 0.364 | 1 | 1 | cs | TRUE
256 | LV_227-2_0_10_line_256 |  | 246 | 248 | 0.021723 | 0.125 | 0.08 | 261 | 0 | 0.364 | 1 | 1 | cs | TRUE
257 | LV_227-2_0_10_line_257 |  | 250 | 251 | 0.044295 | 0.125 | 0.08 | 261 | 0 | 0.364 | 1 | 1 | cs | TRUE
258 | LV_227-2_0_10_line_258 |  | 251 | 252 | 0.020469 | 0.125 | 0.08 | 261 | 0 | 0.364 | 1 | 1 | cs | TRUE
259 | LV_227-2_0_10_line_259 |  | 252 | 281 | 0.0053498 | 0.125 | 0.08 | 261 | 0 | 0.364 | 1 | 1 | cs | TRUE
260 | LV_227-2_0_10_line_260 |  | 253 | 254 | 0.010356 | 0.125 | 0.08 | 261 | 0 | 0.364 | 1 | 1 | cs | TRUE
261 | LV_227-2_0_10_line_261 |  | 254 | 255 | 0.014102 | 0.125 | 0.08 | 261 | 0 | 0.364 | 1 | 1 | cs | TRUE
262 | LV_227-2_0_10_line_262 |  | 255 | 256 | 0.00939 | 0.125 | 0.08 | 261 | 0 | 0.364 | 1 | 1 | cs | TRUE
263 | LV_227-2_0_10_line_263 |  | 256 | 257 | 0.00075051 | 0.125 | 0.08 | 261 | 0 | 0.364 | 1 | 1 | cs | TRUE
264 | LV_227-2_0_10_line_264 |  | 257 | 258 | 0.015403 | 0.125 | 0.08 | 261 | 0 | 0.364 | 1 | 1 | cs | TRUE
265 | LV_227-2_0_10_line_265 |  | 258 | 259 | 0.021033 | 0.125 | 0.08 | 261 | 0 | 0.364 | 1 | 1 | cs | TRUE
266 | LV_227-2_0_10_line_266 |  | 258 | 260 | 0.0079051 | 0.125 | 0.08 | 261 | 0 | 0.364 | 1 | 1 | cs | TRUE
267 | LV_227-2_0_10_line_267 |  | 259 | 261 | 0.0023471 | 0.125 | 0.08 | 261 | 0 | 0.364 | 1 | 1 | cs | TRUE
268 | LV_227-2_0_10_line_268 |  | 259 | 262 | 0.018059 | 0.125 | 0.08 | 261 | 0 | 0.364 | 1 | 1 | cs | TRUE
269 | LV_227-2_0_10_line_269 |  | 260 | 263 | 0.00019869 | 0.125 | 0.08 | 261 | 0 | 0.364 | 1 | 1 | cs | TRUE
270 | LV_227-2_0_10_line_270 |  | 261 | 264 | 0.029107 | 0.125 | 0.08 | 261 | 0 | 0.364 | 1 | 1 | cs | TRUE
271 | LV_227-2_0_10_line_271 |  | 262 | 265 | 0.0050135 | 0.125 | 0.08 | 261 | 0 | 0.364 | 1 | 1 | cs | TRUE
272 | LV_227-2_0_10_line_272 |  | 265 | 276 | 0.0023807 | 0.125 | 0.08 | 261 | 0 | 0.364 | 1 | 1 | cs | TRUE
273 | LV_227-2_0_10_line_273 |  | 266 | 267 | 0.016277 | 0.125 | 0.08 | 261 | 0 | 0.364 | 1 | 5 | cs | TRUE
274 | LV_227-2_0_10_line_274 |  | 266 | 268 | 0.010898 | 0.125 | 0.08 | 261 | 0 | 0.364 | 1 | 1 | cs | TRUE
275 | LV_227-2_0_10_line_275 |  | 267 | 269 | 0.0056398 | 0.125 | 0.08 | 261 | 0 | 0.364 | 1 | 5 | cs | TRUE
276 | LV_227-2_0_10_line_276 |  | 268 | 270 | 4.9436e-05 | 0.125 | 0.08 | 261 | 0 | 0.364 | 1 | 1 | cs | TRUE
277 | LV_227-2_0_10_line_277 |  | 269 | 271 | 0.0014607 | 0.125 | 0.08 | 261 | 0 | 0.364 | 1 | 5 | cs | TRUE
278 | LV_227-2_0_10_line_278 |  | 271 | 275 | 0.014909 | 0.125 | 0.08 | 261 | 0 | 0.364 | 1 | 5 | cs | TRUE
279 | LV_227-2_0_10_line_279 |  | 272 | 273 | 0.01161 | 0.125 | 0.08 | 261 | 0 | 0.364 | 1 | 5 | cs | TRUE
280 | LV_227-2_0_10_line_280 |  | 273 | 274 | 0.013097 | 0.125 | 0.08 | 261 | 0 | 0.364 | 1 | 5 | cs | TRUE
281 | LV_227-2_0_10_line_281 |  | 274 | 275 | 0.0044195 | 0.125 | 0.08 | 261 | 0 | 0.364 | 1 | 5 | cs | TRUE
282 | LV_227-2_0_10_line_282 |  | 275 | 276 | 0.013169 | 0.125 | 0.08 | 261 | 0 | 0.364 | 1 | 1 | cs | TRUE
283 | LV_227-2_0_10_line_283 |  | 277 | 278 | 0.012572 | 0.125 | 0.08 | 261 | 0 | 0.364 | 1 | 1 | cs | TRUE
284 | LV_227-2_0_10_line_284 |  | 277 | 279 | 0.0063568 | 0.125 | 0.08 | 261 | 0 | 0.364 | 1 | 1 | cs | TRUE
285 | LV_227-2_0_10_line_285 |  | 278 | 280 | 0.0042674 | 0.125 | 0.08 | 261 | 0 | 0.364 | 1 | 1 | cs | TRUE
286 | LV_227-2_0_10_line_286 |  | 280 | 281 | 0.0049373 | 0.125 | 0.08 | 261 | 0 | 0.364 | 1 | 1 | cs | TRUE
287 | LV_227-2_0_10_line_287 |  | 282 | 283 | 0.004025 | 0.125 | 0.08 | 261 | 0 | 0.364 | 1 | 1 | cs | TRUE
288 | LV_227-2_0_10_line_288 |  | 282 | 284 | 0.010774 | 0.125 | 0.08 | 261 | 0 | 0.364 | 1 | 1 | cs | TRUE
289 | LV_227-2_0_10_line_289 |  | 283 | 285 | 0.0018473 | 0.125 | 0.08 | 261 | 0 | 0.364 | 1 | 1 | cs | TRUE
290 | LV_227-2_0_10_line_290 |  | 285 | 286 | 0.0063528 | 0.125 | 0.08 | 261 | 0 | 0.364 | 1 | 1 | cs | TRUE
291 | LV_227-2_0_10_line_291 |  | 286 | 287 | 0.0022256 | 0.125 | 0.08 | 261 | 0 | 0.364 | 1 | 1 | cs | TRUE
292 | LV_227-2_0_10_line_292 |  | 287 | 294 | 0.0037475 | 0.125 | 0.08 | 261 | 0 | 0.364 | 1 | 1 | cs | TRUE
293 | LV_227-2_0_10_line_293 |  | 289 | 290 | 0.0059735 | 0.125 | 0.08 | 261 | 0 | 0.364 | 1 | 1 | cs | TRUE
294 | LV_227-2_0_10_line_294 |  | 289 | 291 | 0.01345 | 0.125 | 0.08 | 261 | 0 | 0.364 | 1 | 1 | cs | TRUE
295 | LV_227-2_0_10_line_295 |  | 290 | 292 | 0.006839 | 0.125 | 0.08 | 261 | 0 | 0.364 | 1 | 1 | cs | TRUE
296 | LV_227-2_0_10_line_296 |  | 291 | 293 | 0.0060943 | 0.125 | 0.08 | 261 | 0 | 0.364 | 1 | 1 | cs | TRUE
297 | LV_227-2_0_10_line_297 |  | 292 | 294 | 0.0021221 | 0.125 | 0.08 | 261 | 0 | 0.364 | 1 | 1 | cs | TRUE
298 | LV_227-2_0_10_line_298 |  | 295 | 296 | 0.00040106 | 0.125 | 0.08 | 261 | 0 | 0.364 | 1 | 1 | cs | TRUE
299 | LV_227-2_0_10_line_299 |  | 297 | 298 | 0.0017393 | 0.125 | 0.08 | 261 | 0 | 0.364 | 1 | 1 | cs | TRUE
300 | LV_227-2_0_10_line_300 |  | 299 | 300 | 0.0074266 | 0.125 | 0.08 | 261 | 0 | 0.364 | 1 | 1 | cs | TRUE
301 | LV_227-2_0_10_line_301 |  | 301 | 302 | 0.004262 | 0.125 | 0.08 | 261 | 0 | 0.364 | 1 | 1 | cs | TRUE

## trafo
| name | std_type | hv_bus | lv_bus | sn_mva | vn_hv_kv | vn_lv_kv | vk_percent | vkr_percent | pfe_kw | i0_percent | shift_degree | tap_side | tap_neutral | tap_min | tap_max | tap_step_percent | tap_step_degree | tap_pos | tap_phase_shifter | parallel | df | in_service
0 | LV_227-2_0_10_trafo_136 | 0.63 MVA 20/0.4 kV | 303 | 19 | 0.63 | 20 | 0.4 | 6 | 1.206 | 1.65 | 0.2619 | 150 | hv | 0 | -2 | 2 | 2.5 | 0 | 0 | FALSE | 1 | 1 | TRUE

## line_geodata
| x0 | y0 | x1 | y1 | x2 | y2 | x3 | y3 | x4 | y4 | x5 | y5 | x6 | y6 | x7 | y7 | x8 | y8 | x9 | y9 | x10 | y10 | x11 | y11
0 | 2695778.2988 | 1265661.64 | 2695779.0036 | 1265678.0781
1 | 2695779.3862 | 1265687.0007 | 2695779.0036 | 1265678.0781
2 | 2695778.2988 | 1265661.64 | 2695817.2704 | 1265659.7237
3 | 2695735.1756 | 1265664.0658 | 2695778.2988 | 1265661.64
4 | 2695882.784 | 1265651.7477 | 2695850.3486 | 1265653.1451 | 2695829.9735 | 1265654.3269 | 2695787.1008 | 1265656.6229 | 2695778.1013 | 1265657.0998 | 2695778.2988 | 1265661.64
5 | 2695779.3862 | 1265687.0007 | 2695767.9829 | 1265687.572
6 | 2695735.1756 | 1265664.0658 | 2695735.2219 | 1265665.3898 | 2695736.0925 | 1265688.345
7 | 2695735.1756 | 1265664.0658 | 2695723.9627 | 1265664.9627 | 2695719.918 | 1265665.4643 | 2695713.0948 | 1265668.7343 | 2695709.2539 | 1265672.9312 | 2695707.1322 | 1265677.4561 | 2695707.2801 | 1265679.9494 | 2695707.9394 | 1265690.8468 | 2695708.7234 | 1265703.8146 | 2695709.2693 | 1265712.8865 | 2695718.0075 | 1265717.8431 | 2695730.1456 | 1265734.1976
8 | 2695882.784 | 1265651.7477 | 2695908.0075 | 1265650.6559
9 | 2695882.784 | 1265651.7477 | 2695881.3305 | 1265632.7307 | 2695878.3726 | 1265627.0559 | 2695875.121 | 1265625.5574
10 | 2695767.9829 | 1265687.572 | 2695767.9829 | 1265687.572 | 2695768.8048 | 1265703.7537
11 | 2695730.1456 | 1265734.1976 | 2695744.8661 | 1265734.792 | 2695745.1733 | 1265739.4757
12 | 2695947.6226 | 1265645.3833 | 2695924.8207 | 1265649.9281 | 2695908.0075 | 1265650.6559
13 | 2695865.1254 | 1265626.1514 | 2695875.121 | 1265625.5574
14 | 2695667.8085 | 1264953.2138 | 2695670.5754 | 1264952.1132
15 | 2695670.5754 | 1264952.1132 | 2695676.5311 | 1264949.9078 | 2695683.032 | 1264948.9121 | 2695687.5005 | 1264949.2403 | 2695692.3711 | 1264951.7211 | 2695703.3685 | 1264959.2847
16 | 2695664.3821 | 1264977.367 | 2695656.6027 | 1264968.0113 | 2695653.8913 | 1264964.7536 | 2695667.8085 | 1264953.2138
17 | 2695667.8085 | 1264953.2138 | 2695657.3557 | 1264938.6857
18 | 2695723.908 | 1264966.4993 | 2695721.7876 | 1264969.5341 | 2695719.0971 | 1264970.1021 | 2695703.3685 | 1264959.2847
19 | 2695664.3821 | 1264977.367 | 2695677.9752 | 1264993.7223
20 | 2695657.3557 | 1264938.6857 | 2695649.9828 | 1264928.4384
21 | 2695919.742 | 1265458.555 | 2695913.4782 | 1265418.9986 | 2695904.4621 | 1265349.0281
22 | 2695904.4621 | 1265349.0281 | 2695899.5128 | 1265265.1345 | 2695895.6549 | 1265173.8413 | 2695895.1098 | 1265161.9561 | 2695893.7691 | 1265153.9189
23 | 2695919.742 | 1265458.555 | 2695962.2244 | 1265477.7957
24 | 2695888.9768 | 1265127.883 | 2695891.4995 | 1265140.3131 | 2695893.7691 | 1265153.9189
25 | 2696219.1593 | 1265613.7146 | 2696212.6814 | 1265611.4851
26 | 2696409.5767 | 1265648.9012 | 2696278.4997 | 1265611.6012 | 2696225.9217 | 1265595.2428 | 2696215.4791 | 1265593.6827 | 2696214.997 | 1265597.856 | 2696213.598 | 1265606.9964 | 2696212.6814 | 1265611.4851
27 | 2696212.6814 | 1265611.4851 | 2696191.5015 | 1265606.3381
28 | 2696219.1593 | 1265613.7146 | 2696216.2197 | 1265618.96 | 2696214.081 | 1265628.1995 | 2696215.9403 | 1265631.488 | 2696218.06 | 1265633.1238 | 2696216.7324 | 1265637.4169 | 2696218.5389 | 1265637.9356 | 2696301.9013 | 1265667.773 | 2696300.8194 | 1265674.0828
29 | 2696409.5767 | 1265648.9012 | 2696413.5549 | 1265615.4128
30 | 2696159.3166 | 1265598.5646 | 2696178.1532 | 1265603.0942 | 2696191.5015 | 1265606.3381
31 | 2696039.0523 | 1265512.5918 | 2695962.2244 | 1265477.7957
32 | 2696028.3137 | 1265569.998 | 2696028.7925 | 1265567.4147 | 2696030.4284 | 1265558.5118 | 2696031.3176 | 1265553.8446 | 2696039.0523 | 1265512.5918
33 | 2696039.0523 | 1265512.5918 | 2696040.2076 | 1265503.6032 | 2696041.1923 | 1265487.5101
34 | 2696028.3137 | 1265569.998 | 2696020.0655 | 1265595.2071
35 | 2696042.0435 | 1265473.5972 | 2696042.0435 | 1265473.5972 | 2696041.1923 | 1265487.5101
36 | 2696224.0362 | 1265430.8212 | 2696262.8874 | 1265432.7886 | 2696274.837 | 1265432.4718 | 2696285.562 | 1265430.2263
37 | 2696224.0362 | 1265430.8212 | 2696170.4219 | 1265429.4366 | 2696123.8488 | 1265426.6881 | 2696106.102 | 1265425.5526
38 | 2696286.6636 | 1265429.9957 | 2696286.6636 | 1265429.9957 | 2696285.562 | 1265430.2263
39 | 2696054.6047 | 1265419.4456 | 2696062.0899 | 1265422.7366 | 2696106.102 | 1265425.5526
40 | 2696019.6542 | 1265596.464 | 2696020.0655 | 1265595.2071
41 | 2695873.1667 | 1264898.117 | 2695871.8311 | 1264895.4821 | 2695872.1788 | 1264892.6187 | 2695872.7018 | 1264892.033
42 | 2695873.1667 | 1264898.117 | 2695851.3479 | 1264909.6898
43 | 2695902.8604 | 1264871.4656 | 2695879.0615 | 1264887.1369 | 2695874.5569 | 1264889.9551 | 2695872.7018 | 1264892.033
44 | 2695829.2506 | 1264921.68 | 2695842.55 | 1264914.3562 | 2695851.3479 | 1264909.6898
45 | 2695829.2506 | 1264921.68 | 2695823.8016 | 1264924.683 | 2695816.4158 | 1264928.7155
46 | 2695810.4501 | 1264931.9726 | 2695816.4158 | 1264928.7155
47 | 2695815.5857 | 1264941.7861 | 2695796.75 | 1264951.9337
48 | 2695810.4501 | 1264931.9726 | 2695813.1168 | 1264937.0534 | 2695815.5857 | 1264941.7861
49 | 2695815.5857 | 1264941.7861 | 2695817.0407 | 1264941.0648
50 | 2695796.75 | 1264951.9337 | 2695786.2114 | 1264957.6121 | 2695771.4979 | 1264965.2989
51 | 2695796.75 | 1264951.9337 | 2695805.4047 | 1264971.8569 | 2695812.0896 | 1264979.7376
52 | 2695810.4501 | 1264931.9726 | 2695797.0462 | 1264939.2869
53 | 2695731.9149 | 1264985.9782 | 2695735.0277 | 1264989.5649 | 2695739.311 | 1264993.4152 | 2695748.3555 | 1264999.4396
54 | 2695731.9149 | 1264985.9782 | 2695719.6115 | 1264993.6742 | 2695713.4893 | 1264999.7511
55 | 2695754.8381 | 1265003.7576 | 2695748.3555 | 1264999.4396
56 | 2695786.4212 | 1264945.0848 | 2695797.0462 | 1264939.2869
57 | 2695870.886 | 1264872.0364 | 2695843.2539 | 1264880.7178 | 2695831.0675 | 1264883.4741
58 | 2695870.886 | 1264872.0364 | 2695868.303 | 1264863.1873 | 2695867.9828 | 1264859.2831
59 | 2695831.0675 | 1264883.4741 | 2695827.8399 | 1264884.2042 | 2695825.0216 | 1264884.5883
60 | 2695868.2708 | 1264826.6457 | 2695868.1143 | 1264830.7242 | 2695867.7856 | 1264842.1616 | 2695867.5422 | 1264853.9118 | 2695867.9828 | 1264859.2831
61 | 2695902.8604 | 1264871.4656 | 2695908.6312 | 1264867.6672 | 2695912.1401 | 1264864.01 | 2695928.144 | 1264845.9992 | 2695927.2287 | 1264844.8501
62 | 2695902.8604 | 1264871.4656 | 2695908.6312 | 1264867.6672 | 2695912.1401 | 1264864.01 | 2695915.5824 | 1264864.9221 | 2695919.2925 | 1264863.7257 | 2695923.9041 | 1264859.4192 | 2695928.7998 | 1264864.5251 | 2695933.3177 | 1264869.2356
63 | 2695927.2287 | 1264844.8501 | 2695926.1348 | 1264845.5545
64 | 2695927.2287 | 1264844.8501 | 2695935.6683 | 1264838.3837
65 | 2695933.3177 | 1264869.2356 | 2695930.2397 | 1264871.8656 | 2695916.2673 | 1264883.5151 | 2695903.0804 | 1264893.1758 | 2695902.5136 | 1264893.5296
66 | 2695946.9255 | 1264864.2745 | 2695943.607 | 1264863.6201 | 2695940.6705 | 1264864.0284 | 2695938.519 | 1264864.7941 | 2695933.3177 | 1264869.2356
67 | 2695733.6508 | 1264971.3499 | 2695723.908 | 1264966.4993
68 | 2695733.6508 | 1264971.3499 | 2695740.148 | 1264968.4085
69 | 2695723.908 | 1264966.4993 | 2695738.6349 | 1264942.6515 | 2695744.0469 | 1264934.9863
70 | 2695762.1553 | 1264957.995 | 2695754.9941 | 1264961.6876 | 2695740.148 | 1264968.4085
71 | 2695926.1348 | 1264845.5545 | 2695920.5452 | 1264849.1536
72 | 2695941.0768 | 1264834.0641 | 2695939.096 | 1264835.7574 | 2695935.6683 | 1264838.3837
73 | 2695960.8498 | 1264880.6361 | 2695958.9326 | 1264873.4658 | 2695955.4426 | 1264866.2143 | 2695950.6645 | 1264860.8324 | 2695946.9255 | 1264864.2745
74 | 2695960.8498 | 1264880.6361 | 2695977.5148 | 1264860.8793
75 | 2695977.5148 | 1264860.8793 | 2695990.745 | 1264870.5981
76 | 2695768.8048 | 1265703.7537 | 2695768.9077 | 1265705.7798 | 2695772.0128 | 1265705.6299 | 2695772.3601 | 1265712.4761
77 | 2695947.6878 | 1265650.1772 | 2695939.4487 | 1265651.5891 | 2695931.0986 | 1265652.78
78 | 2695947.6878 | 1265650.1772 | 2695953.5886 | 1265648.9942 | 2695960.64 | 1265647.4518 | 2695979.8142 | 1265642.7311
79 | 2695947.6226 | 1265645.3833 | 2695947.6878 | 1265650.1772
80 | 2695945.4663 | 1265631.6258 | 2695947.6226 | 1265645.3833
81 | 2695888.9768 | 1265127.883 | 2695887.4826 | 1265120.5206 | 2695887.0319 | 1265118.5895 | 2695883.0202 | 1265098.964
82 | 2696300.8194 | 1265674.0828 | 2696291.7127 | 1265727.3339 | 2696292.5005 | 1265738.6005 | 2696300.2653 | 1265751.9602 | 2696316.6974 | 1265765.35 | 2696322.6715 | 1265773.9878 | 2696322.4312 | 1265792.4213 | 2696318.1636 | 1265819.5297 | 2696306.6592 | 1265826.7705
83 | 2696300.8194 | 1265674.0828 | 2696351.849 | 1265693.2467
84 | 2696168.0127 | 1265634.7887 | 2696151.6013 | 1265635.0894
85 | 2696168.0127 | 1265634.7887 | 2696166.7294 | 1265650.7031 | 2696163.6779 | 1265661.9843
86 | 2696168.3846 | 1265629.5237 | 2696168.0127 | 1265634.7887
87 | 2696117.5558 | 1265635.7134 | 2696151.6013 | 1265635.0894
88 | 2696163.6779 | 1265661.9843 | 2696163.1716 | 1265663.8561 | 2696158.197 | 1265674.2949 | 2696152.2227 | 1265683.1389
89 | 2696168.3846 | 1265629.5237 | 2696135.7619 | 1265630.2729
90 | 2696306.6592 | 1265826.7705 | 2696272.2498 | 1265826.2096
91 | 2696306.6592 | 1265826.7705 | 2696315.4488 | 1265839.1572 | 2696310.1299 | 1265877.6356 | 2696290.9467 | 1265877.3451
92 | 2696491.6028 | 1265745.7304 | 2696351.849 | 1265693.2467
93 | 2696492.2011 | 1265739.991 | 2696491.6028 | 1265745.7304
94 | 2696492.2011 | 1265739.991 | 2696511.4604 | 1265746.7109 | 2696536.3378 | 1265755.2686 | 2696555.2693 | 1265759.9945
95 | 2696555.2693 | 1265759.9945 | 2696558.5982 | 1265760.8256 | 2696581.3633 | 1265764.2373
96 | 2696106.2806 | 1265585.8112 | 2696159.3166 | 1265598.5646
97 | 2695718.1382 | 1265048.647 | 2695705.5308 | 1265037.4634
98 | 2695718.1382 | 1265048.647 | 2695723.601 | 1265053.4929
99 | 2695945.4663 | 1265631.6258 | 2695940.4384 | 1265600.4782
100 | 2695945.4663 | 1265631.6258 | 2695958.8341 | 1265629.6195
101 | 2696042.0435 | 1265473.5972 | 2696043.252 | 1265452.5329 | 2696043.8479 | 1265450.2383
102 | 2696286.6636 | 1265429.9957 | 2696289.6568 | 1265423.8112
103 | 2696054.6047 | 1265419.4456 | 2696049.6472 | 1265427.9054 | 2696047.8793 | 1265434.7135
104 | 2696106.2806 | 1265585.8112 | 2696102.5844 | 1265600.997 | 2696099.6289 | 1265604.4406
105 | 2696084.1237 | 1265602.5315 | 2696093.1465 | 1265604.8022 | 2696099.6289 | 1265604.4406
106 | 2696014.5278 | 1265613.2181 | 2696017.6551 | 1265602.5739 | 2696019.6542 | 1265596.464
107 | 2695858.0148 | 1264988.5011 | 2695855.4948 | 1264993.4198 | 2695870.6363 | 1265001.1383
108 | 2695884.7062 | 1265008.5169 | 2695870.6363 | 1265001.1383
109 | 2695887.0823 | 1265003.6515 | 2695884.7062 | 1265008.5169
110 | 2695884.7062 | 1265008.5169 | 2695906.8582 | 1265020.0301 | 2695904.8111 | 1265024.1114
111 | 2695921.932 | 1264990.1612 | 2695919.646 | 1264989.0121
112 | 2695919.646 | 1264989.0121 | 2695931.3276 | 1264966.0064
113 | 2695921.932 | 1264990.1612 | 2695929.0108 | 1264977.2321 | 2695936.609 | 1264962.8386
114 | 2695921.932 | 1264990.1612 | 2695916.4474 | 1265000.9255 | 2695906.8582 | 1265020.0301 | 2695904.8111 | 1265024.1114
115 | 2695938.8084 | 1264951.2737 | 2695931.3276 | 1264966.0064
116 | 2695759.0526 | 1265006.5648 | 2695754.8381 | 1265003.7576
117 | 2695762.1553 | 1264957.995 | 2695773.1846 | 1264952.3078 | 2695786.4212 | 1264945.0848
118 | 2695818.4055 | 1264885.4902 | 2695825.0216 | 1264884.5883
119 | 2695868.2708 | 1264826.6457 | 2695852.085 | 1264826.4087
120 | 2695994.7983 | 1265639.6777 | 2695982.4614 | 1265642.0794 | 2695979.8142 | 1265642.7311
121 | 2696290.9467 | 1265877.3451 | 2696282.6146 | 1265873.851 | 2696270.202 | 1265872.587
122 | 2696143.3885 | 1265696.2166 | 2696128.28 | 1265719.0008
123 | 2696128.28 | 1265719.0008 | 2696115.2056 | 1265715.5964
124 | 2696143.3885 | 1265696.2166 | 2696131.0906 | 1265694.9818
125 | 2696143.3885 | 1265696.2166 | 2696152.2227 | 1265683.1389
126 | 2696115.2056 | 1265715.5964 | 2696112.758 | 1265714.9591
127 | 2696254.8292 | 1265820.5546 | 2696264.5214 | 1265826.0836 | 2696272.2498 | 1265826.2096
128 | 2695744.0534 | 1264934.9771 | 2695744.0469 | 1264934.9863
129 | 2695920.5452 | 1264849.1536 | 2695918.3005 | 1264850.5989 | 2695914.0421 | 1264852.7825
130 | 2695946.0637 | 1264829.8012 | 2695941.0768 | 1264834.0641
131 | 2695938.8084 | 1264951.2737 | 2695939.1128 | 1264950.6742 | 2695946.8457 | 1264935.5095 | 2695954.6018 | 1264918.9106 | 2695956.7661 | 1264913.1855 | 2695957.4687 | 1264910.6051
132 | 2695950.738 | 1264936.0731 | 2695936.609 | 1264962.8386
133 | 2695950.738 | 1264936.0731 | 2695964.2471 | 1264944.1323 | 2695964.9481 | 1264944.3853
134 | 2695976.2801 | 1264948.4756 | 2695964.9481 | 1264944.3853
135 | 2695990.745 | 1264870.5981 | 2696001.5558 | 1264878.5396 | 2695994.9865 | 1264887.4403
136 | 2695994.7983 | 1265639.6777 | 2695993.5751 | 1265653.3135 | 2695993.2534 | 1265656.889 | 2695994.1458 | 1265662.6861
137 | 2695994.7983 | 1265639.6777 | 2696002.2203 | 1265638.4973 | 2696001.9832 | 1265634.0898 | 2696009.1518 | 1265633.6725 | 2696010.0658 | 1265628.4052
138 | 2696071.5199 | 1265704.2215 | 2696069.7975 | 1265707.3294 | 2696073.1396 | 1265708.3512 | 2696071.5673 | 1265715.7699
139 | 2696076.9121 | 1265695.413 | 2696071.5199 | 1265704.2215
140 | 2696071.5199 | 1265704.2215 | 2696087.4944 | 1265708.381
141 | 2696071.5199 | 1265704.2215 | 2696069.4711 | 1265703.7879 | 2696066.3822 | 1265704.327 | 2696060.7848 | 1265703.3357
142 | 2696019.3499 | 1265680.1747 | 2696018.1501 | 1265694.9438
143 | 2696020.3429 | 1265667.9518 | 2696019.3499 | 1265680.1747
144 | 2696108.6371 | 1265713.8861 | 2696112.758 | 1265714.9591
145 | 2696047.8793 | 1265434.7135 | 2696044.8949 | 1265446.2062
146 | 2696043.8479 | 1265450.2383 | 2696044.8949 | 1265446.2062
147 | 2695901.5086 | 1265093.6838 | 2695903.8171 | 1265094.1319
148 | 2695881.0382 | 1265089.2682 | 2695886.0518 | 1265089.8833 | 2695899.0576 | 1265093.2081 | 2695901.5086 | 1265093.6838
149 | 2696108.6371 | 1265713.8861 | 2696106.4428 | 1265713.3148
150 | 2696102.0668 | 1265712.1753 | 2696106.4428 | 1265713.3148
151 | 2696102.0668 | 1265712.1753 | 2696100.1277 | 1265711.6705
152 | 2696056.8261 | 1265702.6346 | 2696060.7848 | 1265703.3357
153 | 2696056.8261 | 1265702.6346 | 2696054.0106 | 1265702.136
154 | 2696047.2409 | 1265700.9371 | 2696054.0106 | 1265702.136
155 | 2696088.9226 | 1265708.7529 | 2696087.4944 | 1265708.381
156 | 2696088.9226 | 1265708.7529 | 2696093.8115 | 1265710.0258
157 | 2696069.2207 | 1265598.7862 | 2696082.6888 | 1265602.1709
158 | 2696084.1237 | 1265602.5315 | 2696082.6888 | 1265602.1709
159 | 2696084.1237 | 1265602.5315 | 2696080.8627 | 1265617.0421
160 | 2696080.8627 | 1265617.0421 | 2696080.7579 | 1265617.5084
161 | 2696078.8239 | 1265631.5804 | 2696079.6667 | 1265622.3643 | 2696080.7579 | 1265617.5084
162 | 2696078.8239 | 1265631.5804 | 2696072.1868 | 1265631.7282
163 | 2696119.5167 | 1265661.2691 | 2696124.7087 | 1265645.2036
164 | 2696117.5558 | 1265635.7134 | 2696118.286 | 1265637.5823 | 2696124.9838 | 1265644.3524 | 2696124.7087 | 1265645.2036
165 | 2696117.5558 | 1265635.7134 | 2696099.2343 | 1265636.1288
166 | 2696099.2343 | 1265636.1288 | 2696090.4975 | 1265636.3268
167 | 2696071.5779 | 1265636.7558 | 2696090.4975 | 1265636.3268
168 | 2695966.793 | 1265628.4249 | 2695958.8341 | 1265629.6195
169 | 2696010.0658 | 1265628.4052 | 2696009.1518 | 1265633.6725 | 2696022.6091 | 1265633.2351
170 | 2696010.0658 | 1265628.4052 | 2696013.4659 | 1265616.8325
171 | 2696022.6091 | 1265633.2351 | 2696030.6763 | 1265632.9882
172 | 2696022.1951 | 1265637.8544 | 2696022.6091 | 1265633.2351
173 | 2696014.5278 | 1265613.2181 | 2696013.4659 | 1265616.8325
174 | 2696022.1951 | 1265637.8544 | 2696021.5358 | 1265648.5819
175 | 2696022.1951 | 1265637.8544 | 2696039.6181 | 1265637.4668
176 | 2696021.5358 | 1265648.5819 | 2696021.2034 | 1265653.9884
177 | 2696071.5779 | 1265636.7558 | 2696039.6181 | 1265637.4668
178 | 2695966.793 | 1265628.4249 | 2695966.793 | 1265628.4249 | 2695974.6964 | 1265630.0657 | 2695976.9939 | 1265629.5524
179 | 2696020.3429 | 1265667.9518 | 2696020.3522 | 1265667.8381 | 2696021.2034 | 1265653.9884
180 | 2696071.5779 | 1265636.7558 | 2696070.4052 | 1265647.3042
181 | 2696072.1868 | 1265631.7282 | 2696071.5779 | 1265636.7558
182 | 2695984.4934 | 1265627.8769 | 2695976.9939 | 1265629.5524
183 | 2695986.7141 | 1265627.3808 | 2695984.4934 | 1265627.8769
184 | 2696070.4052 | 1265647.3042 | 2696069.0814 | 1265659.2115 | 2696064.2754 | 1265663.9262 | 2696064.2754 | 1265663.9262
185 | 2696064.2754 | 1265663.9262 | 2696055.9834 | 1265662.9581
186 | 2696567.9618 | 1265706.6746 | 2696568.0871 | 1265706.7043
187 | 2696568.0871 | 1265706.7043 | 2696582.6583 | 1265710.1559
188 | 2696631.2904 | 1265769.6984 | 2696597.0763 | 1265766.5922 | 2696581.3633 | 1265764.2373
189 | 2696095.4947 | 1265710.4641 | 2696100.1277 | 1265711.6705
190 | 2695713.1394 | 1264816.3632 | 2695696.9954 | 1264810.9748
191 | 2695758.658 | 1264832.7523 | 2695722.891 | 1264819.6179 | 2695713.1394 | 1264816.3632
192 | 2695758.658 | 1264832.7523 | 2695761.9852 | 1264866.5031
193 | 2695757.5307 | 1264816.3317 | 2695758.658 | 1264832.7523
194 | 2695758.658 | 1264832.7523 | 2695774.5089 | 1264832.0529 | 2695785.2458 | 1264832.4253
195 | 2695761.9852 | 1264866.5031 | 2695763.1082 | 1264877.8947 | 2695763.5296 | 1264881.5033
196 | 2695757.5307 | 1264816.3317 | 2695741.8051 | 1264811.2569
197 | 2695785.2458 | 1264832.4253 | 2695785.9434 | 1264832.4495
198 | 2695764.1929 | 1264887.1831 | 2695763.5296 | 1264881.5033
199 | 2695785.9434 | 1264832.4495 | 2695787.1051 | 1264824.9066 | 2695787.3348 | 1264823.693
200 | 2695723.7561 | 1264779.4564 | 2695723.262 | 1264782.4778
201 | 2695723.7561 | 1264779.4564 | 2695725.0313 | 1264771.6577 | 2695728.3163 | 1264768.3415 | 2695747.485 | 1264773.4496
202 | 2695747.485 | 1264773.4496 | 2695747.8286 | 1264773.5412
203 | 2695766.3029 | 1264783.9583 | 2695761.9069 | 1264777.2928 | 2695747.8286 | 1264773.5412
204 | 2695766.3029 | 1264783.9583 | 2695771.1601 | 1264782.6248 | 2695787.9461 | 1264781.2115
205 | 2695790.0987 | 1264781.0302 | 2695787.9461 | 1264781.2115
206 | 2695790.0987 | 1264781.0302 | 2695790.248 | 1264783.4346 | 2695790.518 | 1264787.6869 | 2695790.8468 | 1264792.9708
207 | 2695790.0987 | 1264781.0302 | 2695804.6551 | 1264779.8095 | 2695808.9406 | 1264779.1691
208 | 2695790.8468 | 1264792.9708 | 2695791.0139 | 1264795.6571 | 2695791.2529 | 1264799.4974 | 2695789.7993 | 1264801.3532 | 2695789.8893 | 1264802.6642
209 | 2695881.0382 | 1265089.2682 | 2695883.0202 | 1265098.964
210 | 2695876.0638 | 1265082.5264 | 2695881.0382 | 1265089.2682
211 | 2695876.0638 | 1265082.5264 | 2695864.3622 | 1265081.914 | 2695844.2657 | 1265070.2679
212 | 2695876.0638 | 1265082.5264 | 2695878.5103 | 1265075.1823 | 2695881.3379 | 1265069.723
213 | 2695831.1879 | 1265062.2712 | 2695833.0913 | 1265063.7922 | 2695844.2657 | 1265070.2679
214 | 2695890.5865 | 1265051.8665 | 2695881.3379 | 1265069.723
215 | 2695831.1879 | 1265062.2712 | 2695836.0225 | 1265054.4209
216 | 2695831.1879 | 1265062.2712 | 2695819.7218 | 1265053.1668
217 | 2695890.5865 | 1265051.8665 | 2695896.6837 | 1265040.0944
218 | 2695904.8111 | 1265024.1114 | 2695898.2439 | 1265037.0822 | 2695896.6837 | 1265040.0944
219 | 2696106.4225 | 1264975.8078 | 2696094.8812 | 1264974.957 | 2696078.9929 | 1264971.4102
220 | 2696067.0896 | 1264968.7531 | 2696078.9929 | 1264971.4102
221 | 2695753.8089 | 1264921.1603 | 2695744.0534 | 1264934.9771
222 | 2695753.8089 | 1264921.1603 | 2695758.8494 | 1264914.0212
223 | 2695764.6168 | 1264902.3837 | 2695761.9229 | 1264909.6682 | 2695758.8494 | 1264914.0212
224 | 2695764.8477 | 1264892.7906 | 2695764.6168 | 1264902.3837
225 | 2695764.8477 | 1264892.7906 | 2695785.0317 | 1264890.0393
226 | 2695764.8477 | 1264892.7906 | 2695764.1929 | 1264887.1831
227 | 2695787.3348 | 1264823.693 | 2695789.6043 | 1264811.6987
228 | 2695789.8893 | 1264802.6642 | 2695790.2684 | 1264808.1886 | 2695789.6043 | 1264811.6987
229 | 2695852.0039 | 1264826.4075 | 2695852.085 | 1264826.4087
230 | 2695852.0039 | 1264826.4075 | 2695833.173 | 1264826.1318 | 2695833.8758 | 1264818.995
231 | 2695818.4055 | 1264885.4902 | 2695799.2832 | 1264888.0967
232 | 2695785.0317 | 1264890.0393 | 2695799.2832 | 1264888.0967
233 | 2695759.0526 | 1265006.5648 | 2695763.1894 | 1265009.3202
234 | 2695723.601 | 1265053.4929 | 2695728.4217 | 1265057.7692
235 | 2695728.4217 | 1265057.7692 | 2695733.2971 | 1265062.094
236 | 2695742.5787 | 1265070.1644 | 2695737.9649 | 1265067.1873 | 2695734.1044 | 1265062.81 | 2695733.2971 | 1265062.094
237 | 2695772.0579 | 1265067.3312 | 2695767.2167 | 1265063.4416
238 | 2695759.5528 | 1265057.2843 | 2695767.2167 | 1265063.4416
239 | 2695778.5933 | 1265070.913 | 2695773.3964 | 1265068.4065 | 2695772.0579 | 1265067.3312
240 | 2695759.5528 | 1265057.2843 | 2695764.3119 | 1265052.6909 | 2695771.0735 | 1265043.078
241 | 2695759.5528 | 1265057.2843 | 2695757.4729 | 1265059.3563
242 | 2695778.5933 | 1265070.913 | 2695784.081 | 1265073.5597
243 | 2695771.2553 | 1265042.8195 | 2695771.0735 | 1265043.078
244 | 2695742.5787 | 1265070.1644 | 2695747.7561 | 1265069.0362 | 2695757.4729 | 1265059.3563
245 | 2695789.5707 | 1265076.2074 | 2695784.081 | 1265073.5597
246 | 2695771.3424 | 1265042.6957 | 2695771.2553 | 1265042.8195
247 | 2695742.5787 | 1265070.1644 | 2695739.7637 | 1265079.3486 | 2695743.008 | 1265100.841 | 2695820.0053 | 1265123.9183 | 2695823.9514 | 1265126.729 | 2695832.4577 | 1265128.9592
248 | 2695789.5707 | 1265076.2074 | 2695795.0618 | 1265078.8557
249 | 2695783.963 | 1265024.753 | 2695771.3424 | 1265042.6957
250 | 2695858.4189 | 1265123.7408 | 2695854.3492 | 1265127.1554 | 2695836.6108 | 1265130.0481 | 2695832.4577 | 1265128.9592
251 | 2695800.9072 | 1265038.2168 | 2695802.6123 | 1265039.5717
252 | 2695783.963 | 1265024.753 | 2695800.9072 | 1265038.2168
253 | 2695819.7218 | 1265053.1668 | 2695802.6123 | 1265039.5717
254 | 2695783.963 | 1265024.753 | 2695780.6532 | 1265022.2257
255 | 2695837.3646 | 1265016.2558 | 2695835.7699 | 1265018.921 | 2695834.7804 | 1265022.8081 | 2695832.8757 | 1265034.8316 | 2695831.3331 | 1265037.9981 | 2695829.1974 | 1265042.4338 | 2695819.7218 | 1265053.1668
256 | 2695763.1894 | 1265009.3202 | 2695767.5959 | 1265012.2554 | 2695780.6532 | 1265022.2257
257 | 2696634.3478 | 1265725.5119 | 2696631.2904 | 1265769.6984
258 | 2696634.3478 | 1265725.5119 | 2696627.2722 | 1265723.0053 | 2696614.8783 | 1265719.2079
259 | 2696609.7632 | 1265717.6408 | 2696614.8783 | 1265719.2079
260 | 2696067.0896 | 1264968.7531 | 2696056.9825 | 1264966.4969
261 | 2696043.2193 | 1264963.4232 | 2696051.4677 | 1264965.2658 | 2696056.9825 | 1264966.4969
262 | 2696043.2193 | 1264963.4232 | 2696034.0552 | 1264961.376
263 | 2696033.3227 | 1264961.2124 | 2696034.0552 | 1264961.376
264 | 2696018.2904 | 1264957.8542 | 2696033.3227 | 1264961.2124
265 | 2696023.9147 | 1264937.5845 | 2696018.2904 | 1264957.8542
266 | 2696018.2904 | 1264957.8542 | 2696010.5753 | 1264956.1319
267 | 2696023.9147 | 1264937.5845 | 2696024.577 | 1264935.3328
268 | 2696023.9147 | 1264937.5845 | 2696009.4144 | 1264926.8195
269 | 2696010.5753 | 1264956.1319 | 2696010.3813 | 1264956.0886
270 | 2696032.7904 | 1264907.4084 | 2696024.577 | 1264935.3328
271 | 2696005.3889 | 1264923.831 | 2696009.4144 | 1264926.8195
272 | 2696005.3889 | 1264923.831 | 2696003.4774 | 1264922.4119
273 | 2695976.2801 | 1264948.4756 | 2695984.8781 | 1264934.6548
274 | 2695976.2801 | 1264948.4756 | 2695986.9165 | 1264950.8501
275 | 2695984.8781 | 1264934.6548 | 2695987.8572 | 1264929.866
276 | 2695986.9648 | 1264950.8609 | 2695986.9165 | 1264950.8501
277 | 2695988.6288 | 1264928.6257 | 2695987.8572 | 1264929.866
278 | 2695992.9039 | 1264914.5621 | 2695990.9432 | 1264924.9054 | 2695988.6288 | 1264928.6257
279 | 2695991.7897 | 1264898.4166 | 2695993.4641 | 1264895.8447 | 2695994.9865 | 1264887.4403 | 2695994.9865 | 1264887.4403
280 | 2695991.7897 | 1264898.4166 | 2695989.1228 | 1264902.513 | 2695991.5806 | 1264910.3453
281 | 2695992.9039 | 1264914.5621 | 2695991.5806 | 1264910.3453
282 | 2695992.9039 | 1264914.5621 | 2696003.4774 | 1264922.4119
283 | 2696588.8439 | 1265711.6211 | 2696594.4517 | 1265712.9495 | 2696600.9624 | 1265714.9443
284 | 2696588.8439 | 1265711.6211 | 2696582.6583 | 1265710.1559
285 | 2696605.0425 | 1265716.1944 | 2696600.9624 | 1265714.9443
286 | 2696605.0425 | 1265716.1944 | 2696609.7632 | 1265717.6408
287 | 2695840.4765 | 1265105.4548 | 2695837.0481 | 1265103.3462
288 | 2695849.654 | 1265111.0995 | 2695840.4765 | 1265105.4548
289 | 2695835.4746 | 1265102.3784 | 2695837.0481 | 1265103.3462
290 | 2695835.4746 | 1265102.3784 | 2695830.0634 | 1265099.0502
291 | 2695828.1677 | 1265097.8843 | 2695830.0634 | 1265099.0502
292 | 2695828.1677 | 1265097.8843 | 2695824.9756 | 1265095.921
293 | 2695812.2546 | 1265088.0969 | 2695817.3427 | 1265091.2263
294 | 2695812.2546 | 1265088.0969 | 2695805.1049 | 1265083.6994 | 2695800.551 | 1265081.5031
295 | 2695817.3427 | 1265091.2263 | 2695823.1681 | 1265094.8092
296 | 2695800.551 | 1265081.5031 | 2695795.0618 | 1265078.8557
297 | 2695824.9756 | 1265095.921 | 2695823.1681 | 1265094.8092
298 | 2696055.5851 | 1265662.9116 | 2696055.9834 | 1265662.9581
299 | 2696095.4947 | 1265710.4641 | 2696093.8115 | 1265710.0258
300 | 2695951.4547 | 1264824.7071 | 2695948.926 | 1264827.3545 | 2695946.0637 | 1264829.8012
301 | 2695910.2497 | 1264854.7272 | 2695914.0421 | 1264852.7825

## bus_geodata
| x | y | coords
0 | 2695779.0036 | 1265678.0781
1 | 2695778.2988 | 1265661.64
2 | 2695779.3862 | 1265687.0007
3 | 2695817.2704 | 1265659.7237
4 | 2695735.1756 | 1265664.0658
5 | 2695882.784 | 1265651.7477
6 | 2695767.9829 | 1265687.572
7 | 2695736.0925 | 1265688.345
8 | 2695730.1456 | 1265734.1976
9 | 2695908.0075 | 1265650.6559
10 | 2695875.121 | 1265625.5574
11 | 2695670.5754 | 1264952.1132
12 | 2695667.8085 | 1264953.2138
13 | 2695703.3685 | 1264959.2847
14 | 2695664.3821 | 1264977.367
15 | 2695657.3557 | 1264938.6857
16 | 2695745.1733 | 1265739.4757
17 | 2695904.4621 | 1265349.0281
18 | 2695919.742 | 1265458.555
19 | 2695893.7691 | 1265153.9189
20 | 2696212.6814 | 1265611.4851
21 | 2696219.1593 | 1265613.7146
22 | 2696409.5767 | 1265648.9012
23 | 2696191.5015 | 1265606.3381
24 | 2695962.2244 | 1265477.7957
25 | 2696413.5549 | 1265615.4128
26 | 2696039.0523 | 1265512.5918
27 | 2696028.3137 | 1265569.998
28 | 2696041.1923 | 1265487.5101
29 | 2696224.0362 | 1265430.8212
30 | 2696285.562 | 1265430.2263
31 | 2696106.102 | 1265425.5526
32 | 2696020.0655 | 1265595.2071
33 | 2695873.1667 | 1264898.117
34 | 2695872.7018 | 1264892.033
35 | 2695851.3479 | 1264909.6898
36 | 2695829.2506 | 1264921.68
37 | 2695816.4158 | 1264928.7155
38 | 2695815.5857 | 1264941.7861
39 | 2695796.75 | 1264951.9337
40 | 2695810.4501 | 1264931.9726
41 | 2695817.0407 | 1264941.0648
42 | 2695731.9149 | 1264985.9782
43 | 2695748.3555 | 1264999.4396
44 | 2695713.4893 | 1264999.7511
45 | 2695771.4979 | 1264965.2989
46 | 2695812.0896 | 1264979.7376
47 | 2695797.0462 | 1264939.2869
48 | 2695870.886 | 1264872.0364
49 | 2695831.0675 | 1264883.4741
50 | 2695867.9828 | 1264859.2831
51 | 2695902.8604 | 1264871.4656
52 | 2695927.2287 | 1264844.8501
53 | 2695933.3177 | 1264869.2356
54 | 2695677.9752 | 1264993.7223
55 | 2695733.6508 | 1264971.3499
56 | 2695723.908 | 1264966.4993
57 | 2695740.148 | 1264968.4085
58 | 2695926.1348 | 1264845.5545
59 | 2695935.6683 | 1264838.3837
60 | 2695946.9255 | 1264864.2745
61 | 2695960.8498 | 1264880.6361
62 | 2695902.5136 | 1264893.5296
63 | 2695977.5148 | 1264860.8793
64 | 2695768.8048 | 1265703.7537
65 | 2695931.0986 | 1265652.78
66 | 2695947.6878 | 1265650.1772
67 | 2695947.6226 | 1265645.3833
68 | 2695865.1254 | 1265626.1514
69 | 2695649.9828 | 1264928.4384
70 | 2695888.9768 | 1265127.883
71 | 2696300.8194 | 1265674.0828
72 | 2696168.0127 | 1265634.7887
73 | 2696151.6013 | 1265635.0894
74 | 2696163.6779 | 1265661.9843
75 | 2696168.3846 | 1265629.5237
76 | 2696306.6592 | 1265826.7705
77 | 2696351.849 | 1265693.2467
78 | 2696492.2011 | 1265739.991
79 | 2696491.6028 | 1265745.7304
80 | 2696555.2693 | 1265759.9945
81 | 2696135.7619 | 1265630.2729
82 | 2696159.3166 | 1265598.5646
83 | 2695705.5308 | 1265037.4634
84 | 2695718.1382 | 1265048.647
85 | 2695940.4384 | 1265600.4782
86 | 2695945.4663 | 1265631.6258
87 | 2696042.0435 | 1265473.5972
88 | 2696286.6636 | 1265429.9957
89 | 2696054.6047 | 1265419.4456
90 | 2696106.2806 | 1265585.8112
91 | 2696099.6289 | 1265604.4406
92 | 2696019.6542 | 1265596.464
93 | 2695870.6363 | 1265001.1383
94 | 2695858.0148 | 1264988.5011
95 | 2695884.7062 | 1265008.5169
96 | 2695919.646 | 1264989.0121
97 | 2695921.932 | 1264990.1612
98 | 2695931.3276 | 1264966.0064
99 | 2695754.8381 | 1265003.7576
100 | 2695786.4212 | 1264945.0848
101 | 2695825.0216 | 1264884.5883
102 | 2695868.2708 | 1264826.6457
103 | 2695979.8142 | 1265642.7311
104 | 2696290.9467 | 1265877.3451
105 | 2696270.202 | 1265872.587
106 | 2696128.28 | 1265719.0008
107 | 2696143.3885 | 1265696.2166
108 | 2696115.2056 | 1265715.5964
109 | 2696272.2498 | 1265826.2096
110 | 2695744.0469 | 1264934.9863
111 | 2695762.1553 | 1264957.995
112 | 2695920.5451 | 1264849.1536
113 | 2695941.0768 | 1264834.0641
114 | 2695957.4687 | 1264910.6051
115 | 2695938.8084 | 1264951.2737
116 | 2695950.738 | 1264936.0731
117 | 2695936.609 | 1264962.8386
118 | 2695964.9481 | 1264944.3853
119 | 2695990.745 | 1264870.5981
120 | 2695772.3601 | 1265712.4761
121 | 2695994.7983 | 1265639.6777
122 | 2696071.5673 | 1265715.7699
123 | 2696071.5199 | 1265704.2215
124 | 2696018.1501 | 1265694.9439
125 | 2696019.3499 | 1265680.1747
126 | 2696131.0906 | 1265694.9818
127 | 2696152.2227 | 1265683.1389
128 | 2696112.758 | 1265714.9591
129 | 2696254.8292 | 1265820.5546
130 | 2696047.8793 | 1265434.7135
131 | 2696044.8949 | 1265446.2062
132 | 2696289.6568 | 1265423.8112
133 | 2696043.8479 | 1265450.2383
134 | 2695903.8171 | 1265094.1319
135 | 2695901.5086 | 1265093.6838
136 | 2696108.6371 | 1265713.8861
137 | 2696106.4428 | 1265713.3148
138 | 2696102.0668 | 1265712.1753
139 | 2696056.8261 | 1265702.6346
140 | 2696060.7848 | 1265703.3357
141 | 2696054.0106 | 1265702.136
142 | 2696047.2409 | 1265700.9371
143 | 2696076.9121 | 1265695.413
144 | 2696087.4944 | 1265708.381
145 | 2696088.9226 | 1265708.7529
146 | 2696082.6888 | 1265602.1709
147 | 2696069.2207 | 1265598.7862
148 | 2696084.1237 | 1265602.5315
149 | 2696080.8627 | 1265617.0421
150 | 2696080.7579 | 1265617.5084
151 | 2696078.8239 | 1265631.5804
152 | 2696119.5167 | 1265661.2691
153 | 2696124.7087 | 1265645.2036
154 | 2696117.5558 | 1265635.7134
155 | 2696099.2343 | 1265636.1288
156 | 2696090.4975 | 1265636.3268
157 | 2695958.8341 | 1265629.6195
158 | 2696010.0658 | 1265628.4052
159 | 2696022.6091 | 1265633.2351
160 | 2696013.4659 | 1265616.8325
161 | 2695994.1458 | 1265662.6861
162 | 2696022.1951 | 1265637.8544
163 | 2696021.5358 | 1265648.5819
164 | 2696039.6181 | 1265637.4668
165 | 2696030.6763 | 1265632.9882
166 | 2695966.793 | 1265628.4249
167 | 2696014.5278 | 1265613.2181
168 | 2696021.2034 | 1265653.9884
169 | 2696071.5779 | 1265636.7558
170 | 2695976.9939 | 1265629.5524
171 | 2695984.4934 | 1265627.8769
172 | 2695986.7141 | 1265627.3808
173 | 2696072.1868 | 1265631.7282
174 | 2696070.4052 | 1265647.3042
175 | 2696064.2754 | 1265663.9262
176 | 2696020.3429 | 1265667.9518
177 | 2696567.9618 | 1265706.6746
178 | 2696568.0871 | 1265706.7043
179 | 2696581.3633 | 1265764.2373
180 | 2696100.1277 | 1265711.6705
181 | 2695696.9954 | 1264810.9748
182 | 2695713.1394 | 1264816.3632
183 | 2695758.658 | 1264832.7523
184 | 2695761.9852 | 1264866.5031
185 | 2695757.5307 | 1264816.3317
186 | 2695785.2458 | 1264832.4253
187 | 2695763.5296 | 1264881.5033
188 | 2695741.8051 | 1264811.2569
189 | 2695785.9434 | 1264832.4495
190 | 2695723.7561 | 1264779.4564
191 | 2695723.262 | 1264782.4778
192 | 2695747.485 | 1264773.4496
193 | 2695747.8286 | 1264773.5412
194 | 2695766.3029 | 1264783.9583
195 | 2695787.9461 | 1264781.2115
196 | 2695790.0987 | 1264781.0302
197 | 2695790.8468 | 1264792.9708
198 | 2695808.9406 | 1264779.1691
199 | 2695881.0382 | 1265089.2682
200 | 2695883.0202 | 1265098.964
201 | 2695876.0638 | 1265082.5264
202 | 2695844.2657 | 1265070.2679
203 | 2695881.3379 | 1265069.723
204 | 2695831.1879 | 1265062.2712
205 | 2695890.5865 | 1265051.8665
206 | 2695896.6837 | 1265040.0944
207 | 2695904.8112 | 1265024.1114
208 | 2695887.0823 | 1265003.6515
209 | 2696106.4225 | 1264975.8078
210 | 2696078.9929 | 1264971.4102
211 | 2695744.0534 | 1264934.9771
212 | 2695753.8089 | 1264921.1603
213 | 2695758.8494 | 1264914.0212
214 | 2695764.6168 | 1264902.3837
215 | 2695764.8477 | 1264892.7906
216 | 2695787.3348 | 1264823.693
217 | 2695789.6043 | 1264811.6987
218 | 2695764.1929 | 1264887.1831
219 | 2695789.8893 | 1264802.6642
220 | 2695852.085 | 1264826.4087
221 | 2695852.0039 | 1264826.4075
222 | 2695833.8758 | 1264818.995
223 | 2695818.4055 | 1264885.4902
224 | 2695785.0317 | 1264890.0393
225 | 2695799.2832 | 1264888.0967
226 | 2695759.0526 | 1265006.5648
227 | 2695723.601 | 1265053.4929
228 | 2695728.4217 | 1265057.7692
229 | 2695733.2971 | 1265062.094
230 | 2695767.2167 | 1265063.4416
231 | 2695772.0579 | 1265067.3312
232 | 2695759.5528 | 1265057.2843
233 | 2695778.5933 | 1265070.913
234 | 2695771.0735 | 1265043.078
235 | 2695757.4728 | 1265059.3563
236 | 2695784.081 | 1265073.5597
237 | 2695771.2553 | 1265042.8195
238 | 2695742.5787 | 1265070.1644
239 | 2695789.5707 | 1265076.2074
240 | 2695771.3424 | 1265042.6957
241 | 2695832.4577 | 1265128.9592
242 | 2695800.9072 | 1265038.2168
243 | 2695802.6123 | 1265039.5717
244 | 2695783.963 | 1265024.753
245 | 2695819.7218 | 1265053.1668
246 | 2695780.6532 | 1265022.2257
247 | 2695837.3646 | 1265016.2558
248 | 2695763.1894 | 1265009.3202
249 | 2695836.0225 | 1265054.4209
250 | 2696631.2904 | 1265769.6984
251 | 2696634.3477 | 1265725.5119
252 | 2696614.8783 | 1265719.2079
253 | 2696067.0896 | 1264968.7531
254 | 2696056.9825 | 1264966.4969
255 | 2696043.2193 | 1264963.4232
256 | 2696034.0552 | 1264961.376
257 | 2696033.3227 | 1264961.2124
258 | 2696018.2904 | 1264957.8542
259 | 2696023.9147 | 1264937.5845
260 | 2696010.5753 | 1264956.1319
261 | 2696024.577 | 1264935.3328
262 | 2696009.4144 | 1264926.8195
263 | 2696010.3813 | 1264956.0886
264 | 2696032.7904 | 1264907.4084
265 | 2696005.3889 | 1264923.831
266 | 2695976.2801 | 1264948.4756
267 | 2695984.8781 | 1264934.6548
268 | 2695986.9165 | 1264950.8501
269 | 2695987.8572 | 1264929.866
270 | 2695986.9648 | 1264950.8609
271 | 2695988.6288 | 1264928.6257
272 | 2695994.9865 | 1264887.4403
273 | 2695991.7897 | 1264898.4166
274 | 2695991.5806 | 1264910.3453
275 | 2695992.9039 | 1264914.5621
276 | 2696003.4774 | 1264922.4119
277 | 2696588.8439 | 1265711.6211
278 | 2696600.9624 | 1265714.9443
279 | 2696582.6583 | 1265710.1559
280 | 2696605.0425 | 1265716.1944
281 | 2696609.7632 | 1265717.6408
282 | 2695840.4765 | 1265105.4548
283 | 2695837.0481 | 1265103.3462
284 | 2695849.654 | 1265111.0995
285 | 2695835.4746 | 1265102.3784
286 | 2695830.0634 | 1265099.0502
287 | 2695828.1677 | 1265097.8843
288 | 2695858.4189 | 1265123.7408
289 | 2695812.2546 | 1265088.0969
290 | 2695817.3427 | 1265091.2263
291 | 2695800.551 | 1265081.5031
292 | 2695823.1681 | 1265094.8092
293 | 2695795.0618 | 1265078.8557
294 | 2695824.9756 | 1265095.921
295 | 2696055.9834 | 1265662.9581
296 | 2696055.5851 | 1265662.9116
297 | 2696095.4947 | 1265710.4641
298 | 2696093.8115 | 1265710.0258
299 | 2695951.4547 | 1264824.7071
300 | 2695946.0637 | 1264829.8012
301 | 2695914.0421 | 1264852.7825
302 | 2695910.2497 | 1264854.7272
303 | 2695881.0382 | 1265089.2682

## line_std_types
| c_nf_per_km | r_ohm_per_km | x_ohm_per_km | max_i_ka | type | q_mm2 | alpha | voltage_rating
NAYY 4x50 SE | 210 | 0.642 | 0.083 | 0.142 | cs | 50 | 0.00403 | LV
NAYY 4x120 SE | 264 | 0.225 | 0.08 | 0.242 | cs | 120 | 0.00403 | LV
NAYY 4x150 SE | 261 | 0.208 | 0.08 | 0.27 | cs | 150 | 0.00403 | LV
NA2XS2Y 1x95 RM/25 12/20 kV | 216 | 0.313 | 0.132 | 0.252 | cs | 95 | 0.00403 | MV
NA2XS2Y 1x185 RM/25 12/20 kV | 273 | 0.161 | 0.117 | 0.362 | cs | 185 | 0.00403 | MV
NA2XS2Y 1x240 RM/25 12/20 kV | 304 | 0.122 | 0.112 | 0.421 | cs | 240 | 0.00403 | MV
NA2XS2Y 1x95 RM/25 6/10 kV | 315 | 0.313 | 0.123 | 0.249 | cs | 95 | 0.00403 | MV
NA2XS2Y 1x185 RM/25 6/10 kV | 406 | 0.161 | 0.11 | 0.358 | cs | 185 | 0.00403 | MV
NA2XS2Y 1x240 RM/25 6/10 kV | 456 | 0.122 | 0.105 | 0.416 | cs | 240 | 0.00403 | MV
NA2XS2Y 1x150 RM/25 12/20 kV | 250 | 0.206 | 0.116 | 0.319 | cs | 150 | 0.00403 | MV
NA2XS2Y 1x120 RM/25 12/20 kV | 230 | 0.253 | 0.119 | 0.283 | cs | 120 | 0.00403 | MV
NA2XS2Y 1x70 RM/25 12/20 kV | 190 | 0.443 | 0.132 | 0.22 | cs | 70 | 0.00403 | MV
NA2XS2Y 1x150 RM/25 6/10 kV | 360 | 0.206 | 0.11 | 0.315 | cs | 150 | 0.00403 | MV
NA2XS2Y 1x120 RM/25 6/10 kV | 340 | 0.253 | 0.113 | 0.28 | cs | 120 | 0.00403 | MV
NA2XS2Y 1x70 RM/25 6/10 kV | 280 | 0.443 | 0.123 | 0.217 | cs | 70 | 0.00403 | MV
N2XS(FL)2Y 1x120 RM/35 64/110 kV | 112 | 0.153 | 0.166 | 0.366 | cs | 120 | 0.00393 | HV
N2XS(FL)2Y 1x185 RM/35 64/110 kV | 125 | 0.099 | 0.156 | 0.457 | cs | 185 | 0.00393 | HV
N2XS(FL)2Y 1x240 RM/35 64/110 kV | 135 | 0.075 | 0.149 | 0.526 | cs | 240 | 0.00393 | HV
N2XS(FL)2Y 1x300 RM/35 64/110 kV | 144 | 0.06 | 0.144 | 0.588 | cs | 300 | 0.00393 | HV
15-AL1/3-ST1A 0.4 | 11 | 1.8769 | 0.35 | 0.105 | ol | 16 | 0.00403 | LV
24-AL1/4-ST1A 0.4 | 11.25 | 1.2012 | 0.335 | 0.14 | ol | 24 | 0.00403 | LV
48-AL1/8-ST1A 0.4 | 12.2 | 0.5939 | 0.3 | 0.21 | ol | 48 | 0.00403 | LV
94-AL1/15-ST1A 0.4 | 13.2 | 0.306 | 0.29 | 0.35 | ol | 94 | 0.00403 | LV
34-AL1/6-ST1A 10.0 | 9.7 | 0.8342 | 0.36 | 0.17 | ol | 34 | 0.00403 | MV
48-AL1/8-ST1A 10.0 | 10.1 | 0.5939 | 0.35 | 0.21 | ol | 48 | 0.00403 | MV
70-AL1/11-ST1A 10.0 | 10.4 | 0.4132 | 0.339 | 0.29 | ol | 70 | 0.00403 | MV
94-AL1/15-ST1A 10.0 | 10.75 | 0.306 | 0.33 | 0.35 | ol | 94 | 0.00403 | MV
122-AL1/20-ST1A 10.0 | 11.1 | 0.2376 | 0.323 | 0.41 | ol | 122 | 0.00403 | MV
149-AL1/24-ST1A 10.0 | 11.25 | 0.194 | 0.315 | 0.47 | ol | 149 | 0.00403 | MV
34-AL1/6-ST1A 20.0 | 9.15 | 0.8342 | 0.382 | 0.17 | ol | 34 | 0.00403 | MV
48-AL1/8-ST1A 20.0 | 9.5 | 0.5939 | 0.372 | 0.21 | ol | 48 | 0.00403 | MV
70-AL1/11-ST1A 20.0 | 9.7 | 0.4132 | 0.36 | 0.29 | ol | 70 | 0.00403 | MV
94-AL1/15-ST1A 20.0 | 10 | 0.306 | 0.35 | 0.35 | ol | 94 | 0.00403 | MV
122-AL1/20-ST1A 20.0 | 10.3 | 0.2376 | 0.344 | 0.41 | ol | 122 | 0.00403 | MV
149-AL1/24-ST1A 20.0 | 10.5 | 0.194 | 0.337 | 0.47 | ol | 149 | 0.00403 | MV
184-AL1/30-ST1A 20.0 | 10.75 | 0.1571 | 0.33 | 0.535 | ol | 184 | 0.00403 | MV
243-AL1/39-ST1A 20.0 | 11 | 0.1188 | 0.32 | 0.645 | ol | 243 | 0.00403 | MV
48-AL1/8-ST1A 110.0 | 8 | 0.5939 | 0.46 | 0.21 | ol | 48 | 0.00403 | HV
70-AL1/11-ST1A 110.0 | 8.4 | 0.4132 | 0.45 | 0.29 | ol | 70 | 0.00403 | HV
94-AL1/15-ST1A 110.0 | 8.65 | 0.306 | 0.44 | 0.35 | ol | 94 | 0.00403 | HV
122-AL1/20-ST1A 110.0 | 8.5 | 0.2376 | 0.43 | 0.41 | ol | 122 | 0.00403 | HV
149-AL1/24-ST1A 110.0 | 8.75 | 0.194 | 0.41 | 0.47 | ol | 149 | 0.00403 | HV
184-AL1/30-ST1A 110.0 | 8.8 | 0.1571 | 0.4 | 0.535 | ol | 184 | 0.00403 | HV
243-AL1/39-ST1A 110.0 | 9 | 0.1188 | 0.39 | 0.645 | ol | 243 | 0.00403 | HV
305-AL1/39-ST1A 110.0 | 9.2 | 0.0949 | 0.38 | 0.74 | ol | 305 | 0.00403 | HV
490-AL1/64-ST1A 110.0 | 9.75 | 0.059 | 0.37 | 0.96 | ol | 490 | 0.00403 | HV
679-AL1/86-ST1A 110.0 | 9.95 | 0.042 | 0.36 | 1.15 | ol | 679 | 0.00403 | HV
490-AL1/64-ST1A 220.0 | 10 | 0.059 | 0.285 | 0.96 | ol | 490 | 0.00403 | HV
679-AL1/86-ST1A 220.0 | 11.7 | 0.042 | 0.275 | 1.15 | ol | 679 | 0.00403 | HV
490-AL1/64-ST1A 380.0 | 11 | 0.059 | 0.253 | 0.96 | ol | 490 | 0.00403 | HV
679-AL1/86-ST1A 380.0 | 14.6 | 0.042 | 0.25 | 1.15 | ol | 679 | 0.00403 | HV

## trafo_std_types
| i0_percent | pfe_kw | vkr_percent | sn_mva | vn_lv_kv | vn_hv_kv | vk_percent | shift_degree | vector_group | tap_side | tap_neutral | tap_min | tap_max | tap_step_degree | tap_step_percent | tap_phase_shifter
160 MVA 380/110 kV | 0.06 | 60 | 0.25 | 160 | 110 | 380 | 12.2 | 0 | Yy0 | hv | 0 | -9 | 9 | 0 | 1.5 | FALSE
100 MVA 220/110 kV | 0.06 | 55 | 0.26 | 100 | 110 | 220 | 12 | 0 | Yy0 | hv | 0 | -9 | 9 | 0 | 1.5 | FALSE
63 MVA 110/20 kV | 0.04 | 22 | 0.32 | 63 | 20 | 110 | 18 | 150 | YNd5 | hv | 0 | -9 | 9 | 0 | 1.5 | FALSE
40 MVA 110/20 kV | 0.05 | 18 | 0.34 | 40 | 20 | 110 | 16.2 | 150 | YNd5 | hv | 0 | -9 | 9 | 0 | 1.5 | FALSE
25 MVA 110/20 kV | 0.07 | 14 | 0.41 | 25 | 20 | 110 | 12 | 150 | YNd5 | hv | 0 | -9 | 9 | 0 | 1.5 | FALSE
63 MVA 110/10 kV | 0.04 | 22 | 0.32 | 63 | 10 | 110 | 18 | 150 | YNd5 | hv | 0 | -9 | 9 | 0 | 1.5 | FALSE
40 MVA 110/10 kV | 0.05 | 18 | 0.34 | 40 | 10 | 110 | 16.2 | 150 | YNd5 | hv | 0 | -9 | 9 | 0 | 1.5 | FALSE
25 MVA 110/10 kV | 0.07 | 14 | 0.41 | 25 | 10 | 110 | 12 | 150 | YNd5 | hv | 0 | -9 | 9 | 0 | 1.5 | FALSE
0.25 MVA 20/0.4 kV | 0.32 | 0.8 | 1.44 | 0.25 | 0.4 | 20 | 6 | 150 | Yzn5 | hv | 0 | -2 | 2 | 0 | 2.5 | FALSE
0.4 MVA 20/0.4 kV | 0.3375 | 1.35 | 1.425 | 0.4 | 0.4 | 20 | 6 | 150 | Dyn5 | hv | 0 | -2 | 2 | 0 | 2.5 | FALSE
0.63 MVA 20/0.4 kV | 0.2619 | 1.65 | 1.206 | 0.63 | 0.4 | 20 | 6 | 150 | Dyn5 | hv | 0 | -2 | 2 | 0 | 2.5 | FALSE
0.25 MVA 10/0.4 kV | 0.24 | 0.6 | 1.2 | 0.25 | 0.4 | 10 | 4 | 150 | Dyn5 | hv | 0 | -2 | 2 | 0 | 2.5 | FALSE
0.4 MVA 10/0.4 kV | 0.2375 | 0.95 | 1.325 | 0.4 | 0.4 | 10 | 4 | 150 | Dyn5 | hv | 0 | -2 | 2 | 0 | 2.5 | FALSE
0.63 MVA 10/0.4 kV | 0.1873 | 1.18 | 1.0794 | 0.63 | 0.4 | 10 | 4 | 150 | Dyn5 | hv | 0 | -2 | 2 | 0 | 2.5 | FALSE

## trafo3w_std_types
| sn_hv_mva | sn_mv_mva | sn_lv_mva | vn_hv_kv | vn_mv_kv | vn_lv_kv | vk_hv_percent | vk_mv_percent | vk_lv_percent | vkr_hv_percent | vkr_mv_percent | vkr_lv_percent | pfe_kw | i0_percent | shift_mv_degree | shift_lv_degree | vector_group | tap_side | tap_neutral | tap_min | tap_max | tap_step_percent
63/25/38 MVA 110/20/10 kV | 63 | 25 | 38 | 110 | 20 | 10 | 10.4 | 10.4 | 10.4 | 0.28 | 0.32 | 0.35 | 35 | 0.89 | 0 | 0 | YN0yn0yn0 | hv | 0 | -10 | 10 | 1.2
63/25/38 MVA 110/10/10 kV | 63 | 25 | 38 | 110 | 10 | 10 | 10.4 | 10.4 | 10.4 | 0.28 | 0.32 | 0.35 | 35 | 0.89 | 0 | 0 | YN0yn0yn0 | hv | 0 | -10 | 10 | 1.2

## fuse_std_types
| fuse_type | i_rated_a | t_avg | t_min | t_total | x_avg | x_min | x_total
HV 100A | HV 100A | 100 | 0 | [10.0, 3.64, 0.854, 0.281, 0.1, 0.0531, 0.022, 0.01] | [10.0, 4.267, 1.21, 0.403, 0.1, 0.058, 0.022, 0.01] | 0 | [300.0, 350.0, 450.0, 550.0, 700.0, 850.0, 1200.0, 1752.0] | [600.0, 700.0, 900.0, 1150.0, 1665.0, 2000.0, 3000.0, 4313.0]
HV 10A | HV 10A | 10 | 0 | [10.0, 1675.0, 0.344, 0.156, 0.1, 0.0417, 0.0171, 0.01] | [10.0, 1.3, 0.3, 0.155, 0.1, 0.0555, 0.023, 0.01] | 0 | [30.0, 32.0, 35.0, 37.0, 39.0, 50.0, 70.0, 88.0] | [60.0, 70.0, 80.0, 87.0, 94.0, 110.0, 150.0, 216.0]
HV 125A | HV 125A | 125 | 0 | [10.0, 1.82, 0.344, 0.1, 0.0467, 0.0269, 0.01] | [10.0, 2.478, 0.426, 0.1, 0.0427, 0.0211, 0.01] | 0 | [375.0, 500.0, 700.0, 925.0, 1200.0, 1500.0, 2341.0] | [750.0, 1000.0, 1500.0, 2200.0, 3000.0, 4000.0, 5765.0]
HV 160A | HV 160A | 160 | 0 | [10.0, 4.15, 1.03, 0.198, 0.1, 0.051, 0.0172, 0.01] | [10.0, 2.3, 0.734, 0.274, 0.1, 0.046, 0.0177, 0.01] | 0 | [480.0, 550.0, 700.0, 1000.0, 1260.0, 1600.0, 2500.0, 3227.0] | [960.0, 1300.0, 1700.0, 2200.0, 2996.0, 4000.0, 6000.0, 7946.0]
HV 16A | HV 16A | 16 | 0 | [10.0, 0.352, 0.164, 0.1, 0.0649, 0.0342, 0.01] | [10.0, 2.34, 0.722, 0.181, 0.1, 0.055, 0.0296, 0.01] | 0 | [48.0, 60.0, 65.0, 71.0, 80.0, 100.0, 162.0] | [96.0, 110.0, 125.0, 150.0, 168.0, 200.0, 250.0, 398.0]
HV 200A | HV 200A | 200 | 0 | [10.0, 4.267, 1.21, 0.403, 0.1, 0.058, 0.022, 0.01] | [10.0, 3.73, 1.654, 0.328, 0.1, 0.0531, 0.019, 0.01] | 0 | [600.0, 700.0, 900.0, 1150.0, 1665.0, 2000.0, 3000.0, 4313.0] | [1200.0, 1500.0, 1800.0, 2700.0, 3960.0, 5000.0, 7500.0, 10620.0]
HV 20A | HV 20A | 20 | 0 | [10.0, 1.3, 0.3, 0.155, 0.1, 0.0555, 0.023, 0.01] | [10.0, 1.3, 0.161, 0.1, 0.0611, 0.0399, 0.0141, 0.01] | 0 | [60.0, 70.0, 80.0, 87.0, 94.0, 110.0, 150.0, 216.0] | [120.0, 150.0, 200.0, 223.0, 260.0, 300.0, 450.0, 532.0]
HV 25A | HV 25A | 25 | 0 | [10.0, 2.512, 0.833, 0.299, 0.1, 0.0372, 0.0223, 0.01] | [10.0, 3.125, 0.597, 0.198, 0.1, 0.0378, 0.022, 0.01] | 0 | [75.0, 82.0, 90.0, 100.0, 124.0, 170.0, 200.0, 289.0] | [150.0, 170.0, 210.0, 250.0, 294.0, 400.0, 500.0, 711.0]
HV 31.5A | HV 31.5A | 31.5 | 0 | [10.0, 2.34, 0.722, 0.181, 0.1, 0.055, 0.0296, 0.01] | [10.0, 2.84, 0.368, 0.164, 0.1, 0.0621, 0.0378, 0.0195, 0.01] | 0 | [95.0, 110.0, 125.0, 150.0, 165.0, 200.0, 250.0, 390.0] | [189.0, 220.0, 300.0, 350.0, 393.0, 450.0, 530.0, 700.0, 960.0]
HV 40A | HV 40A | 40 | 0 | [10.0, 1.3, 0.161, 0.1, 0.0611, 0.0399, 0.0141, 0.01] | [10.0, 2.05, 0.369, 0.198, 0.1, 0.051, 0.0298, 0.01] | 0 | [120.0, 150.0, 200.0, 223.0, 260.0, 300.0, 450.0, 532.0] | [240.0, 300.0, 400.0, 450.0, 530.0, 650.0, 800.0, 1311.0]
HV 50A | HV 50A | 50 | 0 | [10.0, 3.215, 0.597, 0.198, 0.1, 0.0378, 0.022, 0.01] | [10.0, 3.64, 0.854, 0.281, 0.1, 0.0531, 0.022, 0.01] | 0 | [150.0, 170.0, 210.0, 250.0, 294.0, 400.0, 500.0, 711.0] | [300.0, 350.0, 450.0, 550.0, 700.0, 850.0, 1200.0, 1752.0]
HV 6.3A | HV 6.3A | 6.3 | 0 | [10.0, 1.39, 0.344, 0.168, 0.1, 0.056, 0.0263, 0.01] | [10.0, 1.711, 0.516, 0.198, 0.1, 0.0634, 0.0303, 0.01] | 0 | [19.0, 19.5, 20.4, 20.8, 22.0, 25.0, 32.0, 48.0] | [38.0, 40.0, 43.0, 48.0, 53.0, 60.0, 75.0, 118.0]
HV 63A | HV 63A | 63 | 0 | [10.0, 2.84, 0.368, 0.164, 0.1, 0.0621, 0.0378, 0.0195, 0.01] | [10.0, 1.82, 0.344, 0.1, 0.0467, 0.0269, 0.01] | 0 | [189.0, 220.0, 300.0, 350.0, 393.0, 450.0, 530.0, 700.0, 961.0] | [378.0, 500.0, 700.0, 934.0, 1200.0, 1500.0, 2366.0]
HV 80A | HV 80A | 80 | 0 | [10.0, 2.05, 0.369, 0.198, 0.1, 0.051, 0.0298, 0.01] | [10.0, 4.15, 1.03, 0.198, 0.1, 0.051, 0.0172, 0.01] | 0 | [240.0, 300.0, 400.0, 450.0, 530.0, 650.0, 800.0, 1311.0] | [480.0, 550.0, 700.0, 1000.0, 1260.0, 1600.0, 2500.0, 3227.0]
Siemens NH-1-100 | Siemens NH-1-100 | 100 | [5400.0, 2000.0, 400.0, 20.0, 1.0, 0.2, 0.012, 0.004] | 0 | 0 | [150.0, 190.0, 250.0, 430.0, 900.0, 1250.0, 2700.0, 3600.0] | 0 | 0
Siemens NH-1-125 | Siemens NH-1-125 | 125 | [4800.0, 120.0, 7.0, 0.1, 0.004] | 0 | 0 | [180.0, 400.0, 740.0, 2000.0, 4250.0] | 0 | 0
Siemens NH-1-16 | Siemens NH-1-16 | 16 | [4000.0, 400.0, 2.0, 0.1, 0.04, 0.01] | 0 | 0 | [26.0, 35.0, 75.0, 150.0, 200.0, 300.0] | 0 | 0
Siemens NH-1-160 | Siemens NH-1-160 | 160 | [4800.0, 120.0, 7.0, 0.1, 0.004] | 0 | 0 | [210.0, 500.0, 900.0, 2300.0, 5000.0] | 0 | 0
Siemens NH-1-25 | Siemens NH-1-25 | 25 | [4000.0, 1000.0, 10.0, 0.2, 0.02, 0.01] | 0 | 0 | [40.0, 50.0, 100.0, 210.0, 400.0, 500.0] | 0 | 0
Siemens NH-1-50 | Siemens NH-1-50 | 50 | [4000.0, 40.0, 4.0, 1.0, 0.02, 0.01] | 0 | 0 | [86.0, 200.0, 300.0, 400.0, 1000.0, 1280.0] | 0 | 0
Siemens NH-1-63 | Siemens NH-1-63 | 63 | [4000.0, 100.0, 10.0, 2.0, 0.04, 0.01] | 0 | 0 | [100.0, 200.0, 300.0, 400.0, 1000.0, 1500.0] | 0 | 0
Siemens NH-1-80 | Siemens NH-1-80 | 80 | [4800.0, 120.0, 7.0, 0.1, 0.01] | 0 | 0 | [150.58, 250.0, 450.0, 1150.0, 2470.0] | 0 | 0
Siemens NH-2-1000 | Siemens NH-2-1000 | 1000 | [4800.0, 120.0, 7.0, 0.1, 0.004] | 0 | 0 | [1900.0, 3500.0, 8400.0, 24000.0, 52000.0] | 0 | 0
Siemens NH-2-200 | Siemens NH-2-200 | 200 | [4800.0, 120.0, 7.0, 0.1, 0.004] | 0 | 0 | [280.0, 650.0, 1200.0, 3000.0, 7000.0] | 0 | 0
Siemens NH-2-224 | Siemens NH-2-224 | 224 | [4800.0, 120.0, 7.0, 0.2, 0.04, 0.004] | 0 | 0 | [400.0, 750.0, 1453.0, 3025.0, 4315.0, 7600.0] | 0 | 0
Siemens NH-2-250 | Siemens NH-2-250 | 250 | [4800.0, 120.0, 7.0, 0.1, 0.004] | 0 | 0 | [450.0, 800.0, 1650.0, 4000.0, 8500.0] | 0 | 0
Siemens NH-2-315 | Siemens NH-2-315 | 315 | [4800.0, 120.0, 7.0, 0.1, 0.004] | 0 | 0 | [550.0, 920.0, 1900.0, 5000.0, 11000.0] | 0 | 0
Siemens NH-2-355 | Siemens NH-2-355 | 355 | [4800.0, 120.0, 6.0, 0.1, 0.004] | 0 | 0 | [650.0, 1116.27, 2350.0, 5840.0, 12790.0] | 0 | 0
Siemens NH-2-400 | Siemens NH-2-400 | 400 | [4800.0, 120.0, 7.0, 0.1, 0.004] | 0 | 0 | [720.0, 1350.0, 2800.0, 6500.0, 15000.0] | 0 | 0
Siemens NH-2-425 | Siemens NH-2-425 | 425 | [4800.0, 120.0, 7.0, 0.1, 0.004] | 0 | 0 | [850.0, 1500.0, 3050.0, 7500.0, 16500.0] | 0 | 0
Siemens NH-2-630 | Siemens NH-2-630 | 630 | [4800.0, 120.0, 7.0, 0.1, 0.004] | 0 | 0 | [1200.0, 2000.0, 4800.0, 12000.0, 26000.0] | 0 | 0

## res_bus
| vm_pu | va_degree | p_mw | q_mvar
0 | 0.97052 | -0.56841 | 0.0089674 | 0.0022474
1 | 0.97097 | -0.55949 | 0 | 0
2 | 0.97035 | -0.57177 | 0 | 0
3 | 0.97073 | -0.5642 | 0.0065316 | 0.001637
4 | 0.97068 | -0.56526 | 0 | 0
5 | 0.97537 | -0.47275 | 0 | 0
6 | 0.97013 | -0.57607 | 0.016268 | 0.0040771
7 | 0.97057 | -0.56737 | 0.0047027 | 0.0011786
8 | 0.97044 | -0.56993 | 0 | 0
9 | 0.97645 | -0.45163 | 0.0051883 | 0.0013003
10 | 0.9753 | -0.47415 | 0.001295 | 0.00032455
11 | 0.97383 | -0.50433 | 0 | 0
12 | 0.97377 | -0.50555 | 0 | 0
13 | 0.97459 | -0.48942 | 0.0060816 | 0.0015242
14 | 0.9736 | -0.50897 | 0 | 0
15 | 0.97349 | -0.51115 | 0.0052176 | 0.0013077
16 | 0.97039 | -0.57084 | 0.0025359 | 0.00063555
17 | 0.99273 | -0.13713 | 0 | 0
18 | 0.98862 | -0.2156 | 0 | 0
19 | 1 | 0 | -0.55185 | -0.14176
20 | 0.97543 | -0.47195 | 0 | 0
21 | 0.97535 | -0.47356 | 0 | 0
22 | 0.97477 | -0.48489 | 0 | 0
23 | 0.97576 | -0.46554 | 0.0021811 | 0.00054664
24 | 0.98689 | -0.24888 | 0.0009928 | 0.00024882
25 | 0.97467 | -0.48688 | 0.0032054 | 0.00080335
26 | 0.98377 | -0.30907 | 0 | 0
27 | 0.98184 | -0.3464 | 0 | 0
28 | 0.98327 | -0.31888 | 0.0006295 | 0.00015777
29 | 0.98025 | -0.3778 | 0 | 0
30 | 0.97959 | -0.39084 | 0.0020171 | 0.00050554
31 | 0.98152 | -0.35293 | 0.0017901 | 0.00044865
32 | 0.98097 | -0.36341 | 0.0020098 | 0.0005037
33 | 0.97918 | -0.39945 | 0 | 0
34 | 0.97935 | -0.39604 | 0.0012541 | 0.0003143
35 | 0.97853 | -0.41217 | 0.0044108 | 0.0011055
36 | 0.97788 | -0.42472 | 0 | 0
37 | 0.97751 | -0.43204 | 0.0032879 | 0.00082404
38 | 0.97718 | -0.43854 | 0 | 0
39 | 0.97697 | -0.44255 | 0 | 0
40 | 0.97734 | -0.43536 | 0 | 0
41 | 0.97717 | -0.4387 | 0.0054586 | 0.0013681
42 | 0.98843 | -0.22159 | 0 | 0
43 | 0.98849 | -0.22046 | 0.0011685 | 0.00029285
44 | 0.98837 | -0.22282 | 0.0029653 | 0.00074316
45 | 0.97673 | -0.44743 | 0.0093465 | 0.0023425
46 | 0.97695 | -0.44311 | 0.0009448 | 0.00023679
47 | 0.977 | -0.44194 | 0.00087908 | 0.00022032
48 | 0.97288 | -0.52317 | 0 | 0
49 | 0.97314 | -0.5179 | 0.0023629 | 0.00059219
50 | 0.97279 | -0.52484 | 0.0030737 | 0.00077034
51 | 0.98032 | -0.37708 | 0 | 0
52 | 0.97978 | -0.38767 | 0 | 0
53 | 0.98148 | -0.35451 | 0 | 0
54 | 0.97349 | -0.51108 | 0.0053877 | 0.0013503
55 | 0.97549 | -0.47162 | 0 | 0
56 | 0.97527 | -0.47608 | 0 | 0
57 | 0.97564 | -0.46869 | 0.00075407 | 0.00018899
58 | 0.97977 | -0.38785 | 0.0019678 | 0.00049319
59 | 0.97971 | -0.38917 | 0.0019422 | 0.00048676
60 | 0.98196 | -0.34519 | 0 | 0
61 | 0.98282 | -0.3285 | 0 | 0
62 | 0.98119 | -0.36033 | 0.0081882 | 0.0020521
63 | 0.98362 | -0.31298 | 0.0035467 | 0.00088889
64 | 0.97007 | -0.5773 | 0.0020423 | 0.00051186
65 | 0.97859 | -0.40975 | 0.00033592 | 8.419e-05
66 | 0.9786 | -0.40965 | 0 | 0
67 | 0.97835 | -0.4144 | 0 | 0
68 | 0.97529 | -0.47439 | 0.0013276 | 0.00033272
69 | 0.97335 | -0.51389 | 0.011802 | 0.0029579
70 | 0.99833 | -0.031474 | 0.0038203 | 0.00095745
71 | 0.97388 | -0.5026 | 0 | 0
72 | 0.97505 | -0.47915 | 0 | 0
73 | 0.97558 | -0.46878 | 0.0011277 | 0.00028262
74 | 0.9742 | -0.49586 | 0.0011277 | 0.00028262
75 | 0.97505 | -0.47929 | 0 | 0
76 | 0.97303 | -0.51929 | 0 | 0
77 | 0.97349 | -0.51017 | 0.00018921 | 4.7419e-05
78 | 0.97243 | -0.53119 | 0 | 0
79 | 0.97247 | -0.5304 | 0 | 0
80 | 0.97197 | -0.54017 | 0.00067838 | 0.00017002
81 | 0.975 | -0.4802 | 0.0015162 | 0.00037999
82 | 0.97632 | -0.4545 | 0.0016806 | 0.0004212
83 | 0.98707 | -0.24807 | 0.0015496 | 0.00038837
84 | 0.9871 | -0.2476 | 0.00088879 | 0.00022275
85 | 0.97828 | -0.41586 | 0.00098739 | 0.00024746
86 | 0.97831 | -0.41529 | 0 | 0
87 | 0.983 | -0.32415 | 0.0031815 | 0.00079735
88 | 0.97958 | -0.39104 | 0.0066646 | 0.0016703
89 | 0.98217 | -0.34024 | 0 | 0
90 | 0.97733 | -0.43465 | 0 | 0
91 | 0.9777 | -0.42732 | 0.0037502 | 0.0009399
92 | 0.98093 | -0.36424 | 0.0015763 | 0.00039506
93 | 0.99197 | -0.15251 | 0 | 0
94 | 0.99184 | -0.15517 | 0.0066822 | 0.0016747
95 | 0.99207 | -0.15063 | 0 | 0
96 | 0.99086 | -0.17374 | 0 | 0
97 | 0.99088 | -0.17336 | 0 | 0
98 | 0.99066 | -0.1776 | 0.0043148 | 0.0010814
99 | 0.98852 | -0.21989 | 0.00058141 | 0.00014572
100 | 0.97674 | -0.44712 | 0.0025683 | 0.00064368
101 | 0.9732 | -0.51685 | 0.0019695 | 0.0004936
102 | 0.97268 | -0.52714 | 0 | 0
103 | 0.97944 | -0.39323 | 0.00093454 | 0.00023422
104 | 0.97273 | -0.52523 | 0 | 0
105 | 0.97264 | -0.52698 | 0.0044101 | 0.0011053
106 | 0.97228 | -0.53385 | 0 | 0
107 | 0.97303 | -0.51891 | 0 | 0
108 | 0.9719 | -0.54125 | 0.0014371 | 0.00036017
109 | 0.973 | -0.51983 | 0.00043525 | 0.00010908
110 | 0.97468 | -0.48754 | 0.0040998 | 0.0010275
111 | 0.97615 | -0.45863 | 0.0017541 | 0.00043962
112 | 0.97974 | -0.38855 | 0.0019345 | 0.00048484
113 | 0.97967 | -0.3899 | 0.0018799 | 0.00047114
114 | 0.99047 | -0.18121 | 0.0030067 | 0.00075354
115 | 0.99059 | -0.17881 | 0.001106 | 0.00027719
116 | 0.98846 | -0.21957 | 0 | 0
117 | 0.98965 | -0.19678 | 0.001011 | 0.00025339
118 | 0.98782 | -0.232 | 0.0010084 | 0.00025273
119 | 0.98414 | -0.30293 | 0.0020458 | 0.00051274
120 | 0.97004 | -0.57775 | 0.002035 | 0.00051001
121 | 0.9796 | -0.39013 | 0 | 0
122 | 0.97106 | -0.55789 | 0.0016744 | 0.00041965
123 | 0.97108 | -0.55743 | 0 | 0
124 | 0.97908 | -0.40026 | 0.0012107 | 0.00030344
125 | 0.9791 | -0.39993 | 0.0020217 | 0.0005067
126 | 0.97302 | -0.51914 | 0.0010134 | 0.00025399
127 | 0.97349 | -0.51 | 0.0011066 | 0.00027733
128 | 0.97184 | -0.54257 | 0.0013687 | 0.00034304
129 | 0.973 | -0.51998 | 0.0004246 | 0.00010642
130 | 0.98238 | -0.33616 | 0.00148 | 0.00037091
131 | 0.98255 | -0.33296 | 0.001988 | 0.00049824
132 | 0.97956 | -0.39141 | 0.0029424 | 0.00073745
133 | 0.98261 | -0.33169 | 0.00091181 | 0.00022852
134 | 0.99573 | -0.080915 | 0.0033594 | 0.00084193
135 | 0.99574 | -0.080776 | 0.0044023 | 0.0011033
136 | 0.97173 | -0.54468 | 0.0014375 | 0.00036028
137 | 0.97167 | -0.54575 | 0.0013696 | 0.00034325
138 | 0.97157 | -0.54776 | 0.0014378 | 0.00036034
139 | 0.97094 | -0.56022 | 0.0066425 | 0.0016648
140 | 0.97098 | -0.55954 | 0.0012613 | 0.00031611
141 | 0.97094 | -0.56035 | 0.0012597 | 0.0003157
142 | 0.97093 | -0.56051 | 0.0012597 | 0.0003157
143 | 0.97106 | -0.55782 | 0.0020007 | 0.00050141
144 | 0.9713 | -0.55313 | 0.0016753 | 0.00041986
145 | 0.97132 | -0.5527 | 0.0017571 | 0.00044038
146 | 0.97804 | -0.42077 | 0.0051706 | 0.0012959
147 | 0.97798 | -0.42188 | 0.0043882 | 0.0010998
148 | 0.97805 | -0.42051 | 0 | 0
149 | 0.97828 | -0.41601 | 0.0057108 | 0.0014312
150 | 0.97828 | -0.41594 | 0.00089954 | 0.00022545
151 | 0.97839 | -0.41387 | 0 | 0
152 | 0.97664 | -0.44802 | 0.0022279 | 0.00055838
153 | 0.97668 | -0.44734 | 0.00093236 | 0.00023367
154 | 0.97671 | -0.44662 | 0 | 0
155 | 0.97737 | -0.43365 | 0.0025137 | 0.00063
156 | 0.97771 | -0.42707 | 0.0019404 | 0.0004863
157 | 0.97828 | -0.41591 | 0.00059845 | 0.00014999
158 | 0.97986 | -0.38508 | 0 | 0
159 | 0.97946 | -0.39283 | 0 | 0
160 | 0.98024 | -0.37762 | 0.0018071 | 0.00045291
161 | 0.97957 | -0.39065 | 0.0012176 | 0.00030515
162 | 0.97937 | -0.39471 | 0 | 0
163 | 0.97925 | -0.39706 | 0.0013287 | 0.00033299
164 | 0.97904 | -0.40103 | 0.0037857 | 0.00094879
165 | 0.97945 | -0.3931 | 0.001806 | 0.00045263
166 | 0.97826 | -0.41619 | 0.00051666 | 0.00012949
167 | 0.98036 | -0.37527 | 0.00132 | 0.00033083
168 | 0.97919 | -0.39811 | 0.0063717 | 0.0015969
169 | 0.97847 | -0.41218 | 0 | 0
170 | 0.97825 | -0.41646 | 0.00028544 | 7.1537e-05
171 | 0.97824 | -0.41662 | 0.00053952 | 0.00013522
172 | 0.97824 | -0.41664 | 0.0005806 | 0.00014551
173 | 0.97844 | -0.41291 | 0 | 0
174 | 0.97835 | -0.41465 | 0.0038451 | 0.00096368
175 | 0.97819 | -0.41771 | 0.0028766 | 0.00072094
176 | 0.97914 | -0.39921 | 0.0010786 | 0.00027031
177 | 0.97106 | -0.55834 | 0.00043302 | 0.00010852
178 | 0.97106 | -0.55833 | 0.0007025 | 0.00017606
179 | 0.97181 | -0.54343 | 0.0009164 | 0.00022967
180 | 0.97153 | -0.5486 | 0.001673 | 0.00041928
181 | 0.97282 | -0.52437 | 0.0036829 | 0.00092301
182 | 0.97287 | -0.52321 | 0.0093195 | 0.0023357
183 | 0.97346 | -0.51163 | 0 | 0
184 | 0.97377 | -0.5055 | 0.00098795 | 0.0002476
185 | 0.97345 | -0.51183 | 0 | 0
186 | 0.97328 | -0.51511 | 0.0009564 | 0.0002397
187 | 0.97391 | -0.50273 | 0.0010556 | 0.00026456
188 | 0.97344 | -0.51203 | 0.00065433 | 0.00016399
189 | 0.97328 | -0.5152 | 0 | 0
190 | 0.97088 | -0.5626 | 0.003045 | 0.00076314
191 | 0.97087 | -0.56278 | 0.0032825 | 0.00082268
192 | 0.97107 | -0.55881 | 0.0061837 | 0.0015498
193 | 0.97108 | -0.55872 | 0.00661 | 0.0016566
194 | 0.97148 | -0.55076 | 0 | 0
195 | 0.97187 | -0.54303 | 0.0066076 | 0.001656
196 | 0.97192 | -0.54201 | 0 | 0
197 | 0.97222 | -0.5361 | 0.0018142 | 0.00045468
198 | 0.9719 | -0.54236 | 0.0010055 | 0.000252
199 | 0.99588 | -0.077915 | 0 | 0
200 | 0.9965 | -0.066301 | 0.0025026 | 0.00062721
201 | 0.99538 | -0.08752 | 0 | 0
202 | 0.99297 | -0.13388 | 0.0018631 | 0.00046693
203 | 0.99473 | -0.099798 | 0.0025128 | 0.00062976
204 | 0.99193 | -0.15381 | 0 | 0
205 | 0.99381 | -0.11743 | 0.0068104 | 0.0017068
206 | 0.99321 | -0.12875 | 0.0075227 | 0.0018854
207 | 0.99243 | -0.1436 | 0 | 0
208 | 0.99204 | -0.15128 | 0.0067657 | 0.0016956
209 | 0.98401 | -0.30575 | 0.0027029 | 0.0006774
210 | 0.98408 | -0.3044 | 0.0019648 | 0.00049243
211 | 0.97468 | -0.48755 | 0.0027356 | 0.00068562
212 | 0.97444 | -0.49231 | 0.000731 | 0.00018321
213 | 0.97432 | -0.49475 | 0.0054325 | 0.0013615
214 | 0.97415 | -0.49814 | 0.0013276 | 0.00033272
215 | 0.97402 | -0.50058 | 0 | 0
216 | 0.97314 | -0.51801 | 0.00092907 | 0.00023285
217 | 0.97276 | -0.52556 | 0.0027977 | 0.00070117
218 | 0.97397 | -0.50165 | 0.00030992 | 7.7673e-05
219 | 0.97249 | -0.53073 | 0.0022402 | 0.00056144
220 | 0.97262 | -0.52828 | 0.0017816 | 0.00044652
221 | 0.97262 | -0.52828 | 0.0007152 | 0.00017925
222 | 0.97259 | -0.52891 | 0.0013241 | 0.00033186
223 | 0.97327 | -0.51547 | 0.00074936 | 0.00018781
224 | 0.97369 | -0.50722 | 0.0025988 | 0.00065132
225 | 0.97348 | -0.51122 | 0.0031492 | 0.00078928
226 | 0.98854 | -0.21946 | 0.00056694 | 0.00014209
227 | 0.98711 | -0.24728 | 0.00072038 | 0.00018054
228 | 0.98713 | -0.24692 | 0.00071973 | 0.00018038
229 | 0.98715 | -0.24646 | 0.00073608 | 0.00018448
230 | 0.98718 | -0.24589 | 0.0010685 | 0.0002678
231 | 0.98705 | -0.24843 | 0.00065762 | 0.00016482
232 | 0.9874 | -0.2417 | 0 | 0
233 | 0.9869 | -0.25139 | 0.00071398 | 0.00017894
234 | 0.98798 | -0.23042 | 0.00063152 | 0.00015827
235 | 0.98737 | -0.24225 | 0.0011065 | 0.00027731
236 | 0.98678 | -0.25373 | 0.00071447 | 0.00017906
237 | 0.98799 | -0.23023 | 0.00058671 | 0.00014704
238 | 0.98721 | -0.24544 | 0 | 0
239 | 0.98666 | -0.25599 | 0.00071509 | 0.00017922
240 | 0.98799 | -0.23013 | 0.00055412 | 0.00013887
241 | 0.98666 | -0.25612 | 0.0016987 | 0.00042574
242 | 0.98964 | -0.19823 | 0.0054892 | 0.0013757
243 | 0.98974 | -0.19623 | 0.009981 | 0.0025015
244 | 0.98872 | -0.21599 | 0 | 0
245 | 0.99097 | -0.17234 | 0 | 0
246 | 0.98868 | -0.21673 | 0.0040857 | 0.001024
247 | 0.99059 | -0.17977 | 0.0099568 | 0.0024954
248 | 0.98857 | -0.21899 | 0.00056093 | 0.00014058
249 | 0.99192 | -0.15412 | 0.0018792 | 0.00047098
250 | 0.97154 | -0.54878 | 0 | 0
251 | 0.9713 | -0.55349 | 0 | 0
252 | 0.97119 | -0.55567 | 0.00036403 | 9.1235e-05
253 | 0.98414 | -0.30337 | 0.0021891 | 0.00054865
254 | 0.9842 | -0.30209 | 0.0018953 | 0.000475
255 | 0.98431 | -0.29987 | 0.0021865 | 0.000548
256 | 0.98441 | -0.29802 | 0.0020111 | 0.00050403
257 | 0.98442 | -0.29785 | 0.0018508 | 0.00046385
258 | 0.98463 | -0.29375 | 0 | 0
259 | 0.98499 | -0.28672 | 0 | 0
260 | 0.9846 | -0.29429 | 0.0018946 | 0.00047483
261 | 0.98498 | -0.28689 | 0.0021876 | 0.00054826
262 | 0.98536 | -0.27939 | 0.0018299 | 0.00045862
263 | 0.9846 | -0.29429 | 0.0018907 | 0.00047386
264 | 0.98493 | -0.28785 | 0.0018369 | 0.00046037
265 | 0.98548 | -0.27719 | 0.0018312 | 0.00045893
266 | 0.98735 | -0.24106 | 0 | 0
267 | 0.98672 | -0.25319 | 0.00097664 | 0.00024477
268 | 0.98733 | -0.24145 | 0.0010083 | 0.00025272
269 | 0.9865 | -0.25738 | 0.0010557 | 0.00026457
270 | 0.98733 | -0.24145 | 0.001026 | 0.00025715
271 | 0.98644 | -0.25845 | 0.00097554 | 0.00024449
272 | 0.98492 | -0.28778 | 0.0020358 | 0.00051022
273 | 0.9853 | -0.28052 | 0.0020386 | 0.00051093
274 | 0.98573 | -0.27223 | 0.00098038 | 0.00024571
275 | 0.98588 | -0.26943 | 0 | 0
276 | 0.98553 | -0.27606 | 0.0018288 | 0.00045834
277 | 0.97108 | -0.55785 | 0.0021351 | 0.00053511
278 | 0.97112 | -0.557 | 0.00093323 | 0.00023389
279 | 0.97107 | -0.55802 | 0.00035327 | 8.8537e-05
280 | 0.97114 | -0.55664 | 0.00031529 | 7.9018e-05
281 | 0.97116 | -0.5562 | 0.00052055 | 0.00013046
282 | 0.98588 | -0.27132 | 0.001774 | 0.00044461
283 | 0.98589 | -0.27102 | 0.0016981 | 0.00042559
284 | 0.98585 | -0.27179 | 0.0023941 | 0.00060002
285 | 0.9859 | -0.27083 | 0.0017625 | 0.00044173
286 | 0.98595 | -0.26996 | 0.0016993 | 0.00042589
287 | 0.98597 | -0.26959 | 0.0017606 | 0.00044124
288 | 0.98658 | -0.25764 | 0.0030616 | 0.00076731
289 | 0.98621 | -0.26475 | 0.0019546 | 0.00048986
290 | 0.98612 | -0.26653 | 0.0016981 | 0.00042559
291 | 0.98644 | -0.26028 | 0.0007146 | 0.00017909
292 | 0.98603 | -0.26836 | 0.0021258 | 0.00053278
293 | 0.98655 | -0.25817 | 0.00071509 | 0.00017922
294 | 0.986 | -0.26884 | 0.0016975 | 0.00042543
295 | 0.97814 | -0.41864 | 0.003768 | 0.00094435
296 | 0.97814 | -0.41865 | 0.0023201 | 0.00058147
297 | 0.97144 | -0.55045 | 0.0017577 | 0.00044052
298 | 0.97141 | -0.55107 | 0.0016748 | 0.00041975
299 | 0.97963 | -0.39063 | 0.0019499 | 0.00048869
300 | 0.97965 | -0.39037 | 0.0019912 | 0.00049904
301 | 0.97971 | -0.38908 | 0.0019869 | 0.00049797
302 | 0.9797 | -0.38922 | 0.0018922 | 0.00047423
303 | 0.99998 | 149.9956 | 0 | 0

## res_line
| p_from_mw | q_from_mvar | p_to_mw | q_to_mvar | pl_mw | ql_mvar | i_from_ka | i_to_ka | i_ka | vm_from_pu | va_from_degree | vm_to_pu | va_to_degree | loading_percent
0 | -0.02932 | -0.0073507 | 0.029333 | 0.0073585 | 1.2469e-05 | 7.7769e-06 | 0.044955 | 0.044955 | 0.044955 | 0.97052 | -0.56841 | 0.97097 | -0.55949 | 12.3504
1 | 0.020353 | 0.0051033 | -0.02035 | -0.0051013 | 3.2614e-06 | 1.977e-06 | 0.031206 | 0.031206 | 0.031206 | 0.97052 | -0.56841 | 0.97035 | -0.57177 | 8.5732
2 | 0.0065331 | 0.0016374 | -0.0065316 | -0.001637 | 1.4668e-06 | 4.5624e-07 | 0.010012 | 0.010012 | 0.010012 | 0.97097 | -0.55949 | 0.97073 | -0.5642 | 2.7506
3 | 0.0072417 | 0.0018139 | -0.0072397 | -0.0018131 | 1.9888e-06 | 7.4038e-07 | 0.011098 | 0.011098 | 0.011098 | 0.97097 | -0.55949 | 0.97068 | -0.56526 | 3.0488
4 | -0.043107 | -0.01081 | 0.043286 | 0.010923 | 0.000179 | 0.0001132 | 0.066065 | 0.066064 | 0.066065 | 0.97097 | -0.55949 | 0.97537 | -0.47275 | 18.1497
5 | 0.02035 | 0.0051013 | -0.020345 | -0.0050988 | 4.1696e-06 | 2.5275e-06 | 0.031206 | 0.031206 | 0.031206 | 0.97035 | -0.57177 | 0.97013 | -0.57607 | 8.5732
6 | 0.0047032 | 0.0011786 | -0.0047027 | -0.0011786 | 4.7364e-07 | 2.8124e-09 | 0.0072098 | 0.0072099 | 0.0072099 | 0.97068 | -0.56526 | 0.97057 | -0.56737 | 1.9807
7 | 0.0025365 | 0.00063451 | -0.002536 | -0.00063538 | 5.6401e-07 | -8.6848e-07 | 0.003888 | 0.0038884 | 0.0038884 | 0.97068 | -0.56526 | 0.97044 | -0.56993 | 1.0683
8 | -0.045909 | -0.01158 | 0.045956 | 0.011609 | 4.6478e-05 | 2.9431e-05 | 0.070065 | 0.070065 | 0.070065 | 0.97537 | -0.47275 | 0.97645 | -0.45163 | 19.2487
9 | 0.0026227 | 0.0006569 | -0.0026225 | -0.00065715 | 1.7441e-07 | -2.5095e-07 | 0.004001 | 0.0040012 | 0.0040012 | 0.97537 | -0.47275 | 0.9753 | -0.47415 | 1.0992
10 | 0.0040776 | 0.0010217 | -0.0040774 | -0.0010217 | 2.3767e-07 | -4.7936e-08 | 0.0062543 | 0.0062543 | 0.0062543 | 0.97013 | -0.57607 | 0.97007 | -0.5773 | 1.7182
11 | 0.002536 | 0.00063538 | -0.0025359 | -0.00063555 | 1.1015e-07 | -1.6951e-07 | 0.0038884 | 0.0038885 | 0.0038885 | 0.97044 | -0.56993 | 0.97039 | -0.57084 | 1.0683
12 | -0.051144 | -0.01291 | 0.051235 | 0.012968 | 9.1375e-05 | 5.7978e-05 | 0.077972 | 0.077972 | 0.077972 | 0.97645 | -0.45163 | 0.97835 | -0.4144 | 21.4208
13 | 0.0013276 | 0.00033261 | -0.0013276 | -0.00033272 | 1.5405e-08 | -1.151e-07 | 0.0020255 | 0.0020255 | 0.0020255 | 0.9753 | -0.47415 | 0.97529 | -0.47439 | 0.55646
14 | 0.022416 | 0.0056203 | -0.022415 | -0.0056195 | 1.3067e-06 | 7.9934e-07 | 0.034253 | 0.034253 | 0.034253 | 0.97383 | -0.50433 | 0.97377 | -0.50555 | 9.4101
15 | -0.022416 | -0.0056203 | 0.022432 | 0.0056301 | 1.5936e-05 | 9.7481e-06 | 0.034253 | 0.034252 | 0.034253 | 0.97383 | -0.50433 | 0.97459 | -0.48942 | 9.41
16 | 0.0053891 | 0.0013505 | -0.0053882 | -0.0013504 | 8.77e-07 | 1.3236e-07 | 0.008235 | 0.0082352 | 0.0082352 | 0.97377 | -0.50555 | 0.9736 | -0.50897 | 2.2624
17 | 0.017026 | 0.004269 | -0.017021 | -0.0042663 | 4.5432e-06 | 2.6851e-06 | 0.026018 | 0.026018 | 0.026018 | 0.97377 | -0.50555 | 0.97349 | -0.51115 | 7.1477
18 | -0.028514 | -0.0071543 | 0.028532 | 0.0071656 | 1.8156e-05 | 1.1301e-05 | 0.043538 | 0.043538 | 0.043538 | 0.97459 | -0.48942 | 0.97527 | -0.47608 | 11.961
19 | 0.0053882 | 0.0013504 | -0.0053877 | -0.0013503 | 5.4085e-07 | 8.1709e-08 | 0.0082352 | 0.0082353 | 0.0082353 | 0.9736 | -0.50897 | 0.97349 | -0.51108 | 2.2624
20 | 0.011804 | 0.0029587 | -0.011802 | -0.0029579 | 1.5411e-06 | 8.2934e-07 | 0.018042 | 0.018042 | 0.018042 | 0.97349 | -0.51115 | 0.97335 | -0.51389 | 4.9567
21 | 0.20288 | 0.052056 | -0.20211 | -0.05157 | 0.00076927 | 0.00048521 | 0.30453 | 0.30454 | 0.30454 | 0.99273 | -0.13713 | 0.98862 | -0.2156 | 16.7328
22 | -0.20288 | -0.052056 | 0.20424 | 0.052913 | 0.0013595 | 0.00085736 | 0.30453 | 0.30453 | 0.30453 | 0.99273 | -0.13713 | 1 | 0 | 16.7326
23 | 0.20211 | 0.05157 | -0.20179 | -0.051366 | 0.00032439 | 0.00020462 | 0.30454 | 0.30454 | 0.30454 | 0.98862 | -0.2156 | 0.98689 | -0.24888 | 16.7328
24 | 0.34596 | 0.088852 | -0.34543 | -0.088516 | 0.00052781 | 0.00033607 | 0.51555 | 0.51555 | 0.51555 | 1 | 0 | 0.99833 | -0.031474 | 28.3271
25 | 0.012854 | 0.0032267 | -0.012853 | -0.0032261 | 9.8523e-07 | 5.4527e-07 | 0.01961 | 0.01961 | 0.01961 | 0.97543 | -0.47195 | 0.97535 | -0.47356 | 5.3874
26 | 0.0032077 | 0.00080164 | -0.0032057 | -0.00080312 | 1.9746e-06 | -1.4798e-06 | 0.0048925 | 0.0048935 | 0.0048935 | 0.97543 | -0.47195 | 0.97477 | -0.48489 | 1.3444
27 | -0.016061 | -0.0040283 | 0.016066 | 0.0040312 | 4.9072e-06 | 2.8685e-06 | 0.024503 | 0.024502 | 0.024503 | 0.97543 | -0.47195 | 0.97576 | -0.46554 | 6.7315
28 | 0.012853 | 0.0032261 | -0.012835 | -0.0032163 | 1.7777e-05 | 9.841e-06 | 0.01961 | 0.019611 | 0.019611 | 0.97535 | -0.47356 | 0.97388 | -0.5026 | 5.3875
29 | 0.0032057 | 0.00080312 | -0.0032054 | -0.00080335 | 3.0284e-07 | -2.2653e-07 | 0.0048935 | 0.0048936 | 0.0048936 | 0.97477 | -0.48489 | 0.97467 | -0.48688 | 1.3444
30 | -0.018247 | -0.0045778 | 0.018257 | 0.0045836 | 9.6156e-06 | 5.7402e-06 | 0.027829 | 0.027828 | 0.027829 | 0.97576 | -0.46554 | 0.97632 | -0.4545 | 7.6452
31 | 0.2008 | 0.051117 | -0.20021 | -0.05075 | 0.0005809 | 0.0003664 | 0.30304 | 0.30304 | 0.30304 | 0.98689 | -0.24888 | 0.98377 | -0.30907 | 16.6507
32 | 0.17855 | 0.045303 | -0.17823 | -0.045102 | 0.00031995 | 0.00020107 | 0.27027 | 0.27027 | 0.27027 | 0.98377 | -0.30907 | 0.98184 | -0.3464 | 14.8501
33 | 0.021662 | 0.005447 | -0.021652 | -0.0054409 | 1.0144e-05 | 6.1723e-06 | 0.032772 | 0.032772 | 0.032772 | 0.98377 | -0.30907 | 0.98327 | -0.31888 | 9.0033
34 | 0.17823 | 0.045102 | -0.17809 | -0.045011 | 0.00014531 | 9.1325e-05 | 0.27027 | 0.27027 | 0.27027 | 0.98184 | -0.3464 | 0.98097 | -0.36341 | 14.8501
35 | 0.021023 | 0.0052831 | -0.021017 | -0.0052799 | 5.2923e-06 | 3.2103e-06 | 0.031819 | 0.031819 | 0.031819 | 0.98327 | -0.31888 | 0.983 | -0.32415 | 8.7416
36 | 0.011632 | 0.0029171 | -0.011624 | -0.0029133 | 7.2271e-06 | 3.8467e-06 | 0.017657 | 0.017658 | 0.017658 | 0.98025 | -0.3778 | 0.97959 | -0.39084 | 4.851
37 | -0.011632 | -0.0029171 | 0.011645 | 0.0029245 | 1.3804e-05 | 7.3443e-06 | 0.017657 | 0.017657 | 0.017657 | 0.98025 | -0.3778 | 0.98152 | -0.35293 | 4.8509
38 | 0.0096072 | 0.0024078 | -0.0096071 | -0.0024077 | 8.9883e-08 | 4.3357e-08 | 0.014594 | 0.014594 | 0.014594 | 0.97959 | -0.39084 | 0.97958 | -0.39104 | 4.0092
39 | -0.013436 | -0.0033731 | 0.013444 | 0.0033777 | 8.1352e-06 | 4.5453e-06 | 0.020371 | 0.020371 | 0.020371 | 0.98152 | -0.35293 | 0.98217 | -0.34024 | 5.5964
40 | 0.17608 | 0.044507 | -0.17607 | -0.044503 | 7.0831e-06 | 4.4497e-06 | 0.26722 | 0.26722 | 0.26722 | 0.98097 | -0.36341 | 0.98093 | -0.36424 | 14.6826
41 | -0.14214 | -0.035872 | 0.14216 | 0.035886 | 2.3198e-05 | 1.443e-05 | 0.21609 | 0.21609 | 0.21609 | 0.97918 | -0.39945 | 0.97935 | -0.39604 | 11.8733
42 | 0.14214 | 0.035872 | -0.14205 | -0.035818 | 8.6498e-05 | 5.3807e-05 | 0.21609 | 0.21609 | 0.21609 | 0.97918 | -0.39945 | 0.97853 | -0.41217 | 11.8733
43 | -0.14342 | -0.0362 | 0.14355 | 0.036282 | 0.00013043 | 8.1172e-05 | 0.218 | 0.218 | 0.218 | 0.97935 | -0.39604 | 0.98032 | -0.37708 | 11.978
44 | 0.13764 | 0.034712 | -0.13756 | -0.034661 | 8.2671e-05 | 5.1331e-05 | 0.20939 | 0.20939 | 0.20939 | 0.97853 | -0.41217 | 0.97788 | -0.42472 | 11.5048
45 | 0.13756 | 0.034661 | -0.13751 | -0.034631 | 4.8129e-05 | 2.9885e-05 | 0.20939 | 0.20939 | 0.20939 | 0.97788 | -0.42472 | 0.97751 | -0.43204 | 11.5048
46 | 0.13422 | 0.033807 | -0.1342 | -0.033794 | 2.1295e-05 | 1.3203e-05 | 0.20438 | 0.20438 | 0.20438 | 0.97751 | -0.43204 | 0.97734 | -0.43536 | 11.2298
47 | 0.010296 | 0.0025809 | -0.010294 | -0.0025799 | 1.9676e-06 | 9.9192e-07 | 0.015678 | 0.015678 | 0.015678 | 0.97718 | -0.43854 | 0.97697 | -0.44255 | 4.3071
48 | -0.015754 | -0.003949 | 0.015757 | 0.0039503 | 2.3905e-06 | 1.3911e-06 | 0.02399 | 0.02399 | 0.02399 | 0.97718 | -0.43854 | 0.97734 | -0.43536 | 6.5907
49 | 0.0054586 | 0.0013681 | -0.0054586 | -0.0013681 | 4.2077e-08 | 6.5855e-09 | 0.0083122 | 0.0083122 | 0.0083122 | 0.97718 | -0.43854 | 0.97717 | -0.4387 | 2.2836
50 | 0.0093487 | 0.0023435 | -0.0093465 | -0.0023425 | 2.1724e-06 | 1.0326e-06 | 0.014239 | 0.014239 | 0.014239 | 0.97697 | -0.44255 | 0.97673 | -0.44743 | 3.9119
51 | 0.00094482 | 0.0002364 | -0.0009448 | -0.00023679 | 2.4891e-08 | -3.8546e-07 | 0.0014389 | 0.001439 | 0.001439 | 0.97697 | -0.44255 | 0.97695 | -0.44311 | 0.39534
52 | 0.11845 | 0.029844 | -0.11841 | -0.029821 | 3.7268e-05 | 2.2895e-05 | 0.18039 | 0.18039 | 0.18039 | 0.97734 | -0.43536 | 0.977 | -0.44194 | 9.9117
53 | -0.0029654 | -0.00074298 | 0.0029656 | 0.00074281 | 1.5974e-07 | -1.7177e-07 | 0.0044642 | 0.0044641 | 0.0044642 | 0.98843 | -0.22159 | 0.98849 | -0.22046 | 1.2264
54 | 0.0029654 | 0.00074298 | -0.0029653 | -0.00074316 | 1.7292e-07 | -1.8589e-07 | 0.0044642 | 0.0044643 | 0.0044643 | 0.98843 | -0.22159 | 0.98837 | -0.22282 | 1.2264
55 | -0.0041341 | -0.0010357 | 0.0041342 | 0.0010356 | 1.1311e-07 | -2.7459e-08 | 0.006223 | 0.006223 | 0.006223 | 0.98849 | -0.22046 | 0.98852 | -0.21989 | 1.7096
56 | 0.11753 | 0.0296 | -0.1175 | -0.029583 | 2.9105e-05 | 1.7869e-05 | 0.17905 | 0.17905 | 0.17905 | 0.977 | -0.44194 | 0.97674 | -0.44712 | 9.8382
57 | -0.0068959 | -0.0017276 | 0.0068976 | 0.0017282 | 1.7294e-06 | 5.9186e-07 | 0.010547 | 0.010547 | 0.010547 | 0.97288 | -0.52317 | 0.97314 | -0.5179 | 2.8975
58 | 0.0068959 | 0.0017276 | -0.0068953 | -0.0017275 | 5.4795e-07 | 1.8759e-07 | 0.010547 | 0.010547 | 0.010547 | 0.97288 | -0.52317 | 0.97279 | -0.52484 | 2.8975
59 | -0.0092605 | -0.0023204 | 0.0092609 | 0.0023206 | 4.6266e-07 | 2.1965e-07 | 0.01416 | 0.01416 | 0.01416 | 0.97314 | -0.5179 | 0.9732 | -0.51685 | 3.8901
60 | 0.0038216 | 0.00095712 | -0.0038212 | -0.00095726 | 4.1857e-07 | -1.3762e-07 | 0.0058454 | 0.0058456 | 0.0058456 | 0.97279 | -0.52484 | 0.97268 | -0.52714 | 1.6059
61 | 0.015554 | 0.0039005 | -0.015546 | -0.003896 | 7.847e-06 | 4.549e-06 | 0.02361 | 0.02361 | 0.02361 | 0.98032 | -0.37708 | 0.97978 | -0.38767 | 6.4862
62 | -0.1591 | -0.040182 | 0.15927 | 0.04029 | 0.00017226 | 0.00010776 | 0.24161 | 0.24161 | 0.24161 | 0.98032 | -0.37708 | 0.98148 | -0.35451 | 13.2752
63 | 0.0077818 | 0.0019502 | -0.0077818 | -0.0019502 | 6.815e-08 | 2.7229e-08 | 0.011818 | 0.011818 | 0.011818 | 0.97978 | -0.38767 | 0.97977 | -0.38785 | 3.2468
64 | 0.007764 | 0.0019458 | -0.0077635 | -0.0019456 | 5.5435e-07 | 2.2089e-07 | 0.011791 | 0.011791 | 0.011791 | 0.97978 | -0.38767 | 0.97971 | -0.38917 | 3.2394
65 | 0.0081904 | 0.0020531 | -0.0081882 | -0.0020521 | 2.2699e-06 | 9.568e-07 | 0.012418 | 0.012418 | 0.012418 | 0.98148 | -0.35451 | 0.98119 | -0.36033 | 3.4115
66 | -0.16746 | -0.042343 | 0.16754 | 0.04239 | 7.4871e-05 | 4.6939e-05 | 0.25402 | 0.25402 | 0.25402 | 0.98148 | -0.35451 | 0.98196 | -0.34519 | 13.9574
67 | 0.11229 | 0.028229 | -0.11227 | -0.028214 | 2.3899e-05 | 1.4618e-05 | 0.17132 | 0.17132 | 0.17132 | 0.97549 | -0.47162 | 0.97527 | -0.47608 | 9.4132
68 | -0.11229 | -0.028229 | 0.11231 | 0.028238 | 1.57e-05 | 9.6025e-06 | 0.17132 | 0.17132 | 0.17132 | 0.97549 | -0.47162 | 0.97564 | -0.46869 | 9.4132
69 | 0.083735 | 0.021048 | -0.08369 | -0.021021 | 4.5815e-05 | 2.6989e-05 | 0.12778 | 0.12778 | 0.12778 | 0.97527 | -0.47608 | 0.97468 | -0.48754 | 7.021
70 | -0.11306 | -0.028427 | 0.11312 | 0.02846 | 5.4331e-05 | 3.325e-05 | 0.17247 | 0.17247 | 0.17247 | 0.97564 | -0.46869 | 0.97615 | -0.45863 | 9.4763
71 | 0.0058139 | 0.001457 | -0.0058137 | -0.001457 | 1.9437e-07 | 4.0675e-08 | 0.0088298 | 0.0088298 | 0.0088298 | 0.97977 | -0.38785 | 0.97974 | -0.38855 | 2.4258
72 | 0.0058213 | 0.0014588 | -0.0058211 | -0.0014588 | 2.0298e-07 | 4.2719e-08 | 0.0088415 | 0.0088416 | 0.0088416 | 0.97971 | -0.38917 | 0.97967 | -0.3899 | 2.429
73 | -0.16754 | -0.04239 | 0.16767 | 0.042474 | 0.00013429 | 8.4192e-05 | 0.25402 | 0.25402 | 0.25402 | 0.98196 | -0.34519 | 0.98282 | -0.3285 | 13.9574
74 | -0.16767 | -0.042474 | 0.1678 | 0.042553 | 0.00012509 | 7.8417e-05 | 0.25402 | 0.25402 | 0.25402 | 0.98282 | -0.3285 | 0.98362 | -0.31298 | 13.9573
75 | -0.17135 | -0.043441 | 0.17143 | 0.043493 | 8.2839e-05 | 5.1975e-05 | 0.25939 | 0.25939 | 0.25939 | 0.98362 | -0.31298 | 0.98414 | -0.30293 | 14.2521
76 | 0.002035 | 0.00050989 | -0.002035 | -0.00051001 | 4.382e-08 | -1.2e-07 | 0.0031215 | 0.0031216 | 0.0031216 | 0.97007 | -0.5773 | 0.97004 | -0.57775 | 0.85757
77 | -0.00033592 | -8.419e-05 | 0.00033592 | 8.398e-05 | 1.6429e-09 | -2.0994e-07 | 0.00051079 | 0.00051072 | 0.00051079 | 0.97859 | -0.40975 | 0.9786 | -0.40965 | 0.14033
78 | -0.055092 | -0.013938 | 0.055136 | 0.013965 | 4.3447e-05 | 2.6977e-05 | 0.083818 | 0.083818 | 0.083818 | 0.9786 | -0.40965 | 0.97944 | -0.39323 | 11.5135
79 | 0.054756 | 0.013854 | -0.054744 | -0.013846 | 1.2479e-05 | 7.9264e-06 | 0.083307 | 0.083307 | 0.083307 | 0.9786 | -0.40965 | 0.97835 | -0.4144 | 22.8866
80 | 0.0035084 | 0.0008783 | -0.0035082 | -0.00087838 | 1.4866e-07 | -7.971e-08 | 0.0053356 | 0.0053357 | 0.0053357 | 0.97835 | -0.4144 | 0.97831 | -0.41529 | 1.4659
81 | 0.34161 | 0.087558 | -0.34103 | -0.087192 | 0.00057568 | 0.00036651 | 0.50986 | 0.50986 | 0.50986 | 0.99833 | -0.031474 | 0.9965 | -0.066301 | 28.0143
82 | 0.0052757 | 0.0013205 | -0.0052715 | -0.00132 | 4.1895e-06 | 5.437e-07 | 0.0080604 | 0.0080611 | 0.0080611 | 0.97388 | -0.5026 | 0.97303 | -0.51929 | 2.2146
83 | 0.0075591 | 0.0018958 | -0.0075564 | -0.0018947 | 2.7271e-06 | 1.0673e-06 | 0.01155 | 0.011551 | 0.011551 | 0.97388 | -0.5026 | 0.97349 | -0.51017 | 3.1732
84 | -0.034561 | -0.0087015 | 0.034578 | 0.0087123 | 1.7132e-05 | 1.076e-05 | 0.052757 | 0.052757 | 0.052757 | 0.97505 | -0.47915 | 0.97558 | -0.46878 | 14.4937
85 | 0.033045 | 0.0083219 | -0.033018 | -0.0083054 | 2.6386e-05 | 1.6543e-05 | 0.050443 | 0.050444 | 0.050444 | 0.97505 | -0.47915 | 0.9742 | -0.49586 | 13.8581
86 | 0.0015163 | 0.00037957 | -0.0015162 | -0.00037963 | 1.0596e-08 | -5.905e-08 | 0.0023138 | 0.0023138 | 0.0023138 | 0.97505 | -0.47915 | 0.97505 | -0.47929 | 0.63566
87 | -0.035706 | -0.0089949 | 0.035744 | 0.0090187 | 3.7896e-05 | 2.3828e-05 | 0.054477 | 0.054477 | 0.054477 | 0.97558 | -0.46878 | 0.97671 | -0.44662 | 14.9662
88 | 0.031891 | 0.0080228 | -0.031869 | -0.0080093 | 2.152e-05 | 1.3472e-05 | 0.048721 | 0.048721 | 0.048721 | 0.9742 | -0.49586 | 0.97349 | -0.51 | 13.3849
89 | 0.0015162 | 0.00037963 | -0.0015162 | -0.00037999 | 6.5516e-08 | -3.6505e-07 | 0.0023138 | 0.0023139 | 0.0023139 | 0.97505 | -0.47929 | 0.975 | -0.4802 | 0.6357
90 | 0.00085987 | 0.00021485 | -0.00085985 | -0.00021527 | 2.231e-08 | -4.1317e-07 | 0.0013147 | 0.0013149 | 0.0013149 | 0.97303 | -0.51929 | 0.973 | -0.51983 | 0.36123
91 | 0.0044117 | 0.0011051 | -0.0044104 | -0.0011052 | 1.2497e-06 | -1.0935e-07 | 0.0067464 | 0.0067467 | 0.0067467 | 0.97303 | -0.51929 | 0.97273 | -0.52523 | 1.8535
92 | 0.0073672 | 0.0018473 | -0.0073601 | -0.0018446 | 7.0998e-06 | 2.6898e-06 | 0.011261 | 0.011262 | 0.011262 | 0.97349 | -0.51017 | 0.97247 | -0.5304 | 3.094
93 | -0.0073598 | -0.0018445 | 0.0073601 | 0.0018446 | 2.7448e-07 | 1.0407e-07 | 0.011262 | 0.011262 | 0.011262 | 0.97243 | -0.53119 | 0.97247 | -0.5304 | 3.094
94 | 0.0073598 | 0.0018445 | -0.0073567 | -0.0018433 | 3.1496e-06 | 1.1946e-06 | 0.011262 | 0.011262 | 0.011262 | 0.97243 | -0.53119 | 0.97197 | -0.54017 | 3.094
95 | 0.0066783 | 0.0016733 | -0.0066773 | -0.001673 | 1.0368e-06 | 3.3577e-07 | 0.010224 | 0.010224 | 0.010224 | 0.97197 | -0.54017 | 0.97181 | -0.54343 | 2.8088
96 | -0.019938 | -0.0050048 | 0.019956 | 0.0050162 | 1.8891e-05 | 1.1408e-05 | 0.03039 | 0.03039 | 0.03039 | 0.97632 | -0.4545 | 0.97733 | -0.43465 | 8.3489
97 | -0.0015496 | -0.00038837 | 0.0015497 | 0.00038818 | 3.4487e-08 | -1.9335e-07 | 0.0023361 | 0.002336 | 0.0023361 | 0.98707 | -0.24807 | 0.9871 | -0.2476 | 0.64178
98 | -0.0024384 | -0.00061093 | 0.0024385 | 0.00061086 | 3.7e-08 | -6.9668e-08 | 0.0036758 | 0.0036758 | 0.0036758 | 0.9871 | -0.2476 | 0.98711 | -0.24728 | 1.0098
99 | -0.00098739 | -0.00024746 | 0.00098741 | 0.00024708 | 2.6685e-08 | -3.7907e-07 | 0.0015019 | 0.0015017 | 0.0015019 | 0.97828 | -0.41586 | 0.97831 | -0.41529 | 0.4126
100 | 0.0025208 | 0.00063129 | -0.0025207 | -0.00063142 | 7.4514e-08 | -1.2204e-07 | 0.003834 | 0.003834 | 0.003834 | 0.97831 | -0.41529 | 0.97828 | -0.41591 | 1.0533
101 | 0.017836 | 0.0044825 | -0.017829 | -0.0044787 | 6.4177e-06 | 3.8099e-06 | 0.027003 | 0.027004 | 0.027004 | 0.983 | -0.32415 | 0.98261 | -0.33169 | 7.4186
102 | 0.0029425 | 0.00073739 | -0.0029424 | -0.00073745 | 5.1475e-08 | -5.3549e-08 | 0.0044697 | 0.0044698 | 0.0044698 | 0.97958 | -0.39104 | 0.97956 | -0.39141 | 1.228
103 | -0.013444 | -0.0033777 | 0.013446 | 0.0033791 | 2.6203e-06 | 1.4639e-06 | 0.020371 | 0.02037 | 0.020371 | 0.98217 | -0.34024 | 0.98238 | -0.33616 | 5.5963
104 | -0.019956 | -0.0050162 | 0.019963 | 0.0050204 | 6.9844e-06 | 4.2172e-06 | 0.03039 | 0.03039 | 0.03039 | 0.97733 | -0.43465 | 0.9777 | -0.42732 | 8.3488
105 | -0.023714 | -0.0059603 | 0.023721 | 0.005965 | 7.7187e-06 | 4.7418e-06 | 0.036097 | 0.036097 | 0.036097 | 0.9777 | -0.42732 | 0.97805 | -0.42051 | 9.9168
106 | 0.17449 | 0.044108 | -0.1744 | -0.04405 | 9.2173e-05 | 5.7886e-05 | 0.26483 | 0.26483 | 0.26483 | 0.98093 | -0.36424 | 0.98036 | -0.37527 | 14.5513
107 | 0.006683 | 0.001675 | -0.0066822 | -0.0016747 | 8.4714e-07 | 2.5203e-07 | 0.010025 | 0.010025 | 0.010025 | 0.99197 | -0.15251 | 0.99184 | -0.15517 | 2.7541
108 | -0.006683 | -0.001675 | 0.0066836 | 0.0016751 | 5.9733e-07 | 1.7766e-07 | 0.010025 | 0.010025 | 0.010025 | 0.99197 | -0.15251 | 0.99207 | -0.15063 | 2.7541
109 | 0.0067659 | 0.0016957 | -0.0067657 | -0.0016956 | 2.0901e-07 | 6.3889e-08 | 0.010148 | 0.010148 | 0.010148 | 0.99207 | -0.15063 | 0.99204 | -0.15128 | 2.788
110 | -0.013449 | -0.0033708 | 0.013454 | 0.0033733 | 4.5066e-06 | 2.5028e-06 | 0.020173 | 0.020173 | 0.020173 | 0.99207 | -0.15063 | 0.99243 | -0.1436 | 5.542
111 | -0.0084296 | -0.0021124 | 0.0084297 | 0.0021124 | 1.5336e-07 | 6.5278e-08 | 0.012659 | 0.012659 | 0.012659 | 0.99086 | -0.17374 | 0.99088 | -0.17336 | 3.4777
112 | 0.0084296 | 0.0021124 | -0.008428 | -0.0021117 | 1.5505e-06 | 6.6007e-07 | 0.012659 | 0.012659 | 0.012659 | 0.99086 | -0.17374 | 0.99066 | -0.1776 | 3.4778
113 | 0.21499 | 0.054903 | -0.21475 | -0.054749 | 0.00024302 | 0.00015354 | 0.32322 | 0.32322 | 0.32322 | 0.99088 | -0.17336 | 0.98965 | -0.19678 | 17.7593
114 | -0.22342 | -0.057015 | 0.22374 | 0.057219 | 0.00032171 | 0.00020344 | 0.33588 | 0.33588 | 0.33588 | 0.99088 | -0.17336 | 0.99243 | -0.1436 | 18.4548
115 | 0.0041132 | 0.0010303 | -0.004113 | -0.0010304 | 2.365e-07 | -6.1364e-08 | 0.0061781 | 0.0061782 | 0.0061782 | 0.99066 | -0.1776 | 0.99059 | -0.17881 | 1.6973
116 | -0.0047156 | -0.0011813 | 0.0047157 | 0.0011813 | 9.5676e-08 | -3.6865e-09 | 0.0070982 | 0.0070981 | 0.0070982 | 0.98852 | -0.21989 | 0.98854 | -0.21946 | 1.95
117 | 0.11493 | 0.028939 | -0.11487 | -0.0289 | 6.324e-05 | 3.8754e-05 | 0.17514 | 0.17514 | 0.17514 | 0.97674 | -0.44712 | 0.97615 | -0.45863 | 9.6232
118 | -0.01123 | -0.0028142 | 0.011231 | 0.0028146 | 7.3829e-07 | 3.8953e-07 | 0.017171 | 0.017171 | 0.017171 | 0.9732 | -0.51685 | 0.97327 | -0.51547 | 4.7173
119 | 0.0038212 | 0.00095726 | -0.003821 | -0.00095733 | 2.0743e-07 | -6.8154e-08 | 0.0058456 | 0.0058457 | 0.0058457 | 0.97268 | -0.52714 | 0.97262 | -0.52828 | 1.606
120 | -0.05607 | -0.014199 | 0.056078 | 0.014203 | 8.3342e-06 | 4.3713e-06 | 0.085237 | 0.085237 | 0.085237 | 0.97944 | -0.39323 | 0.9796 | -0.39013 | 4.6834
121 | 0.0044104 | 0.0011052 | -0.0044101 | -0.0011053 | 3.672e-07 | -3.2007e-08 | 0.0067467 | 0.0067468 | 0.0067468 | 0.97273 | -0.52523 | 0.97264 | -0.52698 | 1.8535
122 | -0.029715 | -0.0074567 | 0.029736 | 0.00747 | 2.1188e-05 | 1.3221e-05 | 0.04548 | 0.04548 | 0.04548 | 0.97228 | -0.53385 | 0.97303 | -0.51891 | 12.4946
123 | 0.029715 | 0.0074567 | -0.029704 | -0.0074502 | 1.048e-05 | 6.5394e-06 | 0.04548 | 0.04548 | 0.04548 | 0.97228 | -0.53385 | 0.9719 | -0.54125 | 12.4946
124 | 0.0010134 | 0.00025384 | -0.0010134 | -0.00025399 | 1.1132e-08 | -1.464e-07 | 0.0015497 | 0.0015498 | 0.0015498 | 0.97303 | -0.51891 | 0.97302 | -0.51914 | 0.42577
125 | -0.030749 | -0.0077238 | 0.030762 | 0.007732 | 1.309e-05 | 8.1814e-06 | 0.04703 | 0.04703 | 0.04703 | 0.97303 | -0.51891 | 0.97349 | -0.51 | 12.9203
126 | 0.028267 | 0.00709 | -0.028265 | -0.0070889 | 1.7766e-06 | 1.1057e-06 | 0.04328 | 0.04328 | 0.04328 | 0.9719 | -0.54125 | 0.97184 | -0.54257 | 11.8901
127 | 0.00042461 | 0.00010618 | -0.0004246 | -0.00010642 | 2.9862e-09 | -2.3268e-07 | 0.00064927 | 0.00064935 | 0.00064935 | 0.973 | -0.51983 | 0.973 | -0.51998 | 0.17839
128 | 0.07959 | 0.019994 | -0.07959 | -0.019994 | 1.2421e-08 | 7.216e-09 | 0.12152 | 0.12152 | 0.12152 | 0.97468 | -0.48754 | 0.97468 | -0.48755 | 6.6771
129 | 0.0038792 | 0.00097212 | -0.0038791 | -0.00097215 | 9.7045e-08 | -3.1773e-08 | 0.0058917 | 0.0058917 | 0.0058917 | 0.97974 | -0.38855 | 0.97971 | -0.38908 | 1.6186
130 | 0.0039412 | 0.00098762 | -0.0039411 | -0.00098765 | 8.8161e-08 | -2.6181e-08 | 0.0059862 | 0.0059862 | 0.0059862 | 0.97967 | -0.3899 | 0.97965 | -0.39037 | 1.6446
131 | -0.0030067 | -0.00075354 | 0.003007 | 0.00075318 | 3.4284e-07 | -3.5739e-07 | 0.004517 | 0.0045168 | 0.004517 | 0.99047 | -0.18121 | 0.99059 | -0.17881 | 1.2409
132 | -0.2135 | -0.054347 | 0.21374 | 0.054496 | 0.00023492 | 0.00014841 | 0.3217 | 0.3217 | 0.3217 | 0.98846 | -0.21957 | 0.98965 | -0.19678 | 17.6759
133 | 0.2135 | 0.054347 | -0.21337 | -0.054267 | 0.00012788 | 8.0789e-05 | 0.3217 | 0.3217 | 0.3217 | 0.98846 | -0.21957 | 0.98782 | -0.232 | 17.6759
134 | 0.21236 | 0.054014 | -0.21227 | -0.053955 | 9.2631e-05 | 5.8513e-05 | 0.32018 | 0.32018 | 0.32018 | 0.98782 | -0.232 | 0.98735 | -0.24106 | 17.5924
135 | -0.17347 | -0.044006 | 0.1736 | 0.044085 | 0.00012648 | 7.9388e-05 | 0.26248 | 0.26248 | 0.26248 | 0.98414 | -0.30293 | 0.98492 | -0.28778 | 14.4221
136 | 0.0012176 | 0.00030488 | -0.0012176 | -0.00030515 | 2.9689e-08 | -2.7238e-07 | 0.0018494 | 0.0018495 | 0.0018495 | 0.9796 | -0.39013 | 0.97957 | -0.39065 | 0.50811
137 | -0.057296 | -0.014508 | 0.05731 | 0.014516 | 1.3911e-05 | 7.3629e-06 | 0.087087 | 0.087086 | 0.087087 | 0.9796 | -0.39013 | 0.97986 | -0.38508 | 4.785
138 | -0.0016744 | -0.00041965 | 0.0016745 | 0.00041949 | 3.6122e-08 | -1.5789e-07 | 0.0025658 | 0.0025658 | 0.0025658 | 0.97106 | -0.55789 | 0.97108 | -0.55743 | 0.7049
139 | 0.0020007 | 0.00050131 | -0.0020007 | -0.00050141 | 3.6372e-08 | -1.0439e-07 | 0.0030657 | 0.0030657 | 0.0030657 | 0.97108 | -0.55743 | 0.97106 | -0.55782 | 0.84223
140 | -0.0141 | -0.0035337 | 0.014103 | 0.0035353 | 2.8895e-06 | 1.645e-06 | 0.021605 | 0.021605 | 0.021605 | 0.97108 | -0.55743 | 0.9713 | -0.55313 | 5.9355
141 | 0.010425 | 0.0026129 | -0.010423 | -0.0026123 | 1.0444e-06 | 5.3337e-07 | 0.015974 | 0.015974 | 0.015974 | 0.97108 | -0.55743 | 0.97098 | -0.55954 | 4.3884
142 | -0.0012107 | -0.00030344 | 0.0012108 | 0.00030326 | 1.8814e-08 | -1.7431e-07 | 0.0018401 | 0.00184 | 0.0018401 | 0.97908 | -0.40026 | 0.9791 | -0.39993 | 0.50552
143 | -0.0032325 | -0.00080996 | 0.0032326 | 0.00080988 | 1.1098e-07 | -8.3206e-08 | 0.0049126 | 0.0049126 | 0.0049126 | 0.9791 | -0.39993 | 0.97914 | -0.39921 | 1.3496
144 | 0.026897 | 0.0067459 | -0.026894 | -0.0067442 | 2.7085e-06 | 1.6807e-06 | 0.041184 | 0.041184 | 0.041184 | 0.97184 | -0.54257 | 0.97173 | -0.54468 | 11.3144
145 | -0.014926 | -0.0037501 | 0.014929 | 0.0037514 | 2.2767e-06 | 1.3067e-06 | 0.022612 | 0.022612 | 0.022612 | 0.98238 | -0.33616 | 0.98255 | -0.33296 | 6.2121
146 | -0.016917 | -0.0042496 | 0.016918 | 0.0042502 | 1.0256e-06 | 6.0362e-07 | 0.025623 | 0.025623 | 0.025623 | 0.98255 | -0.33296 | 0.98261 | -0.33169 | 7.0392
147 | -0.0033594 | -0.00084193 | 0.0033594 | 0.00084192 | 2.2224e-08 | -1.6365e-08 | 0.0050202 | 0.0050202 | 0.0050202 | 0.99573 | -0.080915 | 0.99574 | -0.080776 | 1.3792
148 | -0.0077617 | -0.0019452 | 0.0077627 | 0.0019456 | 1.058e-06 | 4.0431e-07 | 0.011599 | 0.011599 | 0.011599 | 0.99574 | -0.080776 | 0.99588 | -0.077915 | 3.1865
149 | 0.025456 | 0.0063839 | -0.025455 | -0.0063831 | 1.2922e-06 | 7.989e-07 | 0.038983 | 0.038983 | 0.038983 | 0.97173 | -0.54468 | 0.97167 | -0.54575 | 10.7096
150 | 0.024086 | 0.0060399 | -0.024083 | -0.0060385 | 2.3071e-06 | 1.4206e-06 | 0.036886 | 0.036886 | 0.036886 | 0.97167 | -0.54575 | 0.97157 | -0.54776 | 10.1334
151 | 0.022645 | 0.0056781 | -0.022645 | -0.0056776 | 9.0389e-07 | 5.5367e-07 | 0.034684 | 0.034684 | 0.034684 | 0.97157 | -0.54776 | 0.97153 | -0.5486 | 9.5285
152 | -0.0091619 | -0.0022961 | 0.0091622 | 0.0022962 | 2.9722e-07 | 1.405e-07 | 0.014041 | 0.014041 | 0.014041 | 0.97094 | -0.56022 | 0.97098 | -0.55954 | 3.8574
153 | 0.0025194 | 0.0006313 | -0.0025194 | -0.00063133 | 1.5985e-08 | -2.5134e-08 | 0.003861 | 0.003861 | 0.003861 | 0.97094 | -0.56022 | 0.97094 | -0.56035 | 1.0607
154 | 0.0012597 | 0.00031562 | -0.0012597 | -0.0003157 | 9.6085e-09 | -7.8879e-08 | 0.0019305 | 0.0019305 | 0.0019305 | 0.97094 | -0.56035 | 0.97093 | -0.56051 | 0.53037
155 | -0.015778 | -0.0039552 | 0.015778 | 0.0039554 | 3.2335e-07 | 1.8868e-07 | 0.024172 | 0.024172 | 0.024172 | 0.9713 | -0.55313 | 0.97132 | -0.5527 | 6.6406
156 | -0.017535 | -0.0043957 | 0.017537 | 0.0043965 | 1.3671e-06 | 8.1243e-07 | 0.026864 | 0.026863 | 0.026864 | 0.97132 | -0.5527 | 0.97141 | -0.55107 | 7.3801
157 | 0.0043884 | 0.0010998 | -0.0043882 | -0.0010998 | 2.3214e-07 | -2.5688e-08 | 0.0066766 | 0.0066767 | 0.0066767 | 0.97804 | -0.42077 | 0.97798 | -0.42188 | 1.8343
158 | -0.009559 | -0.0023956 | 0.0095591 | 0.0023957 | 1.1735e-07 | 5.6537e-08 | 0.014543 | 0.014543 | 0.014543 | 0.97804 | -0.42077 | 0.97805 | -0.42051 | 3.9954
159 | -0.033281 | -0.0083607 | 0.033288 | 0.0083649 | 7.1512e-06 | 4.2034e-06 | 0.050641 | 0.05064 | 0.050641 | 0.97805 | -0.42051 | 0.97828 | -0.41601 | 6.9561
160 | -0.038998 | -0.0097962 | 0.038999 | 0.0097962 | 1.2618e-07 | 5.0744e-08 | 0.059327 | 0.059327 | 0.059327 | 0.97828 | -0.41601 | 0.97828 | -0.41594 | 3.2597
161 | -0.039898 | -0.010022 | 0.039902 | 0.010023 | 3.932e-06 | 1.623e-06 | 0.060695 | 0.060695 | 0.060695 | 0.97828 | -0.41594 | 0.97839 | -0.41387 | 3.3349
162 | -0.039902 | -0.010023 | 0.039904 | 0.010024 | 1.8287e-06 | 7.5476e-07 | 0.060695 | 0.060695 | 0.060695 | 0.97839 | -0.41387 | 0.97844 | -0.41291 | 3.3349
163 | -0.0022279 | -0.00055838 | 0.002228 | 0.00055821 | 7.2953e-08 | -1.6459e-07 | 0.0033945 | 0.0033944 | 0.0033945 | 0.97664 | -0.44802 | 0.97668 | -0.44734 | 0.93256
164 | -0.0031604 | -0.00079188 | 0.0031605 | 0.0007918 | 1.0802e-07 | -8.6361e-08 | 0.0048149 | 0.0048149 | 0.0048149 | 0.97668 | -0.44734 | 0.97671 | -0.44662 | 1.3228
165 | -0.038904 | -0.0098105 | 0.038928 | 0.0098258 | 2.416e-05 | 1.5233e-05 | 0.059292 | 0.059292 | 0.059292 | 0.97671 | -0.44662 | 0.97737 | -0.43365 | 16.289
166 | -0.041442 | -0.010456 | 0.041455 | 0.010464 | 1.3056e-05 | 8.2463e-06 | 0.063119 | 0.063119 | 0.063119 | 0.97737 | -0.43365 | 0.97771 | -0.42707 | 17.3403
167 | -0.043395 | -0.01095 | 0.043426 | 0.01097 | 3.098e-05 | 1.959e-05 | 0.066072 | 0.066072 | 0.066072 | 0.97771 | -0.42707 | 0.97847 | -0.41218 | 18.1516
168 | 0.0019223 | 0.00048143 | -0.0019222 | -0.00048151 | 2.58e-08 | -8.4534e-08 | 0.0029238 | 0.0029238 | 0.0029238 | 0.97828 | -0.41591 | 0.97826 | -0.41619 | 0.80324
169 | 0.11388 | 0.0287 | -0.11384 | -0.028674 | 4.2224e-05 | 2.5839e-05 | 0.173 | 0.173 | 0.173 | 0.97986 | -0.38508 | 0.97946 | -0.39283 | 9.5056
170 | -0.17119 | -0.043216 | 0.17125 | 0.043254 | 6.1194e-05 | 3.8404e-05 | 0.26009 | 0.26009 | 0.26009 | 0.97986 | -0.38508 | 0.98024 | -0.37762 | 14.2905
171 | 0.001806 | 0.00045255 | -0.001806 | -0.00045263 | 2.2785e-08 | -8.6997e-08 | 0.0027437 | 0.0027438 | 0.0027438 | 0.97946 | -0.39283 | 0.97945 | -0.3931 | 0.75379
172 | 0.11204 | 0.028221 | -0.11203 | -0.028215 | 1.0083e-05 | 6.1615e-06 | 0.17026 | 0.17026 | 0.17026 | 0.97946 | -0.39283 | 0.97937 | -0.39471 | 9.3548
173 | -0.17306 | -0.043707 | 0.17308 | 0.043719 | 1.9518e-05 | 1.2254e-05 | 0.26283 | 0.26283 | 0.26283 | 0.98024 | -0.37762 | 0.98036 | -0.37527 | 14.4412
174 | 0.012014 | 0.003011 | -0.012012 | -0.0030103 | 1.3428e-06 | 7.2419e-07 | 0.018253 | 0.018253 | 0.018253 | 0.97937 | -0.39471 | 0.97925 | -0.39706 | 5.0146
175 | 0.10001 | 0.025204 | -0.099981 | -0.025186 | 3.02e-05 | 1.8232e-05 | 0.152 | 0.152 | 0.152 | 0.97937 | -0.39471 | 0.97904 | -0.40103 | 8.3519
176 | 0.010684 | 0.0026773 | -0.010683 | -0.0026771 | 5.3534e-07 | 2.7448e-07 | 0.016234 | 0.016234 | 0.016234 | 0.97925 | -0.39706 | 0.97919 | -0.39811 | 4.46
177 | 0.096196 | 0.024237 | -0.096144 | -0.024206 | 5.1283e-05 | 3.0812e-05 | 0.14625 | 0.14625 | 0.14625 | 0.97904 | -0.40103 | 0.97847 | -0.41218 | 8.0358
178 | 0.0014056 | 0.00035203 | -0.0014056 | -0.00035215 | 1.7871e-08 | -1.1946e-07 | 0.0021379 | 0.002138 | 0.002138 | 0.97826 | -0.41619 | 0.97825 | -0.41646 | 0.58735
179 | 0.0043114 | 0.0010802 | -0.0043112 | -0.0010802 | 2.2519e-07 | -3.1847e-08 | 0.0065516 | 0.0065517 | 0.0065517 | 0.97919 | -0.39811 | 0.97914 | -0.39921 | 1.7999
180 | 0.012813 | 0.0032119 | -0.012811 | -0.0032111 | 1.5112e-06 | 8.3385e-07 | 0.019486 | 0.019486 | 0.019486 | 0.97847 | -0.41218 | 0.97835 | -0.41465 | 5.3532
181 | 0.039905 | 0.010025 | -0.039904 | -0.010024 | 1.3991e-06 | 5.7741e-07 | 0.060694 | 0.060695 | 0.060695 | 0.97847 | -0.41218 | 0.97844 | -0.41291 | 3.3349
182 | 0.0011201 | 0.00028061 | -0.0011201 | -0.0002807 | 8.3653e-09 | -9.1122e-08 | 0.0017038 | 0.0017038 | 0.0017038 | 0.97825 | -0.41646 | 0.97824 | -0.41662 | 0.46808
183 | 0.0005806 | 0.00014548 | -0.0005806 | -0.00014551 | 6.6556e-10 | -2.8141e-08 | 0.00088316 | 0.00088317 | 0.00088317 | 0.97824 | -0.41662 | 0.97824 | -0.41664 | 0.24263
184 | 0.0089663 | 0.0022474 | -0.008965 | -0.0022468 | 1.3051e-06 | 6.0031e-07 | 0.013637 | 0.013637 | 0.013637 | 0.97835 | -0.41465 | 0.97819 | -0.41771 | 3.7465
185 | 0.0060884 | 0.0015259 | -0.0060881 | -0.0015258 | 2.6853e-07 | 6.7068e-08 | 0.0092616 | 0.0092616 | 0.0092616 | 0.97819 | -0.41771 | 0.97814 | -0.41864 | 2.5444
186 | -0.00043302 | -0.00010852 | 0.00043302 | 0.00010852 | 2.0756e-11 | -1.5797e-09 | 0.00066354 | 0.00066354 | 0.00066354 | 0.97106 | -0.55834 | 0.97106 | -0.55833 | 0.18229
187 | -0.0011355 | -0.00028458 | 0.0011355 | 0.00028441 | 1.7001e-08 | -1.7437e-07 | 0.00174 | 0.00174 | 0.00174 | 0.97106 | -0.55833 | 0.97107 | -0.55802 | 0.47803
188 | 0.0057609 | 0.0014433 | -0.0057594 | -0.001443 | 1.466e-06 | 3.1589e-07 | 0.0088207 | 0.0088209 | 0.0088209 | 0.97181 | -0.54343 | 0.97154 | -0.54878 | 2.4233
189 | 0.020972 | 0.0052583 | -0.02097 | -0.0052572 | 1.8524e-06 | 1.1262e-06 | 0.032121 | 0.032121 | 0.032121 | 0.97153 | -0.5486 | 0.97144 | -0.55045 | 8.8246
190 | -0.0036829 | -0.00092301 | 0.0036831 | 0.00092293 | 2.0253e-07 | -8.1701e-08 | 0.0056333 | 0.0056332 | 0.0056333 | 0.97282 | -0.52437 | 0.97287 | -0.52321 | 1.5476
191 | -0.013003 | -0.0032586 | 0.01301 | 0.0032626 | 7.1759e-06 | 3.9914e-06 | 0.019887 | 0.019887 | 0.019887 | 0.97287 | -0.52321 | 0.97346 | -0.51163 | 5.4636
192 | -0.049198 | -0.012352 | 0.049212 | 0.012359 | 1.4388e-05 | 7.0996e-06 | 0.075211 | 0.07521 | 0.075211 | 0.97346 | -0.51163 | 0.97377 | -0.5055 | 4.1325
193 | 0.00065434 | 0.00016359 | -0.00065433 | -0.00016379 | 6.1738e-09 | -2.0068e-07 | 0.0010001 | 0.0010001 | 0.0010001 | 0.97346 | -0.51163 | 0.97345 | -0.51183 | 0.27476
194 | 0.035534 | 0.0089261 | -0.035528 | -0.008924 | 5.8896e-06 | 2.1156e-06 | 0.054324 | 0.054324 | 0.054324 | 0.97346 | -0.51163 | 0.97328 | -0.51511 | 2.9849
195 | -0.0502 | -0.012607 | 0.050207 | 0.01261 | 6.6569e-06 | 3.3223e-06 | 0.07672 | 0.07672 | 0.07672 | 0.97377 | -0.5055 | 0.97391 | -0.50273 | 4.2154
196 | 0.00065433 | 0.00016379 | -0.00065433 | -0.00016399 | 6.1988e-09 | -2.0146e-07 | 0.0010001 | 0.0010002 | 0.0010002 | 0.97345 | -0.51183 | 0.97344 | -0.51203 | 0.27478
197 | 0.034572 | 0.0086843 | -0.034571 | -0.0086842 | 1.4629e-07 | 5.0255e-08 | 0.052862 | 0.052862 | 0.052862 | 0.97328 | -0.51511 | 0.97328 | -0.5152 | 2.9045
198 | -0.051263 | -0.012875 | 0.051265 | 0.012876 | 2.6316e-06 | 1.3284e-06 | 0.078333 | 0.078332 | 0.078333 | 0.97391 | -0.50273 | 0.97397 | -0.50165 | 4.304
199 | 0.034571 | 0.0086842 | -0.034567 | -0.0086815 | 4.6459e-06 | 2.753e-06 | 0.052862 | 0.052862 | 0.052862 | 0.97328 | -0.5152 | 0.97314 | -0.51801 | 7.2613
200 | 0.0032825 | 0.00082266 | -0.0032825 | -0.00082268 | 2.9059e-08 | -1.9263e-08 | 0.005031 | 0.005031 | 0.005031 | 0.97088 | -0.5626 | 0.97087 | -0.56278 | 1.3821
201 | -0.0063275 | -0.0015858 | 0.0063287 | 0.0015861 | 1.1429e-06 | 3.3063e-07 | 0.0096978 | 0.0096977 | 0.0096978 | 0.97088 | -0.5626 | 0.97107 | -0.55881 | 2.6642
202 | -0.012512 | -0.0031359 | 0.012512 | 0.0031359 | 4.902e-08 | 2.6973e-08 | 0.019173 | 0.019173 | 0.019173 | 0.97107 | -0.55881 | 0.97108 | -0.55872 | 5.2674
203 | -0.019122 | -0.0047926 | 0.01913 | 0.0047969 | 7.2619e-06 | 4.3685e-06 | 0.029302 | 0.029302 | 0.029302 | 0.97108 | -0.55872 | 0.97148 | -0.55076 | 8.05
204 | -0.01913 | -0.0047969 | 0.019137 | 0.0048012 | 7.0456e-06 | 4.2381e-06 | 0.029302 | 0.029302 | 0.029302 | 0.97148 | -0.55076 | 0.97187 | -0.54303 | 8.05
205 | -0.025744 | -0.0064572 | 0.025746 | 0.006458 | 1.2587e-06 | 7.7878e-07 | 0.039419 | 0.039419 | 0.039419 | 0.97187 | -0.54303 | 0.97192 | -0.54201 | 10.8293
206 | -0.026751 | -0.0067097 | 0.026759 | 0.0067144 | 7.5263e-06 | 4.6685e-06 | 0.040958 | 0.040958 | 0.040958 | 0.97192 | -0.54201 | 0.97222 | -0.5361 | 11.2522
207 | 0.0010055 | 0.00025178 | -0.0010055 | -0.000252 | 1.6832e-08 | -2.2395e-07 | 0.0015394 | 0.0015394 | 0.0015394 | 0.97192 | -0.54201 | 0.9719 | -0.54236 | 0.42293
208 | -0.028573 | -0.0071691 | 0.02858 | 0.0071737 | 7.3238e-06 | 4.5606e-06 | 0.043735 | 0.043734 | 0.043735 | 0.97222 | -0.5361 | 0.97249 | -0.53073 | 12.015
209 | -0.33834 | -0.086443 | 0.33853 | 0.086564 | 0.00019013 | 0.00012104 | 0.50612 | 0.50612 | 0.50612 | 0.99588 | -0.077915 | 0.9965 | -0.066301 | 27.809
210 | 0.33058 | 0.084498 | -0.33042 | -0.0844 | 0.0001535 | 9.7696e-05 | 0.49452 | 0.49452 | 0.49452 | 0.99588 | -0.077915 | 0.99538 | -0.08752 | 27.1717
211 | 0.075713 | 0.019161 | -0.075545 | -0.019054 | 0.00016807 | 0.00010711 | 0.11325 | 0.11325 | 0.11325 | 0.99538 | -0.08752 | 0.99297 | -0.13388 | 31.1128
212 | 0.25471 | 0.065239 | -0.25456 | -0.065143 | 0.00015143 | 9.6012e-05 | 0.38127 | 0.38127 | 0.38127 | 0.99538 | -0.08752 | 0.99473 | -0.099798 | 20.9492
213 | 0.073682 | 0.018587 | -0.073611 | -0.018542 | 7.024e-05 | 4.4755e-05 | 0.11046 | 0.11046 | 0.11046 | 0.99297 | -0.13388 | 0.99193 | -0.15381 | 30.3458
214 | 0.25205 | 0.064513 | -0.25183 | -0.064377 | 0.00021495 | 0.00013626 | 0.37752 | 0.37752 | 0.37752 | 0.99473 | -0.099798 | 0.99381 | -0.11743 | 20.7427
215 | 0.0018792 | 0.00047088 | -0.0018792 | -0.00047098 | 2.7456e-08 | -1.0135e-07 | 0.0028191 | 0.0028191 | 0.0028191 | 0.99193 | -0.15381 | 0.99192 | -0.15412 | 0.77448
216 | 0.071732 | 0.018071 | -0.071669 | -0.018031 | 6.3496e-05 | 4.0449e-05 | 0.10764 | 0.10764 | 0.10764 | 0.99193 | -0.15381 | 0.99097 | -0.17234 | 29.5714
217 | 0.24502 | 0.06267 | -0.24489 | -0.062585 | 0.00013416 | 8.5001e-05 | 0.36732 | 0.36732 | 0.36732 | 0.99381 | -0.11743 | 0.99321 | -0.12875 | 20.1824
218 | 0.23737 | 0.0607 | -0.2372 | -0.060592 | 0.00017048 | 0.00010795 | 0.35605 | 0.35605 | 0.35605 | 0.99321 | -0.12875 | 0.99243 | -0.1436 | 19.5632
219 | -0.0027029 | -0.0006774 | 0.002703 | 0.00067716 | 1.7448e-07 | -2.4217e-07 | 0.0040872 | 0.0040871 | 0.0040872 | 0.98401 | -0.30575 | 0.98408 | -0.3044 | 1.1229
220 | -0.0046679 | -0.0011696 | 0.0046681 | 0.0011696 | 2.2784e-07 | -9.1437e-09 | 0.0070581 | 0.007058 | 0.0070581 | 0.98408 | -0.3044 | 0.98414 | -0.30337 | 1.939
221 | 0.076854 | 0.019308 | -0.076837 | -0.019298 | 1.7468e-05 | 1.0126e-05 | 0.11735 | 0.11735 | 0.11735 | 0.97468 | -0.48755 | 0.97444 | -0.49231 | 6.4477
222 | 0.076106 | 0.019115 | -0.076097 | -0.01911 | 8.8549e-06 | 5.1228e-06 | 0.11623 | 0.11623 | 0.11623 | 0.97444 | -0.49231 | 0.97432 | -0.49475 | 6.3864
223 | 0.070664 | 0.017748 | -0.070653 | -0.017742 | 1.1442e-05 | 6.5076e-06 | 0.10794 | 0.10794 | 0.10794 | 0.97432 | -0.49475 | 0.97415 | -0.49814 | 5.9305
224 | 0.069325 | 0.017409 | -0.069317 | -0.017405 | 8.0723e-06 | 4.569e-06 | 0.10591 | 0.10591 | 0.10591 | 0.97415 | -0.49814 | 0.97402 | -0.50058 | 5.8191
225 | 0.017739 | 0.0044494 | -0.017734 | -0.004446 | 5.611e-06 | 3.3376e-06 | 0.027102 | 0.027102 | 0.027102 | 0.97402 | -0.50058 | 0.97369 | -0.50722 | 7.4456
226 | 0.051578 | 0.012955 | -0.051575 | -0.012954 | 2.6296e-06 | 1.3316e-06 | 0.078806 | 0.078806 | 0.078806 | 0.97402 | -0.50058 | 0.97397 | -0.50165 | 4.33
227 | 0.033638 | 0.0084486 | -0.033626 | -0.008441 | 1.2114e-05 | 7.6011e-06 | 0.051442 | 0.051442 | 0.051442 | 0.97314 | -0.51801 | 0.97276 | -0.52556 | 14.1324
228 | 0.030828 | 0.0077398 | -0.03082 | -0.0077351 | 7.5985e-06 | 4.7499e-06 | 0.047162 | 0.047162 | 0.047162 | 0.97276 | -0.52556 | 0.97249 | -0.53073 | 12.9567
229 | 0.0020394 | 0.00051081 | -0.0020394 | -0.00051081 | 2.9752e-10 | -8.1628e-10 | 0.00312 | 0.00312 | 0.00312 | 0.97262 | -0.52828 | 0.97262 | -0.52828 | 0.85713
230 | 0.0013242 | 0.00033156 | -0.0013241 | -0.00033186 | 4.002e-08 | -2.9711e-07 | 0.0020258 | 0.0020259 | 0.0020259 | 0.97262 | -0.52828 | 0.97259 | -0.52891 | 0.55656
231 | -0.011981 | -0.0030024 | 0.011983 | 0.0030038 | 2.4281e-06 | 1.3141e-06 | 0.018317 | 0.018317 | 0.018317 | 0.97327 | -0.51547 | 0.97348 | -0.51122 | 5.0321
232 | 0.015135 | 0.0037947 | -0.015132 | -0.003793 | 2.8857e-06 | 1.668e-06 | 0.02313 | 0.02313 | 0.02313 | 0.97369 | -0.50722 | 0.97348 | -0.51122 | 6.3545
233 | -0.0052826 | -0.0013234 | 0.0052827 | 0.0013234 | 1.1785e-07 | 1.1699e-08 | 0.0079515 | 0.0079515 | 0.0079515 | 0.98854 | -0.21946 | 0.98857 | -0.21899 | 2.1845
234 | -0.0031589 | -0.0007914 | 0.0031589 | 0.00079136 | 5.4791e-08 | -4.7311e-08 | 0.0047617 | 0.0047617 | 0.0047617 | 0.98711 | -0.24728 | 0.98713 | -0.24692 | 1.3082
235 | -0.0038786 | -0.00097174 | 0.0038787 | 0.00097171 | 8.3541e-08 | -2.985e-08 | 0.0058466 | 0.0058466 | 0.0058466 | 0.98713 | -0.24692 | 0.98715 | -0.24646 | 1.6062
236 | -0.0046148 | -0.0011562 | 0.004615 | 0.0011562 | 2.2512e-07 | -1.4542e-08 | 0.0069561 | 0.0069561 | 0.0069561 | 0.98715 | -0.24646 | 0.98721 | -0.24544 | 1.911
237 | 0.022818 | 0.0057263 | -0.022815 | -0.0057246 | 2.7553e-06 | 1.684e-06 | 0.034397 | 0.034397 | 0.034397 | 0.98718 | -0.24589 | 0.98705 | -0.24843 | 9.4498
238 | -0.023887 | -0.0059941 | 0.023891 | 0.005997 | 4.7799e-06 | 2.9334e-06 | 0.036008 | 0.036008 | 0.036008 | 0.98718 | -0.24589 | 0.9874 | -0.2417 | 9.8922
239 | 0.022158 | 0.0055598 | -0.022155 | -0.0055579 | 3.133e-06 | 1.9095e-06 | 0.033406 | 0.033406 | 0.033406 | 0.98705 | -0.24843 | 0.9869 | -0.25139 | 9.1774
240 | -0.034378 | -0.0086241 | 0.034396 | 0.0086357 | 1.8488e-05 | 1.1597e-05 | 0.05181 | 0.05181 | 0.05181 | 0.9874 | -0.2417 | 0.98798 | -0.23042 | 14.2335
241 | 0.010486 | 0.0026271 | -0.010486 | -0.0026269 | 2.7493e-07 | 1.384e-07 | 0.015802 | 0.015802 | 0.015802 | 0.9874 | -0.2417 | 0.98737 | -0.24225 | 4.3413
242 | 0.021441 | 0.0053789 | -0.021438 | -0.0053775 | 2.388e-06 | 1.4505e-06 | 0.032329 | 0.032329 | 0.032329 | 0.9869 | -0.25139 | 0.98678 | -0.25373 | 8.8817
243 | -0.035028 | -0.008794 | 0.035028 | 0.0087942 | 3.2999e-07 | 2.0715e-07 | 0.052761 | 0.052761 | 0.052761 | 0.98798 | -0.23042 | 0.98799 | -0.23023 | 14.4948
244 | 0.0093794 | 0.0023496 | -0.009378 | -0.002349 | 1.4246e-06 | 6.686e-07 | 0.014135 | 0.014135 | 0.014135 | 0.98737 | -0.24225 | 0.98721 | -0.24544 | 3.8832
245 | 0.020724 | 0.0051984 | -0.020721 | -0.0051971 | 2.2323e-06 | 1.3508e-06 | 0.031252 | 0.031252 | 0.031252 | 0.98678 | -0.25373 | 0.98666 | -0.25599 | 8.5857
246 | -0.035615 | -0.0089412 | 0.035615 | 0.0089413 | 1.6334e-07 | 1.026e-07 | 0.053645 | 0.053645 | 0.053645 | 0.98799 | -0.23023 | 0.98799 | -0.23013 | 14.7376
247 | 0.004763 | 0.0011928 | -0.0047605 | -0.0011928 | 2.4229e-06 | -5.1275e-08 | 0.0071789 | 0.0071794 | 0.0071794 | 0.98721 | -0.24544 | 0.98666 | -0.25612 | 1.9724
248 | 0.020006 | 0.0050179 | -0.020004 | -0.0050166 | 2.0814e-06 | 1.2542e-06 | 0.030174 | 0.030174 | 0.030174 | 0.98666 | -0.25599 | 0.98655 | -0.25817 | 8.2894
249 | -0.036169 | -0.0090802 | 0.036193 | 0.0090956 | 2.4416e-05 | 1.5345e-05 | 0.054479 | 0.054479 | 0.054479 | 0.98799 | -0.23013 | 0.98872 | -0.21599 | 14.9669
250 | 0.0030618 | 0.0007671 | -0.0030616 | -0.00076731 | 2.2051e-07 | -2.1107e-07 | 0.0046175 | 0.0046177 | 0.0046177 | 0.98666 | -0.25612 | 0.98658 | -0.25764 | 1.2686
251 | -0.051652 | -0.012984 | 0.051657 | 0.012987 | 4.9279e-06 | 3.1259e-06 | 0.077678 | 0.077678 | 0.077678 | 0.98964 | -0.19823 | 0.98974 | -0.19623 | 21.34
252 | 0.046163 | 0.011609 | -0.046124 | -0.011584 | 3.9116e-05 | 2.4756e-05 | 0.069424 | 0.069424 | 0.069424 | 0.98964 | -0.19823 | 0.98872 | -0.21599 | 19.0726
253 | -0.061638 | -0.015489 | 0.061708 | 0.015534 | 7.0396e-05 | 4.4772e-05 | 0.092683 | 0.092683 | 0.092683 | 0.98974 | -0.19623 | 0.99097 | -0.17234 | 25.4625
254 | 0.0099303 | 0.0024883 | -0.00993 | -0.0024881 | 3.4878e-07 | 1.6982e-07 | 0.014945 | 0.014945 | 0.014945 | 0.98872 | -0.21599 | 0.98868 | -0.21673 | 4.1057
255 | 0.0099604 | 0.0024971 | -0.0099568 | -0.0024954 | 3.5258e-06 | 1.7152e-06 | 0.014956 | 0.014957 | 0.014957 | 0.99097 | -0.17234 | 0.99059 | -0.17977 | 4.109
256 | 0.0058443 | 0.0014641 | -0.0058437 | -0.001464 | 6.3024e-07 | 1.2481e-07 | 0.0087957 | 0.0087958 | 0.0087958 | 0.98868 | -0.21673 | 0.98857 | -0.21899 | 2.4164
257 | 0.0057594 | 0.001443 | -0.0057581 | -0.0014427 | 1.2925e-06 | 2.7881e-07 | 0.0088209 | 0.0088211 | 0.0088211 | 0.97154 | -0.54878 | 0.9713 | -0.55349 | 2.4234
258 | 0.0057581 | 0.0014427 | -0.0057575 | -0.0014426 | 5.9729e-07 | 1.2895e-07 | 0.0088211 | 0.0088212 | 0.0088212 | 0.9713 | -0.55349 | 0.97119 | -0.55567 | 2.4234
259 | 0.0053935 | 0.0013513 | -0.0053933 | -0.0013513 | 1.3699e-07 | 2.1477e-08 | 0.0082635 | 0.0082635 | 0.0082635 | 0.97119 | -0.55567 | 0.97116 | -0.5562 | 2.2702
260 | -0.0068572 | -0.0017182 | 0.0068576 | 0.0017184 | 4.1745e-07 | 1.3557e-07 | 0.010368 | 0.010368 | 0.010368 | 0.98414 | -0.30337 | 0.9842 | -0.30209 | 2.8484
261 | -0.0087529 | -0.0021934 | 0.0087538 | 0.0021938 | 9.2611e-07 | 4.1348e-07 | 0.013233 | 0.013233 | 0.013233 | 0.9842 | -0.30209 | 0.98431 | -0.29987 | 3.6356
262 | -0.01094 | -0.0027418 | 0.010941 | 0.0027423 | 9.6317e-07 | 4.9706e-07 | 0.016539 | 0.016539 | 0.016539 | 0.98431 | -0.29987 | 0.98441 | -0.29802 | 4.5436
263 | -0.012952 | -0.0032463 | 0.012953 | 0.0032464 | 1.0788e-07 | 5.9504e-08 | 0.019579 | 0.019579 | 0.019579 | 0.98441 | -0.29802 | 0.98442 | -0.29785 | 5.3788
264 | -0.014803 | -0.0037102 | 0.014806 | 0.0037119 | 2.8921e-06 | 1.6551e-06 | 0.022376 | 0.022376 | 0.022376 | 0.98442 | -0.29785 | 0.98463 | -0.29375 | 6.1473
265 | -0.018592 | -0.0046605 | 0.018598 | 0.0046642 | 6.2266e-06 | 3.7174e-06 | 0.028097 | 0.028097 | 0.028097 | 0.98463 | -0.29375 | 0.98499 | -0.28672 | 7.7189
266 | 0.0037854 | 0.00094865 | -0.0037853 | -0.00094869 | 9.7014e-08 | -3.8453e-08 | 0.0057207 | 0.0057207 | 0.0057207 | 0.98463 | -0.29375 | 0.9846 | -0.29429 | 1.5716
267 | 0.0040246 | 0.0010083 | -0.0040246 | -0.0010083 | 3.2535e-08 | -9.0523e-09 | 0.0060798 | 0.0060798 | 0.0060798 | 0.98499 | -0.28672 | 0.98498 | -0.28689 | 1.6703
268 | -0.022622 | -0.0056725 | 0.02263 | 0.0056774 | 7.9103e-06 | 4.8326e-06 | 0.034177 | 0.034177 | 0.034177 | 0.98499 | -0.28672 | 0.98536 | -0.27939 | 9.3892
269 | 0.0018907 | 0.00047386 | -0.0018907 | -0.00047386 | 6.0791e-10 | -2.1373e-09 | 0.0028574 | 0.0028574 | 0.0028574 | 0.9846 | -0.29429 | 0.9846 | -0.29429 | 0.78501
270 | 0.001837 | 0.00046006 | -0.0018369 | -0.00046037 | 8.4061e-08 | -3.1666e-07 | 0.0027751 | 0.0027752 | 0.0027752 | 0.98498 | -0.28689 | 0.98493 | -0.28785 | 0.76241
271 | -0.02446 | -0.006136 | 0.024463 | 0.0061376 | 2.5655e-06 | 1.578e-06 | 0.03694 | 0.03694 | 0.03694 | 0.98536 | -0.27939 | 0.98548 | -0.27719 | 10.1483
272 | -0.026294 | -0.0065965 | 0.026295 | 0.0065974 | 1.4074e-06 | 8.7042e-07 | 0.039705 | 0.039705 | 0.039705 | 0.98548 | -0.27719 | 0.98553 | -0.27606 | 10.9079
273 | 0.21024 | 0.053446 | -0.21011 | -0.053368 | 0.00012276 | 7.7529e-05 | 0.31712 | 0.31712 | 0.31712 | 0.98735 | -0.24106 | 0.98672 | -0.25319 | 17.424
274 | 0.0020344 | 0.00050975 | -0.0020344 | -0.00050986 | 3.8418e-08 | -1.1479e-07 | 0.003066 | 0.0030661 | 0.0030661 | 0.98735 | -0.24106 | 0.98733 | -0.24145 | 0.84232
275 | 0.20914 | 0.053123 | -0.2091 | -0.053097 | 4.2143e-05 | 2.6611e-05 | 0.31564 | 0.31564 | 0.31564 | 0.98672 | -0.25319 | 0.9865 | -0.25738 | 17.3431
276 | 0.001026 | 0.00025715 | -0.001026 | -0.00025715 | 4.1673e-11 | -6.02e-10 | 0.0015464 | 0.0015464 | 0.0015464 | 0.98733 | -0.24145 | 0.98733 | -0.24145 | 0.42482
277 | 0.20804 | 0.052832 | -0.20803 | -0.052825 | 1.0805e-05 | 6.8217e-06 | 0.31405 | 0.31405 | 0.31405 | 0.9865 | -0.25738 | 0.98644 | -0.25845 | 17.2556
278 | 0.20705 | 0.052581 | -0.20694 | -0.052512 | 0.00010925 | 6.8971e-05 | 0.31258 | 0.31258 | 0.31258 | 0.98644 | -0.25845 | 0.98588 | -0.26943 | 17.1747
279 | -0.17564 | -0.044596 | 0.1757 | 0.044634 | 6.1406e-05 | 3.8561e-05 | 0.26556 | 0.26556 | 0.26556 | 0.98492 | -0.28778 | 0.9853 | -0.28052 | 14.591
280 | -0.17774 | -0.045145 | 0.17781 | 0.04519 | 7.0885e-05 | 4.4532e-05 | 0.26863 | 0.26863 | 0.26863 | 0.9853 | -0.28052 | 0.98573 | -0.27223 | 14.7602
281 | -0.17879 | -0.045435 | 0.17881 | 0.045451 | 2.4184e-05 | 1.5196e-05 | 0.27011 | 0.27011 | 0.27011 | 0.98573 | -0.27223 | 0.98588 | -0.26943 | 14.8415
282 | 0.028133 | 0.0070612 | -0.028124 | -0.0070557 | 8.9056e-06 | 5.5317e-06 | 0.042466 | 0.042466 | 0.042466 | 0.98588 | -0.26943 | 0.98553 | -0.27606 | 11.6665
283 | -0.0036239 | -0.00090799 | 0.0036241 | 0.00090793 | 1.4538e-07 | -6.2504e-08 | 0.005553 | 0.0055529 | 0.005553 | 0.97108 | -0.55785 | 0.97112 | -0.557 | 1.5255
284 | 0.0014888 | 0.00037288 | -0.0014888 | -0.00037295 | 1.2406e-08 | -7.0702e-08 | 0.0022813 | 0.0022813 | 0.0022813 | 0.97108 | -0.55785 | 0.97107 | -0.55802 | 0.62672
285 | -0.0045573 | -0.0011418 | 0.0045574 | 0.0011418 | 7.8029e-08 | -2.8603e-09 | 0.0069829 | 0.0069829 | 0.0069829 | 0.97112 | -0.557 | 0.97114 | -0.55664 | 1.9184
286 | -0.0048727 | -0.0012208 | 0.0048728 | 0.0012208 | 1.032e-07 | 4.9588e-09 | 0.0074659 | 0.0074659 | 0.0074659 | 0.97114 | -0.55664 | 0.97116 | -0.5562 | 2.0511
287 | -0.0041682 | -0.0010445 | 0.0041682 | 0.0010445 | 5.9737e-08 | -1.3093e-08 | 0.0062911 | 0.0062911 | 0.0062911 | 0.98588 | -0.27132 | 0.98589 | -0.27102 | 1.7283
288 | 0.0023942 | 0.00059992 | -0.0023941 | -0.00060002 | 5.2759e-08 | -1.0362e-07 | 0.0036135 | 0.0036136 | 0.0036136 | 0.98588 | -0.27132 | 0.98585 | -0.27179 | 0.99274
289 | -0.0058663 | -0.0014701 | 0.0058664 | 0.0014701 | 5.4306e-08 | 1.12e-08 | 0.008854 | 0.008854 | 0.008854 | 0.98589 | -0.27102 | 0.9859 | -0.27083 | 2.4324
290 | -0.0076289 | -0.0019118 | 0.0076292 | 0.001912 | 3.1584e-07 | 1.2112e-07 | 0.011514 | 0.011514 | 0.011514 | 0.9859 | -0.27083 | 0.98595 | -0.26996 | 3.1632
291 | -0.0093286 | -0.0023379 | 0.0093287 | 0.0023379 | 1.6543e-07 | 7.7491e-08 | 0.014079 | 0.014079 | 0.014079 | 0.98595 | -0.26996 | 0.98597 | -0.26959 | 3.8678
292 | -0.011089 | -0.0027792 | 0.01109 | 0.0027794 | 3.9361e-07 | 2.0412e-07 | 0.016736 | 0.016736 | 0.016736 | 0.98597 | -0.26959 | 0.986 | -0.26884 | 4.5978
293 | 0.016614 | 0.0041649 | -0.016613 | -0.0041641 | 1.4077e-06 | 8.2469e-07 | 0.025068 | 0.025068 | 0.025068 | 0.98621 | -0.26475 | 0.98612 | -0.26653 | 6.8868
294 | -0.018569 | -0.0046548 | 0.018573 | 0.0046571 | 3.959e-06 | 2.3621e-06 | 0.028017 | 0.028017 | 0.028017 | 0.98621 | -0.26475 | 0.98644 | -0.26028 | 7.697
295 | 0.014915 | 0.0037385 | -0.014913 | -0.0037378 | 1.299e-06 | 7.4412e-07 | 0.022506 | 0.022506 | 0.022506 | 0.98612 | -0.26653 | 0.98603 | -0.26836 | 6.1829
296 | -0.019287 | -0.0048362 | 0.019289 | 0.0048374 | 1.9346e-06 | 1.1603e-06 | 0.029095 | 0.029095 | 0.029095 | 0.98644 | -0.26028 | 0.98655 | -0.25817 | 7.9931
297 | 0.012787 | 0.003205 | -0.012787 | -0.0032048 | 2.9635e-07 | 1.626e-07 | 0.019298 | 0.019298 | 0.019298 | 0.98603 | -0.26836 | 0.986 | -0.26884 | 5.3015
298 | 0.0023201 | 0.00058147 | -0.0023201 | -0.00058147 | 1.8732e-09 | -3.8347e-09 | 0.0035295 | 0.0035295 | 0.0035295 | 0.97814 | -0.41864 | 0.97814 | -0.41865 | 0.96964
299 | 0.019212 | 0.0048166 | -0.019211 | -0.0048163 | 5.6488e-07 | 3.3999e-07 | 0.029429 | 0.029429 | 0.029429 | 0.97144 | -0.55045 | 0.97141 | -0.55107 | 8.0849
300 | -0.0019499 | -0.00048869 | 0.0019499 | 0.00048861 | 2.443e-08 | -7.7869e-08 | 0.0029618 | 0.0029618 | 0.0029618 | 0.97963 | -0.39063 | 0.97965 | -0.39037 | 0.81368
301 | 0.0018922 | 0.00047418 | -0.0018922 | -0.00047423 | 1.3201e-08 | -4.5219e-08 | 0.0028739 | 0.0028739 | 0.0028739 | 0.97971 | -0.38908 | 0.9797 | -0.38922 | 0.78954

## res_trafo
| p_hv_mw | q_hv_mvar | p_lv_mw | q_lv_mvar | pl_mw | ql_mvar | i_hv_ka | i_lv_ka | vm_hv_pu | va_hv_degree | vm_lv_pu | va_lv_degree | loading_percent
0 | -1.2729e-15 | -1.3162e-15 | 0.00165 | 1.2699e-07 | 0.00165 | 1.2699e-07 | 5.2857e-17 | 0.0023815 | 0.99998 | 149.9956 | 1 | 0 | 0.2619

## res_ext_grid
| p_mw | q_mvar
0 | 0.55623 | 0.14286

## res_load
| p_mw | q_mvar
0 | 0.0089674 | 0.0022474
1 | 0.0065316 | 0.001637
2 | 0.016268 | 0.0040771
3 | 0.0047027 | 0.0011786
4 | 0.0051883 | 0.0013003
5 | 0.001295 | 0.00032455
6 | 0.0060816 | 0.0015242
7 | 0.0052176 | 0.0013077
8 | 0.0025359 | 0.00063555
9 | 0.0043782 | 0.0010973
10 | 0.0021811 | 0.00054664
11 | 0.0009928 | 0.00024882
12 | 0.0032054 | 0.00080335
13 | 0.0006295 | 0.00015777
14 | 0.0020171 | 0.00050554
15 | 0.0017901 | 0.00044865
16 | 0.0020098 | 0.0005037
17 | 0.0012541 | 0.0003143
18 | 0.0044108 | 0.0011055
19 | 0.0032879 | 0.00082404
20 | 0.0054586 | 0.0013681
21 | 0.0011685 | 0.00029285
22 | 0.0029653 | 0.00074316
23 | 0.0093465 | 0.0023425
24 | 0.0009448 | 0.00023679
25 | 0.00087908 | 0.00022032
26 | 0.0023629 | 0.00059219
27 | 0.0030737 | 0.00077034
28 | 0.0053877 | 0.0013503
29 | 0.00075407 | 0.00018899
30 | 0.0019678 | 0.00049319
31 | 0.0019422 | 0.00048676
32 | 0.0081882 | 0.0020521
33 | 0.0035467 | 0.00088889
34 | 0.0020423 | 0.00051186
35 | 0.00033592 | 8.419e-05
36 | 0.0013276 | 0.00033272
37 | 0.011802 | 0.0029579
38 | 0.0038203 | 0.00095745
39 | 0.0011277 | 0.00028262
40 | 0.0011277 | 0.00028262
41 | 0.00018921 | 4.7419e-05
42 | 0.00067838 | 0.00017002
43 | 0.0015162 | 0.00037999
44 | 0.0016806 | 0.0004212
45 | 0.0015496 | 0.00038837
46 | 0.00088879 | 0.00022275
47 | 0.00098739 | 0.00024746
48 | 0.0031815 | 0.00079735
49 | 0.0066646 | 0.0016703
50 | 0.0037502 | 0.0009399
51 | 0.0015763 | 0.00039506
52 | 0.0066822 | 0.0016747
53 | 0.0043148 | 0.0010814
54 | 0.00058141 | 0.00014572
55 | 0.0025683 | 0.00064368
56 | 0.0019695 | 0.0004936
57 | 0.00093454 | 0.00023422
58 | 0.0044101 | 0.0011053
59 | 0.0014371 | 0.00036017
60 | 0.00043525 | 0.00010908
61 | 0.0040998 | 0.0010275
62 | 0.0017541 | 0.00043962
63 | 0.0019345 | 0.00048484
64 | 0.0018799 | 0.00047114
65 | 0.0030067 | 0.00075354
66 | 0.001106 | 0.00027719
67 | 0.001011 | 0.00025339
68 | 0.0010084 | 0.00025273
69 | 0.0020458 | 0.00051274
70 | 0.002035 | 0.00051001
71 | 0.0016744 | 0.00041965
72 | 0.0012107 | 0.00030344
73 | 0.0020217 | 0.0005067
74 | 0.0010134 | 0.00025399
75 | 0.0011066 | 0.00027733
76 | 0.0013687 | 0.00034304
77 | 0.0004246 | 0.00010642
78 | 0.00148 | 0.00037091
79 | 0.001988 | 0.00049824
80 | 0.0029424 | 0.00073745
81 | 0.00091181 | 0.00022852
82 | 0.0033594 | 0.00084193
83 | 0.0044023 | 0.0011033
84 | 0.0014375 | 0.00036028
85 | 0.0013696 | 0.00034325
86 | 0.0014378 | 0.00036034
87 | 0.0066425 | 0.0016648
88 | 0.0012613 | 0.00031611
89 | 0.0012597 | 0.0003157
90 | 0.0012597 | 0.0003157
91 | 0.0020007 | 0.00050141
92 | 0.0016753 | 0.00041986
93 | 0.0017571 | 0.00044038
94 | 0.0051706 | 0.0012959
95 | 0.0043882 | 0.0010998
96 | 0.0057108 | 0.0014312
97 | 0.00089954 | 0.00022545
98 | 0.0022279 | 0.00055838
99 | 0.00093236 | 0.00023367
100 | 0.0025137 | 0.00063
101 | 0.0019404 | 0.0004863
102 | 0.00059845 | 0.00014999
103 | 0.0018071 | 0.00045291
104 | 0.0012176 | 0.00030515
105 | 0.0013287 | 0.00033299
106 | 0.0037857 | 0.00094879
107 | 0.001806 | 0.00045263
108 | 0.00051666 | 0.00012949
109 | 0.00132 | 0.00033083
110 | 0.0063717 | 0.0015969
111 | 0.00028544 | 7.1537e-05
112 | 0.00053952 | 0.00013522
113 | 0.0005806 | 0.00014551
114 | 0.0038451 | 0.00096368
115 | 0.0028766 | 0.00072094
116 | 0.0010786 | 0.00027031
117 | 0.00043302 | 0.00010852
118 | 0.0007025 | 0.00017606
119 | 0.0009164 | 0.00022967
120 | 0.001673 | 0.00041928
121 | 0.0036829 | 0.00092301
122 | 0.0093195 | 0.0023357
123 | 0.00098795 | 0.0002476
124 | 0.0009564 | 0.0002397
125 | 0.0010556 | 0.00026456
126 | 0.00065433 | 0.00016399
127 | 0.003045 | 0.00076314
128 | 0.0032825 | 0.00082268
129 | 0.0061837 | 0.0015498
130 | 0.00661 | 0.0016566
131 | 0.0066076 | 0.001656
132 | 0.0018142 | 0.00045468
133 | 0.0010055 | 0.000252
134 | 0.0025026 | 0.00062721
135 | 0.0018631 | 0.00046693
136 | 0.0025128 | 0.00062976
137 | 0.0068104 | 0.0017068
138 | 0.0075227 | 0.0018854
139 | 0.0067657 | 0.0016956
140 | 0.0027029 | 0.0006774
141 | 0.0019648 | 0.00049243
142 | 0.0027356 | 0.00068562
143 | 0.000731 | 0.00018321
144 | 0.0054325 | 0.0013615
145 | 0.0013276 | 0.00033272
146 | 0.00092907 | 0.00023285
147 | 0.0027977 | 0.00070117
148 | 0.00030992 | 7.7673e-05
149 | 0.0022402 | 0.00056144
150 | 0.0017816 | 0.00044652
151 | 0.0007152 | 0.00017925
152 | 0.0013241 | 0.00033186
153 | 0.00074936 | 0.00018781
154 | 0.0025988 | 0.00065132
155 | 0.0031492 | 0.00078928
156 | 0.00056694 | 0.00014209
157 | 0.00072038 | 0.00018054
158 | 0.00071973 | 0.00018038
159 | 0.00073608 | 0.00018448
160 | 0.0010685 | 0.0002678
161 | 0.00065762 | 0.00016482
162 | 0.00071398 | 0.00017894
163 | 0.00063152 | 0.00015827
164 | 0.0011065 | 0.00027731
165 | 0.00071447 | 0.00017906
166 | 0.00058671 | 0.00014704
167 | 0.00071509 | 0.00017922
168 | 0.00055412 | 0.00013887
169 | 0.0016987 | 0.00042574
170 | 0.0054892 | 0.0013757
171 | 0.009981 | 0.0025015
172 | 0.0040857 | 0.001024
173 | 0.0099568 | 0.0024954
174 | 0.00056093 | 0.00014058
175 | 0.0018792 | 0.00047098
176 | 0.00036403 | 9.1235e-05
177 | 0.0021891 | 0.00054865
178 | 0.0018953 | 0.000475
179 | 0.0021865 | 0.000548
180 | 0.0020111 | 0.00050403
181 | 0.0018508 | 0.00046385
182 | 0.0018946 | 0.00047483
183 | 0.0021876 | 0.00054826
184 | 0.0018299 | 0.00045862
185 | 0.0018907 | 0.00047386
186 | 0.0018369 | 0.00046037
187 | 0.0018312 | 0.00045893
188 | 0.00097664 | 0.00024477
189 | 0.0010083 | 0.00025272
190 | 0.0010557 | 0.00026457
191 | 0.001026 | 0.00025715
192 | 0.00097554 | 0.00024449
193 | 0.0020358 | 0.00051022
194 | 0.0020386 | 0.00051093
195 | 0.00098038 | 0.00024571
196 | 0.0018288 | 0.00045834
197 | 0.0021351 | 0.00053511
198 | 0.00093323 | 0.00023389
199 | 0.00035327 | 8.8537e-05
200 | 0.00031529 | 7.9018e-05
201 | 0.00052055 | 0.00013046
202 | 0.001774 | 0.00044461
203 | 0.0016981 | 0.00042559
204 | 0.0023941 | 0.00060002
205 | 0.0017625 | 0.00044173
206 | 0.0016993 | 0.00042589
207 | 0.0017606 | 0.00044124
208 | 0.0030616 | 0.00076731
209 | 0.0019546 | 0.00048986
210 | 0.0016981 | 0.00042559
211 | 0.0007146 | 0.00017909
212 | 0.0021258 | 0.00053278
213 | 0.00071509 | 0.00017922
214 | 0.0016975 | 0.00042543
215 | 0.003768 | 0.00094435
216 | 0.0023201 | 0.00058147
217 | 0.0017577 | 0.00044052
218 | 0.0016748 | 0.00041975
219 | 0.0019499 | 0.00048869
220 | 0.0019912 | 0.00049904
221 | 0.0019869 | 0.00049797
222 | 0.0018922 | 0.00047423

## dtypes
| element | column | dtype
0 | bus | name | object
1 | bus | vn_kv | float64
2 | bus | type | object
3 | bus | zone | object
4 | bus | in_service | bool
5 | load | name | object
6 | load | bus | uint32
7 | load | p_mw | float64
8 | load | q_mvar | float64
9 | load | const_z_percent | float64
10 | load | const_i_percent | float64
11 | load | sn_mva | float64
12 | load | scaling | float64
13 | load | in_service | bool
14 | load | type | object
15 | ext_grid | name | object
16 | ext_grid | bus | uint32
17 | ext_grid | vm_pu | float64
18 | ext_grid | va_degree | float64
19 | ext_grid | slack_weight | float64
20 | ext_grid | in_service | bool
21 | line | name | object
22 | line | std_type | object
23 | line | from_bus | uint32
24 | line | to_bus | uint32
25 | line | length_km | float64
26 | line | r_ohm_per_km | float64
27 | line | x_ohm_per_km | float64
28 | line | c_nf_per_km | float64
29 | line | g_us_per_km | float64
30 | line | max_i_ka | float64
31 | line | df | float64
32 | line | parallel | uint32
33 | line | type | object
34 | line | in_service | bool
35 | trafo | name | object
36 | trafo | std_type | object
37 | trafo | hv_bus | uint32
38 | trafo | lv_bus | uint32
39 | trafo | sn_mva | float64
40 | trafo | vn_hv_kv | float64
41 | trafo | vn_lv_kv | float64
42 | trafo | vk_percent | float64
43 | trafo | vkr_percent | float64
44 | trafo | pfe_kw | float64
45 | trafo | i0_percent | float64
46 | trafo | shift_degree | float64
47 | trafo | tap_side | object
48 | trafo | tap_neutral | int32
49 | trafo | tap_min | int32
50 | trafo | tap_max | int32
51 | trafo | tap_step_percent | float64
52 | trafo | tap_step_degree | float64
53 | trafo | tap_pos | int32
54 | trafo | tap_phase_shifter | bool
55 | trafo | parallel | uint32
56 | trafo | df | float64
57 | trafo | in_service | bool
58 | line_geodata | coords | object
59 | bus_geodata | x | float64
60 | bus_geodata | y | float64
61 | bus_geodata | coords | object
62 | res_bus | vm_pu | float64
63 | res_bus | va_degree | float64
64 | res_bus | p_mw | float64
65 | res_bus | q_mvar | float64
66 | res_line | p_from_mw | float64
67 | res_line | q_from_mvar | float64
68 | res_line | p_to_mw | float64
69 | res_line | q_to_mvar | float64
70 | res_line | pl_mw | float64
71 | res_line | ql_mvar | float64
72 | res_line | i_from_ka | float64
73 | res_line | i_to_ka | float64
74 | res_line | i_ka | float64
75 | res_line | vm_from_pu | float64
76 | res_line | va_from_degree | float64
77 | res_line | vm_to_pu | float64
78 | res_line | va_to_degree | float64
79 | res_line | loading_percent | float64
80 | res_trafo | p_hv_mw | float64
81 | res_trafo | q_hv_mvar | float64
82 | res_trafo | p_lv_mw | float64
83 | res_trafo | q_lv_mvar | float64
84 | res_trafo | pl_mw | float64
85 | res_trafo | ql_mvar | float64
86 | res_trafo | i_hv_ka | float64
87 | res_trafo | i_lv_ka | float64
88 | res_trafo | vm_hv_pu | float64
89 | res_trafo | va_hv_degree | float64
90 | res_trafo | vm_lv_pu | float64
91 | res_trafo | va_lv_degree | float64
92 | res_trafo | loading_percent | float64
93 | res_ext_grid | p_mw | float64
94 | res_ext_grid | q_mvar | float64
95 | res_load | p_mw | float64
96 | res_load | q_mvar | float64

## parameters
| version | format_version | converged | OPF_converged | name | f_hz | sn_mva
0 | 2.14.6 | 2.14.0 | TRUE | FALSE |  | 50 | 1