## bus
| name | vn_kv | type | zone | in_service
0 | bus_LV_2295-2_0_5_node_0 | 0.4 | n |  | TRUE
1 | bus_LV_2295-2_0_5_node_1 | 0.4 | n |  | TRUE
2 | bus_LV_2295-2_0_5_node_2 | 0.4 | n |  | TRUE
3 | bus_LV_2295-2_0_5_node_3 | 0.4 | n |  | TRUE
4 | bus_LV_2295-2_0_5_node_4 | 0.4 | n |  | TRUE
5 | bus_LV_2295-2_0_5_node_95 | 0.4 | n |  | TRUE
6 | bus_LV_2295-2_0_5_node_96 | 0.4 | n |  | TRUE
7 | bus_LV_2295-2_0_5_node_11 | 0.4 | n |  | TRUE
8 | bus_LV_2295-2_0_5_node_25 | 0.4 | n |  | TRUE
9 | bus_LV_2295-2_0_5_node_94 | 0.4 | n |  | TRUE
10 | bus_LV_2295-2_0_5_node_5 | 0.4 | n |  | TRUE
11 | bus_LV_2295-2_0_5_node_20 | 0.4 | n |  | TRUE
12 | bus_LV_2295-2_0_5_node_6 | 0.4 | n |  | TRUE
13 | bus_LV_2295-2_0_5_node_19 | 0.4 | n |  | TRUE
14 | bus_LV_2295-2_0_5_node_7 | 0.4 | n |  | TRUE
15 | bus_LV_2295-2_0_5_node_8 | 0.4 | n |  | TRUE
16 | bus_LV_2295-2_0_5_node_133 | 0.4 | n |  | TRUE
17 | bus_LV_2295-2_0_5_node_132 | 0.4 | n |  | TRUE
18 | bus_LV_2295-2_0_5_node_9 | 0.4 | n |  | TRUE
19 | bus_LV_2295-2_0_5_node_10 | 0.4 | n |  | TRUE
20 | bus_LV_2295-2_0_5_node_12 | 0.4 | n |  | TRUE
21 | bus_LV_2295-2_0_5_node_13 | 0.4 | n |  | TRUE
22 | bus_LV_2295-2_0_5_node_14 | 0.4 | n |  | TRUE
23 | bus_LV_2295-2_0_5_node_15 | 0.4 | n |  | TRUE
24 | bus_LV_2295-2_0_5_node_21 | 0.4 | n |  | TRUE
25 | bus_LV_2295-2_0_5_node_16 | 0.4 | n |  | TRUE
26 | bus_LV_2295-2_0_5_node_22 | 0.4 | n |  | TRUE
27 | bus_LV_2295-2_0_5_node_17 | 0.4 | n |  | TRUE
28 | bus_LV_2295-2_0_5_node_18 | 0.4 | n |  | TRUE
29 | bus_LV_2295-2_0_5_node_23 | 0.4 | n |  | TRUE
30 | bus_LV_2295-2_0_5_node_24 | 0.4 | n |  | TRUE
31 | bus_LV_2295-2_0_5_node_26 | 0.4 | n |  | TRUE
32 | bus_LV_2295-2_0_5_node_134 | 0.4 | n |  | TRUE
33 | bus_LV_2295-2_0_5_node_27 | 0.4 | n |  | TRUE
34 | bus_LV_2295-2_0_5_node_28 | 0.4 | n |  | TRUE
35 | bus_LV_2295-2_0_5_node_29 | 0.4 | n |  | TRUE
36 | bus_LV_2295-2_0_5_node_30 | 0.4 | n |  | TRUE
37 | bus_LV_2295-2_0_5_node_31 | 0.4 | n |  | TRUE
38 | bus_LV_2295-2_0_5_node_41 | 0.4 | n |  | TRUE
39 | bus_LV_2295-2_0_5_node_43 | 0.4 | n |  | TRUE
40 | bus_LV_2295-2_0_5_node_39 | 0.4 | n |  | TRUE
41 | bus_LV_2295-2_0_5_node_42 | 0.4 | n |  | TRUE
42 | bus_LV_2295-2_0_5_node_55 | 0.4 | n |  | TRUE
43 | bus_LV_2295-2_0_5_node_40 | 0.4 | n |  | TRUE
44 | bus_LV_2295-2_0_5_node_68 | 0.4 | n |  | TRUE
45 | bus_LV_2295-2_0_5_node_32 | 0.4 | n |  | TRUE
46 | bus_LV_2295-2_0_5_node_33 | 0.4 | n |  | TRUE
47 | bus_LV_2295-2_0_5_node_34 | 0.4 | n |  | TRUE
48 | bus_LV_2295-2_0_5_node_35 | 0.4 | n |  | TRUE
49 | bus_LV_2295-2_0_5_node_36 | 0.4 | n |  | TRUE
50 | bus_LV_2295-2_0_5_node_47 | 0.4 | n |  | TRUE
51 | bus_LV_2295-2_0_5_node_64 | 0.4 | n |  | TRUE
52 | bus_LV_2295-2_0_5_node_49 | 0.4 | n |  | TRUE
53 | bus_LV_2295-2_0_5_node_50 | 0.4 | n |  | TRUE
54 | bus_LV_2295-2_0_5_node_45 | 0.4 | n |  | TRUE
55 | bus_LV_2295-2_0_5_node_52 | 0.4 | n |  | TRUE
56 | bus_LV_2295-2_0_5_node_54 | 0.4 | n |  | TRUE
57 | bus_LV_2295-2_0_5_node_51 | 0.4 | n |  | TRUE
58 | bus_LV_2295-2_0_5_node_53 | 0.4 | n |  | TRUE
59 | bus_LV_2295-2_0_5_node_56 | 0.4 | n |  | TRUE
60 | bus_LV_2295-2_0_5_node_65 | 0.4 | n |  | TRUE
61 | bus_LV_2295-2_0_5_node_37 | 0.4 | n |  | TRUE
62 | bus_LV_2295-2_0_5_node_38 | 0.4 | n |  | TRUE
63 | bus_LV_2295-2_0_5_node_44 | 0.4 | n |  | TRUE
64 | bus_LV_2295-2_0_5_node_46 | 0.4 | n |  | TRUE
65 | bus_LV_2295-2_0_5_node_48 | 0.4 | n |  | TRUE
66 | bus_LV_2295-2_0_5_node_57 | 0.4 | n |  | TRUE
67 | bus_LV_2295-2_0_5_node_90 | 0.4 | n |  | TRUE
68 | bus_LV_2295-2_0_5_node_88 | 0.4 | n |  | TRUE
69 | bus_LV_2295-2_0_5_node_58 | 0.4 | n |  | TRUE
70 | bus_LV_2295-2_0_5_node_92 | 0.4 | n |  | TRUE
71 | bus_LV_2295-2_0_5_node_89 | 0.4 | n |  | TRUE
72 | bus_LV_2295-2_0_5_node_59 | 0.4 | n |  | TRUE
73 | bus_LV_2295-2_0_5_node_60 | 0.4 | n |  | TRUE
74 | bus_LV_2295-2_0_5_node_61 | 0.4 | n |  | TRUE
75 | bus_LV_2295-2_0_5_node_63 | 0.4 | n |  | TRUE
76 | bus_LV_2295-2_0_5_node_62 | 0.4 | n |  | TRUE
77 | bus_LV_2295-2_0_5_node_71 | 0.4 | n |  | TRUE
78 | bus_LV_2295-2_0_5_node_69 | 0.4 | n |  | TRUE
79 | bus_LV_2295-2_0_5_node_70 | 0.4 | n |  | TRUE
80 | bus_LV_2295-2_0_5_node_117 | 0.4 | n |  | TRUE
81 | bus_LV_2295-2_0_5_node_130 | 0.4 | n |  | TRUE
82 | bus_LV_2295-2_0_5_node_66 | 0.4 | n |  | TRUE
83 | bus_LV_2295-2_0_5_node_67 | 0.4 | n |  | TRUE
84 | bus_LV_2295-2_0_5_node_122 | 0.4 | n |  | TRUE
85 | bus_LV_2295-2_0_5_node_131 | 0.4 | n |  | TRUE
86 | bus_LV_2295-2_0_5_node_123 | 0.4 | n |  | TRUE
87 | bus_LV_2295-2_0_5_node_128 | 0.4 | n |  | TRUE
88 | bus_LV_2295-2_0_5_node_72 | 0.4 | n |  | TRUE
89 | bus_LV_2295-2_0_5_node_73 | 0.4 | n |  | TRUE
90 | bus_LV_2295-2_0_5_node_74 | 0.4 | n |  | TRUE
91 | bus_LV_2295-2_0_5_node_75 | 0.4 | n |  | TRUE
92 | bus_LV_2295-2_0_5_node_78 | 0.4 | n |  | TRUE
93 | bus_LV_2295-2_0_5_node_79 | 0.4 | n |  | TRUE
94 | bus_LV_2295-2_0_5_node_93 | 0.4 | n |  | TRUE
95 | bus_LV_2295-2_0_5_node_91 | 0.4 | n |  | TRUE
96 | bus_LV_2295-2_0_5_node_77 | 0.4 | n |  | TRUE
97 | bus_LV_2295-2_0_5_node_100 | 0.4 | n |  | TRUE
98 | bus_LV_2295-2_0_5_node_76 | 0.4 | n |  | TRUE
99 | bus_LV_2295-2_0_5_node_116 | 0.4 | n |  | TRUE
100 | bus_LV_2295-2_0_5_node_114 | 0.4 | n |  | TRUE
101 | bus_LV_2295-2_0_5_node_84 | 0.4 | n |  | TRUE
102 | bus_LV_2295-2_0_5_node_98 | 0.4 | n |  | TRUE
103 | bus_LV_2295-2_0_5_node_80 | 0.4 | n |  | TRUE
104 | bus_LV_2295-2_0_5_node_119 | 0.4 | n |  | TRUE
105 | bus_LV_2295-2_0_5_node_118 | 0.4 | n |  | TRUE
106 | bus_LV_2295-2_0_5_node_81 | 0.4 | n |  | TRUE
107 | bus_LV_2295-2_0_5_node_83 | 0.4 | n |  | TRUE
108 | bus_LV_2295-2_0_5_node_121 | 0.4 | n |  | TRUE
109 | bus_LV_2295-2_0_5_node_97 | 0.4 | n |  | TRUE
110 | bus_LV_2295-2_0_5_node_101 | 0.4 | n |  | TRUE
111 | bus_LV_2295-2_0_5_node_85 | 0.4 | n |  | TRUE
112 | bus_LV_2295-2_0_5_node_99 | 0.4 | n |  | TRUE
113 | bus_LV_2295-2_0_5_node_120 | 0.4 | n |  | TRUE
114 | bus_LV_2295-2_0_5_node_86 | 0.4 | n |  | TRUE
115 | bus_LV_2295-2_0_5_node_102 | 0.4 | n |  | TRUE
116 | bus_LV_2295-2_0_5_node_103 | 0.4 | n |  | TRUE
117 | bus_LV_2295-2_0_5_node_113 | 0.4 | n |  | TRUE
118 | bus_LV_2295-2_0_5_node_107 | 0.4 | n |  | TRUE
119 | bus_LV_2295-2_0_5_node_104 | 0.4 | n |  | TRUE
120 | bus_LV_2295-2_0_5_node_105 | 0.4 | n |  | TRUE
121 | bus_LV_2295-2_0_5_node_106 | 0.4 | n |  | TRUE
122 | bus_LV_2295-2_0_5_node_108 | 0.4 | n |  | TRUE
123 | bus_LV_2295-2_0_5_node_111 | 0.4 | n |  | TRUE
124 | bus_LV_2295-2_0_5_node_110 | 0.4 | n |  | TRUE
125 | bus_LV_2295-2_0_5_node_109 | 0.4 | n |  | TRUE
126 | bus_LV_2295-2_0_5_node_112 | 0.4 | n |  | TRUE
127 | bus_LV_2295-2_0_5_node_124 | 0.4 | n |  | TRUE
128 | bus_LV_2295-2_0_5_node_125 | 0.4 | n |  | TRUE
129 | bus_LV_2295-2_0_5_node_126 | 0.4 | n |  | TRUE
130 | bus_LV_2295-2_0_5_node_127 | 0.4 | n |  | TRUE
131 | bus_LV_2295-2_0_5_node_129 | 0.4 | n |  | TRUE
132 | bus_MV_380_0_node_79 | 20 | n |  | TRUE

## load
| name | bus | p_mw | q_mvar | const_z_percent | const_i_percent | sn_mva | scaling | in_service | type
0 | LV_2295-2_0_5_load_0 | 0 | 9.4728e-05 | 2.3741e-05 | 0 | 0 |  | 1 | TRUE | wye
1 | LV_2295-2_0_5_load_1 | 1 | 0.00075807 | 0.00018999 | 0 | 0 |  | 1 | TRUE | wye
2 | LV_2295-2_0_5_load_2 | 2 | 0.00011252 | 2.8199e-05 | 0 | 0 |  | 1 | TRUE | wye
3 | LV_2295-2_0_5_load_3 | 3 | 0.0001693 | 4.243e-05 | 0 | 0 |  | 1 | TRUE | wye
4 | LV_2295-2_0_5_load_4 | 4 | 0.00064212 | 0.00016093 | 0 | 0 |  | 1 | TRUE | wye
5 | LV_2295-2_0_5_load_96 | 6 | 0.00042581 | 0.00010672 | 0 | 0 |  | 1 | TRUE | wye
6 | LV_2295-2_0_5_load_11 | 7 | 0.00012975 | 3.2517e-05 | 0 | 0 |  | 1 | TRUE | wye
7 | LV_2295-2_0_5_load_25 | 8 | 0.0047007 | 0.0011781 | 0 | 0 |  | 1 | TRUE | wye
8 | LV_2295-2_0_5_load_94 | 9 | 0.00024658 | 6.1798e-05 | 0 | 0 |  | 1 | TRUE | wye
9 | LV_2295-2_0_5_load_5 | 10 | 9.6887e-05 | 2.4282e-05 | 0 | 0 |  | 1 | TRUE | wye
10 | LV_2295-2_0_5_load_20 | 11 | 0.00063439 | 0.00015899 | 0 | 0 |  | 1 | TRUE | wye
11 | LV_2295-2_0_5_load_6 | 12 | 0.00041001 | 0.00010276 | 0 | 0 |  | 1 | TRUE | wye
12 | LV_2295-2_0_5_load_19 | 13 | 0.001102 | 0.00027619 | 0 | 0 |  | 1 | TRUE | wye
13 | LV_2295-2_0_5_load_8 | 15 | 0.00036963 | 9.2637e-05 | 0 | 0 |  | 1 | TRUE | wye
14 | LV_2295-2_0_5_load_133 | 16 | 0.0015715 | 0.00039384 | 0 | 0 |  | 1 | TRUE | wye
15 | LV_2295-2_0_5_load_9 | 18 | 0.00088305 | 0.00022131 | 0 | 0 |  | 1 | TRUE | wye
16 | LV_2295-2_0_5_load_12 | 20 | 0.00034667 | 8.6884e-05 | 0 | 0 |  | 1 | TRUE | wye
17 | LV_2295-2_0_5_load_15 | 23 | 0.00091331 | 0.0002289 | 0 | 0 |  | 1 | TRUE | wye
18 | LV_2295-2_0_5_load_21 | 24 | 0.00029263 | 7.3341e-05 | 0 | 0 |  | 1 | TRUE | wye
19 | LV_2295-2_0_5_load_16 | 25 | 0.00068561 | 0.00017183 | 0 | 0 |  | 1 | TRUE | wye
20 | LV_2295-2_0_5_load_22 | 26 | 0.0013119 | 0.00032879 | 0 | 0 |  | 1 | TRUE | wye
21 | LV_2295-2_0_5_load_17 | 27 | 0.00021528 | 5.3955e-05 | 0 | 0 |  | 1 | TRUE | wye
22 | LV_2295-2_0_5_load_18 | 28 | 0.0001489 | 3.7318e-05 | 0 | 0 |  | 1 | TRUE | wye
23 | LV_2295-2_0_5_load_23 | 29 | 0.001006 | 0.00025212 | 0 | 0 |  | 1 | TRUE | wye
24 | LV_2295-2_0_5_load_134 | 32 | 0.0012902 | 0.00032336 | 0 | 0 |  | 1 | TRUE | wye
25 | LV_2295-2_0_5_load_27 | 33 | 0.00058133 | 0.00014569 | 0 | 0 |  | 1 | TRUE | wye
26 | LV_2295-2_0_5_load_29 | 35 | 0.00017745 | 4.4473e-05 | 0 | 0 |  | 1 | TRUE | wye
27 | LV_2295-2_0_5_load_30 | 36 | 0.00050208 | 0.00012583 | 0 | 0 |  | 1 | TRUE | wye
28 | LV_2295-2_0_5_load_43 | 39 | 0.0015744 | 0.00039459 | 0 | 0 |  | 1 | TRUE | wye
29 | LV_2295-2_0_5_load_40 | 43 | 0.00033143 | 8.3064e-05 | 0 | 0 |  | 1 | TRUE | wye
30 | LV_2295-2_0_5_load_68 | 44 | 0.00013842 | 3.4691e-05 | 0 | 0 |  | 1 | TRUE | wye
31 | LV_2295-2_0_5_load_32 | 45 | 0.0014674 | 0.00036776 | 0 | 0 |  | 1 | TRUE | wye
32 | LV_2295-2_0_5_load_33 | 46 | 0.001761 | 0.00044135 | 0 | 0 |  | 1 | TRUE | wye
33 | LV_2295-2_0_5_load_34 | 47 | 0.00066861 | 0.00016757 | 0 | 0 |  | 1 | TRUE | wye
34 | LV_2295-2_0_5_load_64 | 51 | 0.0015284 | 0.00038305 | 0 | 0 |  | 1 | TRUE | wye
35 | LV_2295-2_0_5_load_50 | 53 | 0.00032218 | 8.0746e-05 | 0 | 0 |  | 1 | TRUE | wye
36 | LV_2295-2_0_5_load_45 | 54 | 0.00039208 | 9.8264e-05 | 0 | 0 |  | 1 | TRUE | wye
37 | LV_2295-2_0_5_load_54 | 56 | 0.0021253 | 0.00053266 | 0 | 0 |  | 1 | TRUE | wye
38 | LV_2295-2_0_5_load_51 | 57 | 0.0020506 | 0.00051394 | 0 | 0 |  | 1 | TRUE | wye
39 | LV_2295-2_0_5_load_56 | 59 | 0.00023252 | 5.8274e-05 | 0 | 0 |  | 1 | TRUE | wye
40 | LV_2295-2_0_5_load_37 | 61 | 0.00070741 | 0.00017729 | 0 | 0 |  | 1 | TRUE | wye
41 | LV_2295-2_0_5_load_38 | 62 | 0.00030896 | 7.7434e-05 | 0 | 0 |  | 1 | TRUE | wye
42 | LV_2295-2_0_5_load_44 | 63 | 0.0002687 | 6.7343e-05 | 0 | 0 |  | 1 | TRUE | wye
43 | LV_2295-2_0_5_load_46 | 64 | 0.00028155 | 7.0563e-05 | 0 | 0 |  | 1 | TRUE | wye
44 | LV_2295-2_0_5_load_48 | 65 | 0.00023755 | 5.9537e-05 | 0 | 0 |  | 1 | TRUE | wye
45 | LV_2295-2_0_5_load_57 | 66 | 0.00046181 | 0.00011574 | 0 | 0 |  | 1 | TRUE | wye
46 | LV_2295-2_0_5_load_90 | 67 | 0.0003521 | 8.8244e-05 | 0 | 0 |  | 1 | TRUE | wye
47 | LV_2295-2_0_5_load_88 | 68 | 0.001154 | 0.00028923 | 0 | 0 |  | 1 | TRUE | wye
48 | LV_2295-2_0_5_load_58 | 69 | 0.00014052 | 3.5218e-05 | 0 | 0 |  | 1 | TRUE | wye
49 | LV_2295-2_0_5_load_92 | 70 | 0.0010202 | 0.00025569 | 0 | 0 |  | 1 | TRUE | wye
50 | LV_2295-2_0_5_load_89 | 71 | 0.00078115 | 0.00019578 | 0 | 0 |  | 1 | TRUE | wye
51 | LV_2295-2_0_5_load_59 | 72 | 0.00062043 | 0.0001555 | 0 | 0 |  | 1 | TRUE | wye
52 | LV_2295-2_0_5_load_60 | 73 | 0.0012247 | 0.00030693 | 0 | 0 |  | 1 | TRUE | wye
53 | LV_2295-2_0_5_load_61 | 74 | 0.00069573 | 0.00017437 | 0 | 0 |  | 1 | TRUE | wye
54 | LV_2295-2_0_5_load_71 | 77 | 0.00072313 | 0.00018123 | 0 | 0 |  | 1 | TRUE | wye
55 | LV_2295-2_0_5_load_69 | 78 | 0.0015845 | 0.00039711 | 0 | 0 |  | 1 | TRUE | wye
56 | LV_2295-2_0_5_load_117 | 80 | 0.00042209 | 0.00010579 | 0 | 0 |  | 1 | TRUE | wye
57 | LV_2295-2_0_5_load_130 | 81 | 0.00045915 | 0.00011507 | 0 | 0 |  | 1 | TRUE | wye
58 | LV_2295-2_0_5_load_66 | 82 | 0.00023309 | 5.8419e-05 | 0 | 0 |  | 1 | TRUE | wye
59 | LV_2295-2_0_5_load_67 | 83 | 0.00028599 | 7.1675e-05 | 0 | 0 |  | 1 | TRUE | wye
60 | LV_2295-2_0_5_load_122 | 84 | 0.0005417 | 0.00013576 | 0 | 0 |  | 1 | TRUE | wye
61 | LV_2295-2_0_5_load_131 | 85 | 0.00093596 | 0.00023457 | 0 | 0 |  | 1 | TRUE | wye
62 | LV_2295-2_0_5_load_128 | 87 | 0.00035622 | 8.9278e-05 | 0 | 0 |  | 1 | TRUE | wye
63 | LV_2295-2_0_5_load_72 | 88 | 0.076905 | 0.019274 | 0 | 0 |  | 1 | TRUE | wye
64 | LV_2295-2_0_5_load_79 | 93 | 0.0026754 | 0.00067053 | 0 | 0 |  | 1 | TRUE | wye
65 | LV_2295-2_0_5_load_93 | 94 | 0.0013243 | 0.0003319 | 0 | 0 |  | 1 | TRUE | wye
66 | LV_2295-2_0_5_load_91 | 95 | 0.00081515 | 0.0002043 | 0 | 0 |  | 1 | TRUE | wye
67 | LV_2295-2_0_5_load_100 | 97 | 0.0049466 | 0.0012397 | 0 | 0 |  | 1 | TRUE | wye
68 | LV_2295-2_0_5_load_116 | 99 | 0.00064726 | 0.00016222 | 0 | 0 |  | 1 | TRUE | wye
69 | LV_2295-2_0_5_load_114 | 100 | 0.0024754 | 0.0006204 | 0 | 0 |  | 1 | TRUE | wye
70 | LV_2295-2_0_5_load_84 | 101 | 0.0012554 | 0.00031464 | 0 | 0 |  | 1 | TRUE | wye
71 | LV_2295-2_0_5_load_118 | 105 | 0.094345 | 0.023645 | 0 | 0 |  | 1 | TRUE | wye
72 | LV_2295-2_0_5_load_121 | 108 | 0.018319 | 0.0045912 | 0 | 0 |  | 1 | TRUE | wye
73 | LV_2295-2_0_5_load_97 | 109 | 0.020763 | 0.0052037 | 0 | 0 |  | 1 | TRUE | wye
74 | LV_2295-2_0_5_load_85 | 111 | 0.0012299 | 0.00030825 | 0 | 0 |  | 1 | TRUE | wye
75 | LV_2295-2_0_5_load_99 | 112 | 0.026904 | 0.0067427 | 0 | 0 |  | 1 | TRUE | wye
76 | LV_2295-2_0_5_load_86 | 114 | 0.0014002 | 0.00035092 | 0 | 0 |  | 1 | TRUE | wye
77 | LV_2295-2_0_5_load_102 | 115 | 0.0022251 | 0.00055766 | 0 | 0 |  | 1 | TRUE | wye
78 | LV_2295-2_0_5_load_103 | 116 | 0.0025981 | 0.00065114 | 0 | 0 |  | 1 | TRUE | wye
79 | LV_2295-2_0_5_load_113 | 117 | 0.023022 | 0.0057698 | 0 | 0 |  | 1 | TRUE | wye
80 | LV_2295-2_0_5_load_104 | 119 | 0.0059718 | 0.0014967 | 0 | 0 |  | 1 | TRUE | wye
81 | LV_2295-2_0_5_load_105 | 120 | 0.0038781 | 0.00097194 | 0 | 0 |  | 1 | TRUE | wye
82 | LV_2295-2_0_5_load_111 | 123 | 0.0044553 | 0.0011166 | 0 | 0 |  | 1 | TRUE | wye
83 | LV_2295-2_0_5_load_110 | 124 | 0.0065474 | 0.0016409 | 0 | 0 |  | 1 | TRUE | wye
84 | LV_2295-2_0_5_load_109 | 125 | 0.0076445 | 0.0019159 | 0 | 0 |  | 1 | TRUE | wye
85 | LV_2295-2_0_5_load_112 | 126 | 0.0027973 | 0.00070106 | 0 | 0 |  | 1 | TRUE | wye
86 | LV_2295-2_0_5_load_124 | 127 | 0.00065067 | 0.00016307 | 0 | 0 |  | 1 | TRUE | wye
87 | LV_2295-2_0_5_load_125 | 128 | 0.0008101 | 0.00020303 | 0 | 0 |  | 1 | TRUE | wye
88 | LV_2295-2_0_5_load_127 | 130 | 0.00068209 | 0.00017095 | 0 | 0 |  | 1 | TRUE | wye
89 | LV_2295-2_0_5_load_129 | 131 | 0.0007607 | 0.00019065 | 0 | 0 |  | 1 | TRUE | wye

## ext_grid
| name | bus | vm_pu | va_degree | slack_weight | in_service
0 |  | 98 | 1 | 0 | 1 | TRUE

## line
| name | std_type | from_bus | to_bus | length_km | r_ohm_per_km | x_ohm_per_km | c_nf_per_km | g_us_per_km | max_i_ka | df | parallel | type | in_service
0 | LV_2295-2_0_5_line_0 |  | 0 | 1 | 0.021445 | 0.125 | 0.08 | 261 | 0 | 0.364 | 1 | 1 | cs | TRUE
1 | LV_2295-2_0_5_line_1 |  | 0 | 2 | 0.014965 | 0.125 | 0.08 | 261 | 0 | 0.364 | 1 | 1 | cs | TRUE
2 | LV_2295-2_0_5_line_2 |  | 1 | 3 | 0.021291 | 0.125 | 0.08 | 261 | 0 | 0.364 | 1 | 1 | cs | TRUE
3 | LV_2295-2_0_5_line_3 |  | 2 | 4 | 0.028033 | 0.125 | 0.08 | 261 | 0 | 0.364 | 1 | 1 | cs | TRUE
4 | LV_2295-2_0_5_line_4 |  | 3 | 10 | 0.021211 | 0.125 | 0.08 | 261 | 0 | 0.364 | 1 | 1 | cs | TRUE
5 | LV_2295-2_0_5_line_5 |  | 4 | 11 | 0.017847 | 0.125 | 0.08 | 261 | 0 | 0.364 | 1 | 1 | cs | TRUE
6 | LV_2295-2_0_5_line_6 |  | 5 | 6 | 0.23826 | 0.125 | 0.08 | 261 | 0 | 0.364 | 1 | 1 | cs | TRUE
7 | LV_2295-2_0_5_line_7 |  | 5 | 7 | 0.27724 | 0.125 | 0.08 | 261 | 0 | 0.364 | 1 | 1 | cs | TRUE
8 | LV_2295-2_0_5_line_8 |  | 5 | 8 | 0.45704 | 0.125 | 0.08 | 261 | 0 | 0.364 | 1 | 1 | cs | TRUE
9 | LV_2295-2_0_5_line_9 |  | 5 | 9 | 0.22752 | 0.125 | 0.08 | 261 | 0 | 0.364 | 1 | 2 | cs | TRUE
10 | LV_2295-2_0_5_line_10 |  | 7 | 19 | 0.10993 | 0.125 | 0.08 | 261 | 0 | 0.364 | 1 | 1 | cs | TRUE
11 | LV_2295-2_0_5_line_11 |  | 8 | 29 | 0.019912 | 0.125 | 0.08 | 261 | 0 | 0.364 | 1 | 1 | cs | TRUE
12 | LV_2295-2_0_5_line_12 |  | 9 | 37 | 0.0105 | 0.125 | 0.08 | 261 | 0 | 0.364 | 1 | 4 | cs | TRUE
13 | LV_2295-2_0_5_line_13 |  | 10 | 12 | 0.00067529 | 0.125 | 0.08 | 261 | 0 | 0.364 | 1 | 1 | cs | TRUE
14 | LV_2295-2_0_5_line_14 |  | 11 | 13 | 0.027052 | 0.125 | 0.08 | 261 | 0 | 0.364 | 1 | 1 | cs | TRUE
15 | LV_2295-2_0_5_line_15 |  | 12 | 14 | 0.09236 | 0.125 | 0.08 | 261 | 0 | 0.364 | 1 | 1 | cs | TRUE
16 | LV_2295-2_0_5_line_16 |  | 13 | 22 | 0.0067627 | 0.125 | 0.08 | 261 | 0 | 0.364 | 1 | 1 | cs | TRUE
17 | LV_2295-2_0_5_line_17 |  | 14 | 15 | 0.076597 | 0.125 | 0.08 | 261 | 0 | 0.364 | 1 | 1 | cs | TRUE
18 | LV_2295-2_0_5_line_18 |  | 16 | 17 | 0.085163 | 0.125 | 0.08 | 261 | 0 | 0.364 | 1 | 1 | cs | TRUE
19 | LV_2295-2_0_5_line_19 |  | 17 | 85 | 0.24897 | 0.125 | 0.08 | 261 | 0 | 0.364 | 1 | 1 | cs | TRUE
20 | LV_2295-2_0_5_line_20 |  | 18 | 19 | 0.048207 | 0.125 | 0.08 | 261 | 0 | 0.364 | 1 | 1 | cs | TRUE
21 | LV_2295-2_0_5_line_21 |  | 19 | 20 | 0.015807 | 0.125 | 0.08 | 261 | 0 | 0.364 | 1 | 1 | cs | TRUE
22 | LV_2295-2_0_5_line_22 |  | 20 | 21 | 0.074441 | 0.125 | 0.08 | 261 | 0 | 0.364 | 1 | 1 | cs | TRUE
23 | LV_2295-2_0_5_line_23 |  | 21 | 22 | 0.039661 | 0.125 | 0.08 | 261 | 0 | 0.364 | 1 | 1 | cs | TRUE
24 | LV_2295-2_0_5_line_24 |  | 21 | 23 | 0.027992 | 0.125 | 0.08 | 261 | 0 | 0.364 | 1 | 1 | cs | TRUE
25 | LV_2295-2_0_5_line_25 |  | 22 | 24 | 0.034095 | 0.125 | 0.08 | 261 | 0 | 0.364 | 1 | 1 | cs | TRUE
26 | LV_2295-2_0_5_line_26 |  | 23 | 25 | 0.024619 | 0.125 | 0.08 | 261 | 0 | 0.364 | 1 | 1 | cs | TRUE
27 | LV_2295-2_0_5_line_27 |  | 24 | 26 | 0.05121 | 0.125 | 0.08 | 261 | 0 | 0.364 | 1 | 1 | cs | TRUE
28 | LV_2295-2_0_5_line_28 |  | 25 | 27 | 0.0035698 | 0.125 | 0.08 | 261 | 0 | 0.364 | 1 | 1 | cs | TRUE
29 | LV_2295-2_0_5_line_29 |  | 27 | 28 | 0.032725 | 0.125 | 0.08 | 261 | 0 | 0.364 | 1 | 1 | cs | TRUE
30 | LV_2295-2_0_5_line_30 |  | 29 | 30 | 0.0023878 | 0.125 | 0.08 | 261 | 0 | 0.364 | 1 | 1 | cs | TRUE
31 | LV_2295-2_0_5_line_31 |  | 30 | 31 | 0.10744 | 0.125 | 0.08 | 261 | 0 | 0.364 | 1 | 1 | cs | TRUE
32 | LV_2295-2_0_5_line_32 |  | 31 | 32 | 0.087717 | 0.125 | 0.08 | 261 | 0 | 0.364 | 1 | 1 | cs | TRUE
33 | LV_2295-2_0_5_line_33 |  | 33 | 34 | 0.11389 | 0.125 | 0.08 | 261 | 0 | 0.364 | 1 | 1 | cs | TRUE
34 | LV_2295-2_0_5_line_34 |  | 33 | 35 | 0.0039098 | 0.125 | 0.08 | 261 | 0 | 0.364 | 1 | 1 | cs | TRUE
35 | LV_2295-2_0_5_line_35 |  | 34 | 36 | 0.044645 | 0.125 | 0.08 | 261 | 0 | 0.364 | 1 | 4 | cs | TRUE
36 | LV_2295-2_0_5_line_36 |  | 34 | 37 | 0.016939 | 0.125 | 0.08 | 261 | 0 | 0.364 | 1 | 4 | cs | TRUE
37 | LV_2295-2_0_5_line_37 |  | 36 | 38 | 0.029753 | 0.125 | 0.08 | 261 | 0 | 0.364 | 1 | 4 | cs | TRUE
38 | LV_2295-2_0_5_line_38 |  | 38 | 39 | 0.018886 | 0.125 | 0.08 | 261 | 0 | 0.364 | 1 | 1 | cs | TRUE
39 | LV_2295-2_0_5_line_39 |  | 38 | 40 | 0.032368 | 0.125 | 0.08 | 261 | 0 | 0.364 | 1 | 4 | cs | TRUE
40 | LV_2295-2_0_5_line_40 |  | 39 | 63 | 0.0025242 | 0.125 | 0.08 | 261 | 0 | 0.364 | 1 | 1 | cs | TRUE
41 | LV_2295-2_0_5_line_41 |  | 40 | 61 | 0.0087273 | 0.125 | 0.08 | 261 | 0 | 0.364 | 1 | 4 | cs | TRUE
42 | LV_2295-2_0_5_line_42 |  | 41 | 42 | 0.022471 | 0.125 | 0.08 | 261 | 0 | 0.364 | 1 | 4 | cs | TRUE
43 | LV_2295-2_0_5_line_43 |  | 41 | 43 | 0.012816 | 0.125 | 0.08 | 261 | 0 | 0.364 | 1 | 4 | cs | TRUE
44 | LV_2295-2_0_5_line_44 |  | 42 | 44 | 0.012884 | 0.125 | 0.08 | 261 | 0 | 0.364 | 1 | 4 | cs | TRUE
45 | LV_2295-2_0_5_line_45 |  | 43 | 62 | 0.0074043 | 0.125 | 0.08 | 261 | 0 | 0.364 | 1 | 4 | cs | TRUE
46 | LV_2295-2_0_5_line_46 |  | 44 | 49 | 0.0032257 | 0.125 | 0.08 | 261 | 0 | 0.364 | 1 | 4 | cs | TRUE
47 | LV_2295-2_0_5_line_47 |  | 45 | 46 | 0.017134 | 0.125 | 0.08 | 261 | 0 | 0.364 | 1 | 4 | cs | TRUE
48 | LV_2295-2_0_5_line_48 |  | 45 | 47 | 0.01469 | 0.125 | 0.08 | 261 | 0 | 0.364 | 1 | 4 | cs | TRUE
49 | LV_2295-2_0_5_line_49 |  | 46 | 48 | 0.028474 | 0.125 | 0.08 | 261 | 0 | 0.364 | 1 | 4 | cs | TRUE
50 | LV_2295-2_0_5_line_50 |  | 47 | 49 | 0.03601 | 0.125 | 0.08 | 261 | 0 | 0.364 | 1 | 4 | cs | TRUE
51 | LV_2295-2_0_5_line_51 |  | 48 | 50 | 0.039961 | 0.125 | 0.08 | 261 | 0 | 0.364 | 1 | 4 | cs | TRUE
52 | LV_2295-2_0_5_line_52 |  | 49 | 51 | 0.029625 | 0.125 | 0.08 | 261 | 0 | 0.364 | 1 | 1 | cs | TRUE
53 | LV_2295-2_0_5_line_53 |  | 50 | 52 | 0.085119 | 0.125 | 0.08 | 261 | 0 | 0.364 | 1 | 4 | cs | TRUE
54 | LV_2295-2_0_5_line_54 |  | 50 | 53 | 0.02711 | 0.125 | 0.08 | 261 | 0 | 0.364 | 1 | 1 | cs | TRUE
55 | LV_2295-2_0_5_line_55 |  | 50 | 54 | 0.022521 | 0.125 | 0.08 | 261 | 0 | 0.364 | 1 | 1 | cs | TRUE
56 | LV_2295-2_0_5_line_56 |  | 51 | 60 | 0.089104 | 0.125 | 0.08 | 261 | 0 | 0.364 | 1 | 1 | cs | TRUE
57 | LV_2295-2_0_5_line_57 |  | 52 | 67 | 0.18465 | 0.125 | 0.08 | 261 | 0 | 0.364 | 1 | 4 | cs | TRUE
58 | LV_2295-2_0_5_line_58 |  | 52 | 68 | 0.014732 | 0.125 | 0.08 | 261 | 0 | 0.364 | 1 | 1 | cs | TRUE
59 | LV_2295-2_0_5_line_59 |  | 53 | 59 | 0.023733 | 0.125 | 0.08 | 261 | 0 | 0.364 | 1 | 1 | cs | TRUE
60 | LV_2295-2_0_5_line_60 |  | 54 | 64 | 0.0064997 | 0.125 | 0.08 | 261 | 0 | 0.364 | 1 | 1 | cs | TRUE
61 | LV_2295-2_0_5_line_61 |  | 55 | 56 | 0.036926 | 0.125 | 0.08 | 261 | 0 | 0.364 | 1 | 1 | cs | TRUE
62 | LV_2295-2_0_5_line_62 |  | 55 | 57 | 0.071773 | 0.125 | 0.08 | 261 | 0 | 0.364 | 1 | 1 | cs | TRUE
63 | LV_2295-2_0_5_line_63 |  | 57 | 58 | 0.0094011 | 0.125 | 0.08 | 261 | 0 | 0.364 | 1 | 1 | cs | TRUE
64 | LV_2295-2_0_5_line_64 |  | 58 | 59 | 0.010796 | 0.125 | 0.08 | 261 | 0 | 0.364 | 1 | 1 | cs | TRUE
65 | LV_2295-2_0_5_line_65 |  | 60 | 82 | 0.080081 | 0.125 | 0.08 | 261 | 0 | 0.364 | 1 | 1 | cs | TRUE
66 | LV_2295-2_0_5_line_66 |  | 60 | 83 | 0.26927 | 0.125 | 0.08 | 261 | 0 | 0.364 | 1 | 1 | cs | TRUE
67 | LV_2295-2_0_5_line_67 |  | 61 | 62 | 0.0050832 | 0.125 | 0.08 | 261 | 0 | 0.364 | 1 | 4 | cs | TRUE
68 | LV_2295-2_0_5_line_68 |  | 64 | 65 | 0.023998 | 0.125 | 0.08 | 261 | 0 | 0.364 | 1 | 1 | cs | TRUE
69 | LV_2295-2_0_5_line_69 |  | 65 | 66 | 0.058763 | 0.125 | 0.08 | 261 | 0 | 0.364 | 1 | 1 | cs | TRUE
70 | LV_2295-2_0_5_line_70 |  | 66 | 69 | 0.0011268 | 0.125 | 0.08 | 261 | 0 | 0.364 | 1 | 1 | cs | TRUE
71 | LV_2295-2_0_5_line_71 |  | 67 | 70 | 0.092261 | 0.125 | 0.08 | 261 | 0 | 0.364 | 1 | 4 | cs | TRUE
72 | LV_2295-2_0_5_line_72 |  | 68 | 71 | 0.0020391 | 0.125 | 0.08 | 261 | 0 | 0.364 | 1 | 1 | cs | TRUE
73 | LV_2295-2_0_5_line_73 |  | 70 | 95 | 0.0073882 | 0.125 | 0.08 | 261 | 0 | 0.364 | 1 | 4 | cs | TRUE
74 | LV_2295-2_0_5_line_74 |  | 72 | 73 | 0.024136 | 0.125 | 0.08 | 261 | 0 | 0.364 | 1 | 1 | cs | TRUE
75 | LV_2295-2_0_5_line_75 |  | 72 | 74 | 0.0035414 | 0.125 | 0.08 | 261 | 0 | 0.364 | 1 | 1 | cs | TRUE
76 | LV_2295-2_0_5_line_76 |  | 74 | 75 | 0.058176 | 0.125 | 0.08 | 261 | 0 | 0.364 | 1 | 1 | cs | TRUE
77 | LV_2295-2_0_5_line_77 |  | 75 | 79 | 0.041274 | 0.125 | 0.08 | 261 | 0 | 0.364 | 1 | 1 | cs | TRUE
78 | LV_2295-2_0_5_line_78 |  | 75 | 78 | 0.049985 | 0.125 | 0.08 | 261 | 0 | 0.364 | 1 | 1 | cs | TRUE
79 | LV_2295-2_0_5_line_79 |  | 76 | 77 | 0.006016 | 0.125 | 0.08 | 261 | 0 | 0.364 | 1 | 1 | cs | TRUE
80 | LV_2295-2_0_5_line_80 |  | 76 | 78 | 0.027636 | 0.125 | 0.08 | 261 | 0 | 0.364 | 1 | 1 | cs | TRUE
81 | LV_2295-2_0_5_line_81 |  | 77 | 80 | 0.1372 | 0.125 | 0.08 | 261 | 0 | 0.364 | 1 | 1 | cs | TRUE
82 | LV_2295-2_0_5_line_82 |  | 79 | 81 | 0.096497 | 0.125 | 0.08 | 261 | 0 | 0.364 | 1 | 1 | cs | TRUE
83 | LV_2295-2_0_5_line_83 |  | 81 | 87 | 0.1145 | 0.125 | 0.08 | 261 | 0 | 0.364 | 1 | 1 | cs | TRUE
84 | LV_2295-2_0_5_line_84 |  | 82 | 84 | 0.038896 | 0.125 | 0.08 | 261 | 0 | 0.364 | 1 | 1 | cs | TRUE
85 | LV_2295-2_0_5_line_85 |  | 83 | 85 | 0.12456 | 0.125 | 0.08 | 261 | 0 | 0.364 | 1 | 1 | cs | TRUE
86 | LV_2295-2_0_5_line_86 |  | 84 | 86 | 0.012471 | 0.125 | 0.08 | 261 | 0 | 0.364 | 1 | 1 | cs | TRUE
87 | LV_2295-2_0_5_line_87 |  | 86 | 127 | 0.073846 | 0.125 | 0.08 | 261 | 0 | 0.364 | 1 | 1 | cs | TRUE
88 | LV_2295-2_0_5_line_88 |  | 87 | 131 | 0.017069 | 0.125 | 0.08 | 261 | 0 | 0.364 | 1 | 1 | cs | TRUE
89 | LV_2295-2_0_5_line_89 |  | 88 | 89 | 0.012267 | 0.125 | 0.08 | 261 | 0 | 0.364 | 1 | 4 | cs | TRUE
90 | LV_2295-2_0_5_line_90 |  | 88 | 90 | 0.035571 | 0.125 | 0.08 | 261 | 0 | 0.364 | 1 | 4 | cs | TRUE
91 | LV_2295-2_0_5_line_91 |  | 89 | 91 | 0.011428 | 0.125 | 0.08 | 261 | 0 | 0.364 | 1 | 4 | cs | TRUE
92 | LV_2295-2_0_5_line_92 |  | 89 | 92 | 0.091478 | 0.125 | 0.08 | 261 | 0 | 0.364 | 1 | 4 | cs | TRUE
93 | LV_2295-2_0_5_line_93 |  | 90 | 93 | 0.042842 | 0.125 | 0.08 | 261 | 0 | 0.364 | 1 | 4 | cs | TRUE
94 | LV_2295-2_0_5_line_94 |  | 91 | 96 | 0.009721 | 0.125 | 0.08 | 261 | 0 | 0.364 | 1 | 4 | cs | TRUE
95 | LV_2295-2_0_5_line_95 |  | 91 | 97 | 0.012955 | 0.125 | 0.08 | 261 | 0 | 0.364 | 1 | 1 | cs | TRUE
96 | LV_2295-2_0_5_line_96 |  | 92 | 101 | 0.019284 | 0.125 | 0.08 | 261 | 0 | 0.364 | 1 | 1 | cs | TRUE
97 | LV_2295-2_0_5_line_97 |  | 92 | 94 | 0.67157 | 0.125 | 0.08 | 261 | 0 | 0.364 | 1 | 4 | cs | TRUE
98 | LV_2295-2_0_5_line_98 |  | 93 | 102 | 0.01566 | 0.125 | 0.08 | 261 | 0 | 0.364 | 1 | 4 | cs | TRUE
99 | LV_2295-2_0_5_line_99 |  | 94 | 95 | 0.021547 | 0.125 | 0.08 | 261 | 0 | 0.364 | 1 | 4 | cs | TRUE
100 | LV_2295-2_0_5_line_100 |  | 96 | 100 | 0.019883 | 0.125 | 0.08 | 261 | 0 | 0.364 | 1 | 1 | cs | TRUE
101 | LV_2295-2_0_5_line_101 |  | 96 | 98 | 0.064326 | 0.125 | 0.08 | 261 | 0 | 0.364 | 1 | 4 | cs | TRUE
102 | LV_2295-2_0_5_line_102 |  | 97 | 110 | 0.047059 | 0.125 | 0.08 | 261 | 0 | 0.364 | 1 | 1 | cs | TRUE
103 | LV_2295-2_0_5_line_103 |  | 98 | 99 | 0.044705 | 0.125 | 0.08 | 261 | 0 | 0.364 | 1 | 1 | cs | TRUE
104 | LV_2295-2_0_5_line_104 |  | 101 | 111 | 0.016918 | 0.125 | 0.08 | 261 | 0 | 0.364 | 1 | 1 | cs | TRUE
105 | LV_2295-2_0_5_line_105 |  | 102 | 112 | 0.031258 | 0.125 | 0.08 | 261 | 0 | 0.364 | 1 | 2 | cs | TRUE
106 | LV_2295-2_0_5_line_106 |  | 103 | 104 | 0.005556 | 0.125 | 0.08 | 261 | 0 | 0.364 | 1 | 1 | cs | TRUE
107 | LV_2295-2_0_5_line_107 |  | 103 | 105 | 0.016023 | 0.125 | 0.08 | 261 | 0 | 0.364 | 1 | 1 | cs | TRUE
108 | LV_2295-2_0_5_line_108 |  | 104 | 113 | 0.038901 | 0.125 | 0.08 | 261 | 0 | 0.364 | 1 | 1 | cs | TRUE
109 | LV_2295-2_0_5_line_109 |  | 104 | 108 | 0.055046 | 0.125 | 0.08 | 261 | 0 | 0.364 | 1 | 1 | cs | TRUE
110 | LV_2295-2_0_5_line_110 |  | 106 | 107 | 0.080009 | 0.125 | 0.08 | 261 | 0 | 0.364 | 1 | 1 | cs | TRUE
111 | LV_2295-2_0_5_line_111 |  | 106 | 108 | 0.0074381 | 0.125 | 0.08 | 261 | 0 | 0.364 | 1 | 1 | cs | TRUE
112 | LV_2295-2_0_5_line_112 |  | 107 | 109 | 0.019599 | 0.125 | 0.08 | 261 | 0 | 0.364 | 1 | 1 | cs | TRUE
113 | LV_2295-2_0_5_line_113 |  | 110 | 115 | 0.017983 | 0.125 | 0.08 | 261 | 0 | 0.364 | 1 | 1 | cs | TRUE
114 | LV_2295-2_0_5_line_114 |  | 110 | 116 | 0.0054746 | 0.125 | 0.08 | 261 | 0 | 0.364 | 1 | 1 | cs | TRUE
115 | LV_2295-2_0_5_line_115 |  | 111 | 114 | 0.027924 | 0.125 | 0.08 | 261 | 0 | 0.364 | 1 | 1 | cs | TRUE
116 | LV_2295-2_0_5_line_116 |  | 112 | 113 | 0.019175 | 0.125 | 0.08 | 261 | 0 | 0.364 | 1 | 1 | cs | TRUE
117 | LV_2295-2_0_5_line_117 |  | 115 | 117 | 0.024676 | 0.125 | 0.08 | 261 | 0 | 0.364 | 1 | 1 | cs | TRUE
118 | LV_2295-2_0_5_line_118 |  | 116 | 118 | 0.0057707 | 0.125 | 0.08 | 261 | 0 | 0.364 | 1 | 1 | cs | TRUE
119 | LV_2295-2_0_5_line_119 |  | 118 | 123 | 0.013756 | 0.125 | 0.08 | 261 | 0 | 0.364 | 1 | 1 | cs | TRUE
120 | LV_2295-2_0_5_line_120 |  | 118 | 120 | 0.025047 | 0.125 | 0.08 | 261 | 0 | 0.364 | 1 | 1 | cs | TRUE
121 | LV_2295-2_0_5_line_121 |  | 119 | 120 | 0.021645 | 0.125 | 0.08 | 261 | 0 | 0.364 | 1 | 1 | cs | TRUE
122 | LV_2295-2_0_5_line_122 |  | 119 | 121 | 0.074358 | 0.125 | 0.08 | 261 | 0 | 0.364 | 1 | 1 | cs | TRUE
123 | LV_2295-2_0_5_line_123 |  | 121 | 122 | 0.076201 | 0.125 | 0.08 | 261 | 0 | 0.364 | 1 | 1 | cs | TRUE
124 | LV_2295-2_0_5_line_124 |  | 122 | 124 | 0.052556 | 0.125 | 0.08 | 261 | 0 | 0.364 | 1 | 1 | cs | TRUE
125 | LV_2295-2_0_5_line_125 |  | 123 | 126 | 0.011028 | 0.125 | 0.08 | 261 | 0 | 0.364 | 1 | 1 | cs | TRUE
126 | LV_2295-2_0_5_line_126 |  | 124 | 125 | 0.0018193 | 0.125 | 0.08 | 261 | 0 | 0.364 | 1 | 1 | cs | TRUE
127 | LV_2295-2_0_5_line_127 |  | 127 | 128 | 0.067221 | 0.125 | 0.08 | 261 | 0 | 0.364 | 1 | 1 | cs | TRUE
128 | LV_2295-2_0_5_line_128 |  | 128 | 129 | 0.0263 | 0.125 | 0.08 | 261 | 0 | 0.364 | 1 | 1 | cs | TRUE
129 | LV_2295-2_0_5_line_129 |  | 129 | 130 | 0.19453 | 0.125 | 0.08 | 261 | 0 | 0.364 | 1 | 1 | cs | TRUE
130 | LV_2295-2_0_5_line_130 |  | 130 | 131 | 0.041349 | 0.125 | 0.08 | 261 | 0 | 0.364 | 1 | 1 | cs | TRUE

## trafo
| name | std_type | hv_bus | lv_bus | sn_mva | vn_hv_kv | vn_lv_kv | vk_percent | vkr_percent | pfe_kw | i0_percent | shift_degree | tap_side | tap_neutral | tap_min | tap_max | tap_step_percent | tap_step_degree | tap_pos | tap_phase_shifter | parallel | df | in_service
0 | LV_2295-2_0_5_trafo_76 | 0.63 MVA 20/0.4 kV | 132 | 98 | 0.63 | 20 | 0.4 | 6 | 1.206 | 1.65 | 0.2619 | 150 | hv | 0 | -2 | 2 | 2.5 | 0 | 0 | FALSE | 1 | 1 | TRUE

## line_geodata
| x0 | y0 | x1 | y1 | x2 | y2 | x3 | y3 | x4 | y4 | x5 | y5 | x6 | y6 | x7 | y7 | x8 | y8 | x9 | y9 | x10 | y10 | x11 | y11 | x12 | y12 | x13 | y13
0 | 2585927.2005 | 1192883.7033 | 2585928.2764 | 1192862.2851
1 | 2585927.2005 | 1192883.7033 | 2585927.0945 | 1192885.8142 | 2585924.743 | 1192898.4488
2 | 2585928.2764 | 1192862.2851 | 2585928.6521 | 1192854.8052 | 2585928.0662 | 1192841.016
3 | 2585919.6137 | 1192926.0087 | 2585919.6137 | 1192926.0087 | 2585924.743 | 1192898.4488
4 | 2585928.0662 | 1192841.016 | 2585927.5625 | 1192829.1609 | 2585928.9232 | 1192819.9152
5 | 2585919.6137 | 1192926.0087 | 2585919.5832 | 1192929.2327 | 2585919.7214 | 1192943.8553
6 | 2585636.896 | 1193361.504 | 2585644.9731 | 1193360.962 | 2585649.4656 | 1193362.4853 | 2585653.625 | 1193364.921 | 2585656.2793 | 1193368.9834 | 2585660.0881 | 1193374.5883 | 2585671.0084 | 1193383.7446 | 2585685.0551 | 1193390.5366 | 2585687.9854 | 1193401.6132 | 2585696.324 | 1193452.7647 | 2585702.7276 | 1193482.087 | 2585716.0988 | 1193493.3053 | 2585749.4684 | 1193495.4486 | 2585784.7167 | 1193496.0424
7 | 2585636.896 | 1193361.504 | 2585845.3096 | 1193178.6743
8 | 2585636.896 | 1193361.504 | 2585193.7698 | 1193249.5867
9 | 2585636.896 | 1193361.504 | 2585639.8644 | 1193369.3788 | 2585645.544 | 1193385.9516 | 2585647.9353 | 1193397.8522 | 2585649.8782 | 1193410.2763 | 2585651.2459 | 1193427.5488 | 2585652.2128 | 1193449.258 | 2585652.2425 | 1193474.1711 | 2585653.6171 | 1193506.9296 | 2585656.3764 | 1193538.7509 | 2585659.6749 | 1193569.7593 | 2585661.9661 | 1193584.4727 | 2585662.5024 | 1193586.4991
10 | 2585846.5528 | 1193079.8524 | 2585852.56 | 1193090.0768 | 2585863.7376 | 1193117.6204 | 2585866.6119 | 1193137.3017 | 2585862.4695 | 1193158.0448 | 2585855.1683 | 1193170.8912 | 2585845.3096 | 1193178.6743
11 | 2585193.7698 | 1193249.5867 | 2585174.3244 | 1193253.8738
12 | 2585665.1886 | 1193596.6492 | 2585662.5024 | 1193586.4991
13 | 2585928.9232 | 1192819.9152 | 2585929.0216 | 1192819.2471
14 | 2585919.977 | 1192970.906 | 2585919.7214 | 1192943.8553
15 | 2585950.5736 | 1192729.5872 | 2585946.5108 | 1192742.348 | 2585938.7697 | 1192769.2917 | 2585931.9882 | 1192799.0901 | 2585929.0216 | 1192819.2471
16 | 2585920.0409 | 1192977.6684 | 2585919.977 | 1192970.906
17 | 2585950.5736 | 1192729.5872 | 2585997.3153 | 1192747.5198 | 2586021.8419 | 1192757.6428
18 | 2586324.6715 | 1193338.7597 | 2586342.0168 | 1193368.4355 | 2586362.8261 | 1193386.6419 | 2586370.6597 | 1193396.2734 | 2586375.605 | 1193405.8783
19 | 2586375.605 | 1193405.8783 | 2586341.3657 | 1193443.2655 | 2586295.1777 | 1193480.8806 | 2586271.1872 | 1193507.3833 | 2586254.7669 | 1193521.7733 | 2586226.8368 | 1193538.4356 | 2586204.0514 | 1193555.2974 | 2586188.4922 | 1193568.2712
20 | 2585846.5528 | 1193079.8524 | 2585833.7972 | 1193084.185 | 2585821.1278 | 1193092.6864 | 2585811.3134 | 1193093.5436 | 2585803.0794 | 1193088.5566
21 | 2585846.5528 | 1193079.8524 | 2585848.429 | 1193077.1798 | 2585855.4926 | 1193066.8166
22 | 2585890.2518 | 1193001.7295 | 2585880.723 | 1193029.8003 | 2585855.4926 | 1193066.8166
23 | 2585890.2518 | 1193001.7295 | 2585907.0179 | 1192994.6971 | 2585912.8192 | 1192988.8247 | 2585920.0409 | 1192977.6684
24 | 2585890.2518 | 1193001.7295 | 2585862.2762 | 1193000.762
25 | 2585920.0409 | 1192977.6684 | 2585931.1661 | 1192979.9099 | 2585945.341 | 1192982.6 | 2585953.4646 | 1192984.3914
26 | 2585838.6409 | 1192994.3279 | 2585858.3682 | 1193000.6268 | 2585862.2762 | 1193000.762
27 | 2586003.9862 | 1192991.2401 | 2585981.7531 | 1192990.6295 | 2585953.4646 | 1192984.3914
28 | 2585838.6409 | 1192994.3279 | 2585835.2403 | 1192993.242
29 | 2585835.2403 | 1192993.242 | 2585804.0662 | 1192983.2881
30 | 2585171.9926 | 1193254.3879 | 2585174.3244 | 1193253.8738
31 | 2585171.9926 | 1193254.3879 | 2585140.3819 | 1193261.3594 | 2585119.9162 | 1193269.4259 | 2585094.687 | 1193286.5203 | 2585078.0281 | 1193302.137
32 | 2585103.8979 | 1193218.3167 | 2585078.0281 | 1193302.137
33 | 2585682.0803 | 1193598.3094 | 2585715.1244 | 1193607.9128 | 2585731.0809 | 1193610.4981 | 2585742.4908 | 1193607.9916 | 2585753.4437 | 1193596.0035 | 2585770.6634 | 1193575.5403 | 2585773.2629 | 1193567.2874
34 | 2585774.4376 | 1193563.5583 | 2585773.2629 | 1193567.2874
35 | 2585682.0803 | 1193598.3094 | 2585696.965 | 1193608.3344 | 2585703.3924 | 1193619.1136 | 2585703.2786 | 1193622.4823 | 2585701.7139 | 1193624.6539 | 2585694.3623 | 1193628.0592
36 | 2585665.1886 | 1193596.6492 | 2585681.2872 | 1193598.0778 | 2585682.0803 | 1193598.3094
37 | 2585692.4876 | 1193654.1695 | 2585689.3317 | 1193647.4402 | 2585688.3496 | 1193641.5394 | 2585688.3299 | 1193633.3574 | 2585692.3051 | 1193629.0122 | 2585694.3623 | 1193628.0592
38 | 2585692.4876 | 1193654.1695 | 2585711.3408 | 1193653.0651
39 | 2585692.4876 | 1193654.1695 | 2585695.7661 | 1193661.1542 | 2585702.1257 | 1193684.9737
40 | 2585713.8608 | 1193652.9175 | 2585711.3408 | 1193653.0651
41 | 2585702.1257 | 1193684.9737 | 2585707.4113 | 1193683.6381 | 2585710.6862 | 1193683.7055
42 | 2585695.3181 | 1193722.0209 | 2585698.6971 | 1193716.9211 | 2585700.3515 | 1193710.914 | 2585700.5784 | 1193707.0003 | 2585703.5907 | 1193701.579
43 | 2585703.5907 | 1193701.579 | 2585708.172 | 1193698.9222 | 2585713.321 | 1193693.4413
44 | 2585695.3181 | 1193722.0209 | 2585708.2026 | 1193722.0343
45 | 2585713.321 | 1193693.4413 | 2585713.8349 | 1193692.8943 | 2585714.4286 | 1193686.2671 | 2585714.4286 | 1193686.2671
46 | 2585711.4282 | 1193722.0377 | 2585708.2026 | 1193722.0343
47 | 2585688.7481 | 1193756.4735 | 2585671.6204 | 1193756.9463
48 | 2585688.7481 | 1193756.4735 | 2585700.5137 | 1193756.1487 | 2585703.329 | 1193755.3744
49 | 2585643.1572 | 1193757.7321 | 2585671.6204 | 1193756.9463
50 | 2585711.4282 | 1193722.0377 | 2585708.0456 | 1193750.9612 | 2585705.6923 | 1193754.7244 | 2585703.329 | 1193755.3744
51 | 2585618.3363 | 1193788.9976 | 2585633.7108 | 1193771.6401 | 2585643.1572 | 1193757.7321
52 | 2585711.4282 | 1193722.0377 | 2585741.0527 | 1193722.0624
53 | 2585546.4328 | 1193834.5516 | 2585583.3128 | 1193814.3847 | 2585618.3363 | 1193788.9976
54 | 2585618.3363 | 1193788.9976 | 2585618.4909 | 1193783.6054 | 2585627.0113 | 1193768.0655 | 2585628.4613 | 1193764.3447
55 | 2585618.3363 | 1193788.9976 | 2585638.4796 | 1193799.0701
56 | 2585829.1054 | 1193712.062 | 2585814.7435 | 1193716.5319 | 2585773.3538 | 1193722.0893 | 2585741.0527 | 1193722.0624
57 | 2585546.4328 | 1193834.5516 | 2585443.8746 | 1193877.5467 | 2585375.5116 | 1193904.3774
58 | 2585546.4328 | 1193834.5516 | 2585531.8824 | 1193836.8551
59 | 2585630.9725 | 1193741.0857 | 2585630.5155 | 1193742.31 | 2585629.7219 | 1193748.1817 | 2585630.2073 | 1193759.8645 | 2585628.4613 | 1193764.3447
60 | 2585638.4796 | 1193799.0701 | 2585644.293 | 1193801.977
61 | 2585599.8023 | 1193694.2589 | 2585596.5046 | 1193691.9767 | 2585588.438 | 1193660.0648
62 | 2585599.8023 | 1193694.2589 | 2585588.6435 | 1193721.7004 | 2585591.6565 | 1193729.1526 | 2585604.0095 | 1193732.291 | 2585625.3555 | 1193731.3748
63 | 2585634.748 | 1193730.9716 | 2585625.3555 | 1193731.3748
64 | 2585634.748 | 1193730.9716 | 2585630.9725 | 1193741.0857
65 | 2585829.1054 | 1193712.062 | 2585844.1662 | 1193713.0489 | 2585877.4382 | 1193748.4441 | 2585890.2192 | 1193758.7359
66 | 2585829.1054 | 1193712.062 | 2585864.4475 | 1193682.162 | 2585881.0845 | 1193676.1749 | 2585905.551 | 1193674.6828 | 2585921.5853 | 1193671.5765 | 2585954.6497 | 1193654.6893 | 2585987.3174 | 1193643.951 | 2586037.4468 | 1193624.5673 | 2586074.0289 | 1193610.5224
67 | 2585710.6862 | 1193683.7055 | 2585712.7308 | 1193683.7476 | 2585714.4286 | 1193686.2671
68 | 2585644.293 | 1193801.977 | 2585663.6266 | 1193811.6447 | 2585665.7303 | 1193812.7625
69 | 2585665.7303 | 1193812.7625 | 2585679.1009 | 1193819.8673 | 2585691.2327 | 1193835.6909 | 2585700.0766 | 1193857.6604
70 | 2585700.0766 | 1193857.6604 | 2585700.4974 | 1193858.7057
71 | 2585317.0865 | 1193973.6867 | 2585332.2855 | 1193950.5595 | 2585364.9191 | 1193908.5346 | 2585375.5116 | 1193904.3774
72 | 2585531.8824 | 1193836.8551 | 2585529.8684 | 1193837.1739
73 | 2585313.0289 | 1193979.8609 | 2585317.0865 | 1193973.6867
74 | 2586536.3068 | 1193718.3194 | 2586540.9519 | 1193715.7658 | 2586547.1746 | 1193710.9047 | 2586551.267 | 1193700.8457 | 2586551.2427 | 1193700.7697
75 | 2586536.3068 | 1193718.3194 | 2586535.7535 | 1193718.6236 | 2586535.5391 | 1193721.5256
76 | 2586525.2709 | 1193773.921 | 2586528.5571 | 1193751.1237 | 2586530.8293 | 1193738.2562 | 2586529.6725 | 1193722.117 | 2586535.5391 | 1193721.5256 | 2586535.5391 | 1193721.5256
77 | 2586543.0883 | 1193811.1671 | 2586525.2709 | 1193773.921
78 | 2586525.2709 | 1193773.921 | 2586512.9049 | 1193764.7887 | 2586506.8543 | 1193758.1767 | 2586502.4386 | 1193749.949 | 2586499.6597 | 1193737.7155 | 2586499.301 | 1193733.9658
79 | 2586499.9926 | 1193706.4426 | 2586497.8474 | 1193700.8221
80 | 2586499.9926 | 1193706.4426 | 2586498.403 | 1193724.5781 | 2586499.301 | 1193733.9658
81 | 2586430.5768 | 1193693.4493 | 2586427.3444 | 1193662.8961 | 2586426.6125 | 1193656.0719 | 2586429.902 | 1193654.9304 | 2586434.1129 | 1193653.4645 | 2586462.9669 | 1193657.6232 | 2586482.705 | 1193661.1468 | 2586497.8474 | 1193700.8221
82 | 2586543.0883 | 1193811.1671 | 2586523.2721 | 1193823.3518 | 2586502.7472 | 1193825.4439 | 2586458.9376 | 1193819.0623 | 2586450.6846 | 1193817.9253
83 | 2586336.7215 | 1193820.0602 | 2586397.6972 | 1193821.5923 | 2586437.0293 | 1193816.044 | 2586450.6846 | 1193817.9253
84 | 2585920.5141 | 1193783.1307 | 2585890.2192 | 1193758.7359
85 | 2586188.4922 | 1193568.2712 | 2586166.0818 | 1193586.9579 | 2586149.238 | 1193592.7335 | 2586114.7055 | 1193598.1502 | 2586093.3255 | 1193603.1139 | 2586074.0289 | 1193610.5224
86 | 2585930.2278 | 1193790.9526 | 2585920.5141 | 1193783.1307
87 | 2585930.2278 | 1193790.9526 | 2585985.3273 | 1193821.283 | 2585995.4567 | 1193825.4412
88 | 2586336.7215 | 1193820.0602 | 2586323.1033 | 1193819.718 | 2586319.6721 | 1193819.3896
89 | 2584566.1033 | 1194097.1868 | 2584561.8684 | 1194106.7251 | 2584560.9994 | 1194108.3364
90 | 2584544.1151 | 1194139.6442 | 2584560.9994 | 1194108.3364
91 | 2584560.0142 | 1194088.1534 | 2584560.5168 | 1194090.9647 | 2584561.7656 | 1194093.5295 | 2584563.6761 | 1194095.659 | 2584566.1033 | 1194097.1868
92 | 2584641.4566 | 1194125.6625 | 2584633.8575 | 1194127.9278 | 2584626.2224 | 1194130.9491 | 2584622.4636 | 1194127.2346 | 2584615.2908 | 1194120.4718 | 2584609.1666 | 1194115.5072 | 2584602.4878 | 1194111.2 | 2584588.2376 | 1194099.2417 | 2584579.1921 | 1194093.2063 | 2584577.2777 | 1194095.4792 | 2584574.7901 | 1194097.1198 | 2584571.9425 | 1194097.9943 | 2584568.963 | 1194098.0132 | 2584566.1033 | 1194097.1868
93 | 2584544.1151 | 1194139.6442 | 2584507.8829 | 1194116.7819
94 | 2584563.9774 | 1194079.6386 | 2584562.2521 | 1194081.3551 | 2584560.9697 | 1194083.4262 | 2584560.2136 | 1194085.7294 | 2584560.0142 | 1194088.1534
95 | 2584560.0142 | 1194088.1534 | 2584555.2501 | 1194087.5988 | 2584550.3138 | 1194085.2659 | 2584547.9778 | 1194083.914
96 | 2584641.4566 | 1194125.6625 | 2584636.8017 | 1194111.3225 | 2584634.4906 | 1194107.807
97 | 2585300.6801 | 1193997.4785 | 2584641.4566 | 1194125.6625
98 | 2584492.4746 | 1194119.5791 | 2584507.8829 | 1194116.7819
99 | 2585313.0289 | 1193979.8609 | 2585303.8922 | 1193993.7636 | 2585300.6801 | 1193997.4785
100 | 2584563.9774 | 1194079.6386 | 2584559.5333 | 1194070.2118 | 2584554.4328 | 1194063.3547 | 2584553.8061 | 1194062.6881
101 | 2584610.7135 | 1194044.8324 | 2584599.3981 | 1194050.976 | 2584590.198 | 1194058.8262 | 2584585.3901 | 1194064.8975 | 2584582.8001 | 1194071.0964 | 2584577.2758 | 1194080.0599 | 2584574.2228 | 1194078.1779 | 2584570.708 | 1194077.4422 | 2584567.1507 | 1194077.9517 | 2584563.9774 | 1194079.6386
102 | 2584507.2481 | 1194060.3425 | 2584547.9778 | 1194083.914
103 | 2584610.7135 | 1194044.8324 | 2584606.3015 | 1194036.0502 | 2584603.5589 | 1194033.3781 | 2584599.292 | 1194030.5877 | 2584576.9959 | 1194017.3117
104 | 2584634.4906 | 1194107.807 | 2584625.1969 | 1194093.6701
105 | 2584492.4746 | 1194119.5791 | 2584477.9194 | 1194128.0771 | 2584475.9261 | 1194142.3426
106 | 2584514.5321 | 1194171.1712 | 2584509.6393 | 1194173.8298
107 | 2584514.5321 | 1194171.1712 | 2584521.9606 | 1194156.9743
108 | 2584472.7328 | 1194161.2193 | 2584509.6393 | 1194173.8298
109 | 2584509.6393 | 1194173.8298 | 2584508.3875 | 1194175.9453 | 2584494.2654 | 1194198.5052 | 2584469.5726 | 1194190.4548
110 | 2584462.5008 | 1194188.1492 | 2584459.2693 | 1194196.6511 | 2584498.1724 | 1194209.4231 | 2584491.9969 | 1194216.9209 | 2584491.0113 | 1194212.9992 | 2584488.5074 | 1194211.2714 | 2584476.1133 | 1194206.8236
111 | 2584462.5008 | 1194188.1492 | 2584469.5726 | 1194190.4548
112 | 2584476.1133 | 1194206.8236 | 2584469.3628 | 1194225.2229
113 | 2584507.2481 | 1194060.3425 | 2584499.5288 | 1194076.5845
114 | 2584507.2481 | 1194060.3425 | 2584502.6883 | 1194057.3127
115 | 2584609.8575 | 1194070.337 | 2584625.1969 | 1194093.6701
116 | 2584472.7328 | 1194161.2193 | 2584473.8202 | 1194157.4145 | 2584475.9261 | 1194142.3426
117 | 2584499.5288 | 1194076.5845 | 2584494.372 | 1194087.4348 | 2584490.4691 | 1194099.4814
118 | 2584497.8819 | 1194054.1191 | 2584502.6883 | 1194057.3127
119 | 2584497.8819 | 1194054.1191 | 2584492.3522 | 1194066.7151
120 | 2584497.8819 | 1194054.1191 | 2584486.6994 | 1194046.8889 | 2584476.0165 | 1194042.0427
121 | 2584456.3049 | 1194033.1009 | 2584476.0165 | 1194042.0427
122 | 2584390.3075 | 1193999.1378 | 2584400.9863 | 1194005.9912 | 2584418.5318 | 1194016.0728 | 2584440.5498 | 1194025.9538 | 2584456.3049 | 1194033.1009
123 | 2584385.1103 | 1194065.8313 | 2584374.9297 | 1194062.9232 | 2584382.2257 | 1194032.31 | 2584390.3075 | 1193999.1378
124 | 2584385.1103 | 1194065.8313 | 2584423.4687 | 1194076.781 | 2584426.7389 | 1194064.5449
125 | 2584492.3522 | 1194066.7151 | 2584487.9191 | 1194076.813
126 | 2584427.2086 | 1194062.7874 | 2584426.7389 | 1194064.5449
127 | 2585995.4567 | 1193825.4412 | 2586018.9587 | 1193835.089 | 2586054.8935 | 1193840.1184 | 2586060.423 | 1193840.2252
128 | 2586086.7182 | 1193840.733 | 2586060.423 | 1193840.2252
129 | 2586086.7182 | 1193840.733 | 2586188.2941 | 1193822.0753 | 2586233.7823 | 1193812.7537 | 2586263.894 | 1193814.0515 | 2586278.5117 | 1193815.4504
130 | 2586319.6721 | 1193819.3896 | 2586278.5117 | 1193815.4504

## bus_geodata
| x | y | coords
0 | 2585927.2005 | 1192883.7033
1 | 2585928.2764 | 1192862.2851
2 | 2585924.743 | 1192898.4488
3 | 2585928.0662 | 1192841.016
4 | 2585919.6137 | 1192926.0087
5 | 2585636.896 | 1193361.504
6 | 2585784.7167 | 1193496.0424
7 | 2585845.3096 | 1193178.6743
8 | 2585193.7698 | 1193249.5867
9 | 2585662.5024 | 1193586.4991
10 | 2585928.9232 | 1192819.9152
11 | 2585919.7214 | 1192943.8553
12 | 2585929.0216 | 1192819.2471
13 | 2585919.977 | 1192970.906
14 | 2585950.5736 | 1192729.5872
15 | 2586021.8419 | 1192757.6428
16 | 2586324.6715 | 1193338.7597
17 | 2586375.605 | 1193405.8783
18 | 2585803.0794 | 1193088.5566
19 | 2585846.5528 | 1193079.8524
20 | 2585855.4926 | 1193066.8166
21 | 2585890.2518 | 1193001.7295
22 | 2585920.0409 | 1192977.6684
23 | 2585862.2762 | 1193000.762
24 | 2585953.4646 | 1192984.3914
25 | 2585838.6409 | 1192994.3279
26 | 2586003.9862 | 1192991.2401
27 | 2585835.2403 | 1192993.242
28 | 2585804.0662 | 1192983.2881
29 | 2585174.3244 | 1193253.8738
30 | 2585171.9926 | 1193254.3879
31 | 2585078.0281 | 1193302.137
32 | 2585103.8979 | 1193218.3167
33 | 2585773.2629 | 1193567.2874
34 | 2585682.0803 | 1193598.3094
35 | 2585774.4376 | 1193563.5583
36 | 2585694.3623 | 1193628.0592
37 | 2585665.1886 | 1193596.6492
38 | 2585692.4876 | 1193654.1695
39 | 2585711.3408 | 1193653.0651
40 | 2585702.1257 | 1193684.9738
41 | 2585703.5907 | 1193701.579
42 | 2585695.3181 | 1193722.0209
43 | 2585713.321 | 1193693.4413
44 | 2585708.2026 | 1193722.0343
45 | 2585688.7481 | 1193756.4735
46 | 2585671.6204 | 1193756.9463
47 | 2585703.329 | 1193755.3744
48 | 2585643.1572 | 1193757.7321
49 | 2585711.4282 | 1193722.0377
50 | 2585618.3363 | 1193788.9976
51 | 2585741.0527 | 1193722.0624
52 | 2585546.4328 | 1193834.5516
53 | 2585628.4613 | 1193764.3447
54 | 2585638.4796 | 1193799.0701
55 | 2585599.8023 | 1193694.2589
56 | 2585588.438 | 1193660.0648
57 | 2585625.3555 | 1193731.3748
58 | 2585634.748 | 1193730.9716
59 | 2585630.9725 | 1193741.0857
60 | 2585829.1054 | 1193712.062
61 | 2585710.6862 | 1193683.7055
62 | 2585714.4286 | 1193686.2671
63 | 2585713.8608 | 1193652.9175
64 | 2585644.293 | 1193801.977
65 | 2585665.7303 | 1193812.7625
66 | 2585700.0766 | 1193857.6604
67 | 2585375.5116 | 1193904.3774
68 | 2585531.8824 | 1193836.8551
69 | 2585700.4974 | 1193858.7057
70 | 2585317.0865 | 1193973.6867
71 | 2585529.8684 | 1193837.1739
72 | 2586536.3068 | 1193718.3194
73 | 2586551.2427 | 1193700.7697
74 | 2586535.5391 | 1193721.5256
75 | 2586525.2709 | 1193773.921
76 | 2586499.9926 | 1193706.4426
77 | 2586497.8474 | 1193700.8221
78 | 2586499.301 | 1193733.9658
79 | 2586543.0883 | 1193811.1671
80 | 2586430.5768 | 1193693.4493
81 | 2586450.6846 | 1193817.9253
82 | 2585890.2192 | 1193758.7359
83 | 2586074.0289 | 1193610.5224
84 | 2585920.5141 | 1193783.1307
85 | 2586188.4922 | 1193568.2712
86 | 2585930.2278 | 1193790.9526
87 | 2586336.7215 | 1193820.0602
88 | 2584560.9994 | 1194108.3364
89 | 2584566.1033 | 1194097.1868
90 | 2584544.1151 | 1194139.6442
91 | 2584560.0142 | 1194088.1534
92 | 2584641.4566 | 1194125.6625
93 | 2584507.8829 | 1194116.7819
94 | 2585300.6801 | 1193997.4785
95 | 2585313.0289 | 1193979.8609
96 | 2584563.9774 | 1194079.6386
97 | 2584547.9778 | 1194083.914
98 | 2584610.7135 | 1194044.8324
99 | 2584576.9959 | 1194017.3117
100 | 2584553.8061 | 1194062.6881
101 | 2584634.4906 | 1194107.807
102 | 2584492.4746 | 1194119.5791
103 | 2584514.5321 | 1194171.1712
104 | 2584509.6393 | 1194173.8298
105 | 2584521.9606 | 1194156.9743
106 | 2584462.5008 | 1194188.1492
107 | 2584476.1133 | 1194206.8236
108 | 2584469.5726 | 1194190.4548
109 | 2584469.3628 | 1194225.2229
110 | 2584507.2481 | 1194060.3425
111 | 2584625.1969 | 1194093.6701
112 | 2584475.9261 | 1194142.3426
113 | 2584472.7328 | 1194161.2193
114 | 2584609.8575 | 1194070.337
115 | 2584499.5288 | 1194076.5845
116 | 2584502.6883 | 1194057.3127
117 | 2584490.4691 | 1194099.4814
118 | 2584497.8819 | 1194054.1191
119 | 2584456.3049 | 1194033.1009
120 | 2584476.0165 | 1194042.0427
121 | 2584390.3075 | 1193999.1378
122 | 2584385.1103 | 1194065.8313
123 | 2584492.3522 | 1194066.7151
124 | 2584426.7389 | 1194064.5449
125 | 2584427.2086 | 1194062.7874
126 | 2584487.9191 | 1194076.813
127 | 2585995.4567 | 1193825.4412
128 | 2586060.423 | 1193840.2252
129 | 2586086.7182 | 1193840.733
130 | 2586278.5117 | 1193815.4504
131 | 2586319.6721 | 1193819.3896
132 | 2584645.8091 | 1194034.7363

## line_std_types
| c_nf_per_km | r_ohm_per_km | x_ohm_per_km | max_i_ka | type | q_mm2 | alpha | voltage_rating
NAYY 4x50 SE | 210 | 0.642 | 0.083 | 0.142 | cs | 50 | 0.00403 | LV
NAYY 4x120 SE | 264 | 0.225 | 0.08 | 0.242 | cs | 120 | 0.00403 | LV
NAYY 4x150 SE | 261 | 0.208 | 0.08 | 0.27 | cs | 150 | 0.00403 | LV
NA2XS2Y 1x95 RM/25 12/20 kV | 216 | 0.313 | 0.132 | 0.252 | cs | 95 | 0.00403 | MV
NA2XS2Y 1x185 RM/25 12/20 kV | 273 | 0.161 | 0.117 | 0.362 | cs | 185 | 0.00403 | MV
NA2XS2Y 1x240 RM/25 12/20 kV | 304 | 0.122 | 0.112 | 0.421 | cs | 240 | 0.00403 | MV
NA2XS2Y 1x95 RM/25 6/10 kV | 315 | 0.313 | 0.123 | 0.249 | cs | 95 | 0.00403 | MV
NA2XS2Y 1x185 RM/25 6/10 kV | 406 | 0.161 | 0.11 | 0.358 | cs | 185 | 0.00403 | MV
NA2XS2Y 1x240 RM/25 6/10 kV | 456 | 0.122 | 0.105 | 0.416 | cs | 240 | 0.00403 | MV
NA2XS2Y 1x150 RM/25 12/20 kV | 250 | 0.206 | 0.116 | 0.319 | cs | 150 | 0.00403 | MV
NA2XS2Y 1x120 RM/25 12/20 kV | 230 | 0.253 | 0.119 | 0.283 | cs | 120 | 0.00403 | MV
NA2XS2Y 1x70 RM/25 12/20 kV | 190 | 0.443 | 0.132 | 0.22 | cs | 70 | 0.00403 | MV
NA2XS2Y 1x150 RM/25 6/10 kV | 360 | 0.206 | 0.11 | 0.315 | cs | 150 | 0.00403 | MV
NA2XS2Y 1x120 RM/25 6/10 kV | 340 | 0.253 | 0.113 | 0.28 | cs | 120 | 0.00403 | MV
NA2XS2Y 1x70 RM/25 6/10 kV | 280 | 0.443 | 0.123 | 0.217 | cs | 70 | 0.00403 | MV
N2XS(FL)2Y 1x120 RM/35 64/110 kV | 112 | 0.153 | 0.166 | 0.366 | cs | 120 | 0.00393 | HV
N2XS(FL)2Y 1x185 RM/35 64/110 kV | 125 | 0.099 | 0.156 | 0.457 | cs | 185 | 0.00393 | HV
N2XS(FL)2Y 1x240 RM/35 64/110 kV | 135 | 0.075 | 0.149 | 0.526 | cs | 240 | 0.00393 | HV
N2XS(FL)2Y 1x300 RM/35 64/110 kV | 144 | 0.06 | 0.144 | 0.588 | cs | 300 | 0.00393 | HV
15-AL1/3-ST1A 0.4 | 11 | 1.8769 | 0.35 | 0.105 | ol | 16 | 0.00403 | LV
24-AL1/4-ST1A 0.4 | 11.25 | 1.2012 | 0.335 | 0.14 | ol | 24 | 0.00403 | LV
48-AL1/8-ST1A 0.4 | 12.2 | 0.5939 | 0.3 | 0.21 | ol | 48 | 0.00403 | LV
94-AL1/15-ST1A 0.4 | 13.2 | 0.306 | 0.29 | 0.35 | ol | 94 | 0.00403 | LV
34-AL1/6-ST1A 10.0 | 9.7 | 0.8342 | 0.36 | 0.17 | ol | 34 | 0.00403 | MV
48-AL1/8-ST1A 10.0 | 10.1 | 0.5939 | 0.35 | 0.21 | ol | 48 | 0.00403 | MV
70-AL1/11-ST1A 10.0 | 10.4 | 0.4132 | 0.339 | 0.29 | ol | 70 | 0.00403 | MV
94-AL1/15-ST1A 10.0 | 10.75 | 0.306 | 0.33 | 0.35 | ol | 94 | 0.00403 | MV
122-AL1/20-ST1A 10.0 | 11.1 | 0.2376 | 0.323 | 0.41 | ol | 122 | 0.00403 | MV
149-AL1/24-ST1A 10.0 | 11.25 | 0.194 | 0.315 | 0.47 | ol | 149 | 0.00403 | MV
34-AL1/6-ST1A 20.0 | 9.15 | 0.8342 | 0.382 | 0.17 | ol | 34 | 0.00403 | MV
48-AL1/8-ST1A 20.0 | 9.5 | 0.5939 | 0.372 | 0.21 | ol | 48 | 0.00403 | MV
70-AL1/11-ST1A 20.0 | 9.7 | 0.4132 | 0.36 | 0.29 | ol | 70 | 0.00403 | MV
94-AL1/15-ST1A 20.0 | 10 | 0.306 | 0.35 | 0.35 | ol | 94 | 0.00403 | MV
122-AL1/20-ST1A 20.0 | 10.3 | 0.2376 | 0.344 | 0.41 | ol | 122 | 0.00403 | MV
149-AL1/24-ST1A 20.0 | 10.5 | 0.194 | 0.337 | 0.47 | ol | 149 | 0.00403 | MV
184-AL1/30-ST1A 20.0 | 10.75 | 0.1571 | 0.33 | 0.535 | ol | 184 | 0.00403 | MV
243-AL1/39-ST1A 20.0 | 11 | 0.1188 | 0.32 | 0.645 | ol | 243 | 0.00403 | MV
48-AL1/8-ST1A 110.0 | 8 | 0.5939 | 0.46 | 0.21 | ol | 48 | 0.00403 | HV
70-AL1/11-ST1A 110.0 | 8.4 | 0.4132 | 0.45 | 0.29 | ol | 70 | 0.00403 | HV
94-AL1/15-ST1A 110.0 | 8.65 | 0.306 | 0.44 | 0.35 | ol | 94 | 0.00403 | HV
122-AL1/20-ST1A 110.0 | 8.5 | 0.2376 | 0.43 | 0.41 | ol | 122 | 0.00403 | HV
149-AL1/24-ST1A 110.0 | 8.75 | 0.194 | 0.41 | 0.47 | ol | 149 | 0.00403 | HV
184-AL1/30-ST1A 110.0 | 8.8 | 0.1571 | 0.4 | 0.535 | ol | 184 | 0.00403 | HV
243-AL1/39-ST1A 110.0 | 9 | 0.1188 | 0.39 | 0.645 | ol | 243 | 0.00403 | HV
305-AL1/39-ST1A 110.0 | 9.2 | 0.0949 | 0.38 | 0.74 | ol | 305 | 0.00403 | HV
490-AL1/64-ST1A 110.0 | 9.75 | 0.059 | 0.37 | 0.96 | ol | 490 | 0.00403 | HV
679-AL1/86-ST1A 110.0 | 9.95 | 0.042 | 0.36 | 1.15 | ol | 679 | 0.00403 | HV
490-AL1/64-ST1A 220.0 | 10 | 0.059 | 0.285 | 0.96 | ol | 490 | 0.00403 | HV
679-AL1/86-ST1A 220.0 | 11.7 | 0.042 | 0.275 | 1.15 | ol | 679 | 0.00403 | HV
490-AL1/64-ST1A 380.0 | 11 | 0.059 | 0.253 | 0.96 | ol | 490 | 0.00403 | HV
679-AL1/86-ST1A 380.0 | 14.6 | 0.042 | 0.25 | 1.15 | ol | 679 | 0.00403 | HV

## trafo_std_types
| i0_percent | pfe_kw | vkr_percent | sn_mva | vn_lv_kv | vn_hv_kv | vk_percent | shift_degree | vector_group | tap_side | tap_neutral | tap_min | tap_max | tap_step_degree | tap_step_percent | tap_phase_shifter
160 MVA 380/110 kV | 0.06 | 60 | 0.25 | 160 | 110 | 380 | 12.2 | 0 | Yy0 | hv | 0 | -9 | 9 | 0 | 1.5 | FALSE
100 MVA 220/110 kV | 0.06 | 55 | 0.26 | 100 | 110 | 220 | 12 | 0 | Yy0 | hv | 0 | -9 | 9 | 0 | 1.5 | FALSE
63 MVA 110/20 kV | 0.04 | 22 | 0.32 | 63 | 20 | 110 | 18 | 150 | YNd5 | hv | 0 | -9 | 9 | 0 | 1.5 | FALSE
40 MVA 110/20 kV | 0.05 | 18 | 0.34 | 40 | 20 | 110 | 16.2 | 150 | YNd5 | hv | 0 | -9 | 9 | 0 | 1.5 | FALSE
25 MVA 110/20 kV | 0.07 | 14 | 0.41 | 25 | 20 | 110 | 12 | 150 | YNd5 | hv | 0 | -9 | 9 | 0 | 1.5 | FALSE
63 MVA 110/10 kV | 0.04 | 22 | 0.32 | 63 | 10 | 110 | 18 | 150 | YNd5 | hv | 0 | -9 | 9 | 0 | 1.5 | FALSE
40 MVA 110/10 kV | 0.05 | 18 | 0.34 | 40 | 10 | 110 | 16.2 | 150 | YNd5 | hv | 0 | -9 | 9 | 0 | 1.5 | FALSE
25 MVA 110/10 kV | 0.07 | 14 | 0.41 | 25 | 10 | 110 | 12 | 150 | YNd5 | hv | 0 | -9 | 9 | 0 | 1.5 | FALSE
0.25 MVA 20/0.4 kV | 0.32 | 0.8 | 1.44 | 0.25 | 0.4 | 20 | 6 | 150 | Yzn5 | hv | 0 | -2 | 2 | 0 | 2.5 | FALSE
0.4 MVA 20/0.4 kV | 0.3375 | 1.35 | 1.425 | 0.4 | 0.4 | 20 | 6 | 150 | Dyn5 | hv | 0 | -2 | 2 | 0 | 2.5 | FALSE
0.63 MVA 20/0.4 kV | 0.2619 | 1.65 | 1.206 | 0.63 | 0.4 | 20 | 6 | 150 | Dyn5 | hv | 0 | -2 | 2 | 0 | 2.5 | FALSE
0.25 MVA 10/0.4 kV | 0.24 | 0.6 | 1.2 | 0.25 | 0.4 | 10 | 4 | 150 | Dyn5 | hv | 0 | -2 | 2 | 0 | 2.5 | FALSE
0.4 MVA 10/0.4 kV | 0.2375 | 0.95 | 1.325 | 0.4 | 0.4 | 10 | 4 | 150 | Dyn5 | hv | 0 | -2 | 2 | 0 | 2.5 | FALSE
0.63 MVA 10/0.4 kV | 0.1873 | 1.18 | 1.0794 | 0.63 | 0.4 | 10 | 4 | 150 | Dyn5 | hv | 0 | -2 | 2 | 0 | 2.5 | FALSE

## trafo3w_std_types
| sn_hv_mva | sn_mv_mva | sn_lv_mva | vn_hv_kv | vn_mv_kv | vn_lv_kv | vk_hv_percent | vk_mv_percent | vk_lv_percent | vkr_hv_percent | vkr_mv_percent | vkr_lv_percent | pfe_kw | i0_percent | shift_mv_degree | shift_lv_degree | vector_group | tap_side | tap_neutral | tap_min | tap_max | tap_step_percent
63/25/38 MVA 110/20/10 kV | 63 | 25 | 38 | 110 | 20 | 10 | 10.4 | 10.4 | 10.4 | 0.28 | 0.32 | 0.35 | 35 | 0.89 | 0 | 0 | YN0yn0yn0 | hv | 0 | -10 | 10 | 1.2
63/25/38 MVA 110/10/10 kV | 63 | 25 | 38 | 110 | 10 | 10 | 10.4 | 10.4 | 10.4 | 0.28 | 0.32 | 0.35 | 35 | 0.89 | 0 | 0 | YN0yn0yn0 | hv | 0 | -10 | 10 | 1.2

## fuse_std_types
| fuse_type | i_rated_a | t_avg | t_min | t_total | x_avg | x_min | x_total
HV 100A | HV 100A | 100 | 0 | [10.0, 3.64, 0.854, 0.281, 0.1, 0.0531, 0.022, 0.01] | [10.0, 4.267, 1.21, 0.403, 0.1, 0.058, 0.022, 0.01] | 0 | [300.0, 350.0, 450.0, 550.0, 700.0, 850.0, 1200.0, 1752.0] | [600.0, 700.0, 900.0, 1150.0, 1665.0, 2000.0, 3000.0, 4313.0]
HV 10A | HV 10A | 10 | 0 | [10.0, 1675.0, 0.344, 0.156, 0.1, 0.0417, 0.0171, 0.01] | [10.0, 1.3, 0.3, 0.155, 0.1, 0.0555, 0.023, 0.01] | 0 | [30.0, 32.0, 35.0, 37.0, 39.0, 50.0, 70.0, 88.0] | [60.0, 70.0, 80.0, 87.0, 94.0, 110.0, 150.0, 216.0]
HV 125A | HV 125A | 125 | 0 | [10.0, 1.82, 0.344, 0.1, 0.0467, 0.0269, 0.01] | [10.0, 2.478, 0.426, 0.1, 0.0427, 0.0211, 0.01] | 0 | [375.0, 500.0, 700.0, 925.0, 1200.0, 1500.0, 2341.0] | [750.0, 1000.0, 1500.0, 2200.0, 3000.0, 4000.0, 5765.0]
HV 160A | HV 160A | 160 | 0 | [10.0, 4.15, 1.03, 0.198, 0.1, 0.051, 0.0172, 0.01] | [10.0, 2.3, 0.734, 0.274, 0.1, 0.046, 0.0177, 0.01] | 0 | [480.0, 550.0, 700.0, 1000.0, 1260.0, 1600.0, 2500.0, 3227.0] | [960.0, 1300.0, 1700.0, 2200.0, 2996.0, 4000.0, 6000.0, 7946.0]
HV 16A | HV 16A | 16 | 0 | [10.0, 0.352, 0.164, 0.1, 0.0649, 0.0342, 0.01] | [10.0, 2.34, 0.722, 0.181, 0.1, 0.055, 0.0296, 0.01] | 0 | [48.0, 60.0, 65.0, 71.0, 80.0, 100.0, 162.0] | [96.0, 110.0, 125.0, 150.0, 168.0, 200.0, 250.0, 398.0]
HV 200A | HV 200A | 200 | 0 | [10.0, 4.267, 1.21, 0.403, 0.1, 0.058, 0.022, 0.01] | [10.0, 3.73, 1.654, 0.328, 0.1, 0.0531, 0.019, 0.01] | 0 | [600.0, 700.0, 900.0, 1150.0, 1665.0, 2000.0, 3000.0, 4313.0] | [1200.0, 1500.0, 1800.0, 2700.0, 3960.0, 5000.0, 7500.0, 10620.0]
HV 20A | HV 20A | 20 | 0 | [10.0, 1.3, 0.3, 0.155, 0.1, 0.0555, 0.023, 0.01] | [10.0, 1.3, 0.161, 0.1, 0.0611, 0.0399, 0.0141, 0.01] | 0 | [60.0, 70.0, 80.0, 87.0, 94.0, 110.0, 150.0, 216.0] | [120.0, 150.0, 200.0, 223.0, 260.0, 300.0, 450.0, 532.0]
HV 25A | HV 25A | 25 | 0 | [10.0, 2.512, 0.833, 0.299, 0.1, 0.0372, 0.0223, 0.01] | [10.0, 3.125, 0.597, 0.198, 0.1, 0.0378, 0.022, 0.01] | 0 | [75.0, 82.0, 90.0, 100.0, 124.0, 170.0, 200.0, 289.0] | [150.0, 170.0, 210.0, 250.0, 294.0, 400.0, 500.0, 711.0]
HV 31.5A | HV 31.5A | 31.5 | 0 | [10.0, 2.34, 0.722, 0.181, 0.1, 0.055, 0.0296, 0.01] | [10.0, 2.84, 0.368, 0.164, 0.1, 0.0621, 0.0378, 0.0195, 0.01] | 0 | [95.0, 110.0, 125.0, 150.0, 165.0, 200.0, 250.0, 390.0] | [189.0, 220.0, 300.0, 350.0, 393.0, 450.0, 530.0, 700.0, 960.0]
HV 40A | HV 40A | 40 | 0 | [10.0, 1.3, 0.161, 0.1, 0.0611, 0.0399, 0.0141, 0.01] | [10.0, 2.05, 0.369, 0.198, 0.1, 0.051, 0.0298, 0.01] | 0 | [120.0, 150.0, 200.0, 223.0, 260.0, 300.0, 450.0, 532.0] | [240.0, 300.0, 400.0, 450.0, 530.0, 650.0, 800.0, 1311.0]
HV 50A | HV 50A | 50 | 0 | [10.0, 3.215, 0.597, 0.198, 0.1, 0.0378, 0.022, 0.01] | [10.0, 3.64, 0.854, 0.281, 0.1, 0.0531, 0.022, 0.01] | 0 | [150.0, 170.0, 210.0, 250.0, 294.0, 400.0, 500.0, 711.0] | [300.0, 350.0, 450.0, 550.0, 700.0, 850.0, 1200.0, 1752.0]
HV 6.3A | HV 6.3A | 6.3 | 0 | [10.0, 1.39, 0.344, 0.168, 0.1, 0.056, 0.0263, 0.01] | [10.0, 1.711, 0.516, 0.198, 0.1, 0.0634, 0.0303, 0.01] | 0 | [19.0, 19.5, 20.4, 20.8, 22.0, 25.0, 32.0, 48.0] | [38.0, 40.0, 43.0, 48.0, 53.0, 60.0, 75.0, 118.0]
HV 63A | HV 63A | 63 | 0 | [10.0, 2.84, 0.368, 0.164, 0.1, 0.0621, 0.0378, 0.0195, 0.01] | [10.0, 1.82, 0.344, 0.1, 0.0467, 0.0269, 0.01] | 0 | [189.0, 220.0, 300.0, 350.0, 393.0, 450.0, 530.0, 700.0, 961.0] | [378.0, 500.0, 700.0, 934.0, 1200.0, 1500.0, 2366.0]
HV 80A | HV 80A | 80 | 0 | [10.0, 2.05, 0.369, 0.198, 0.1, 0.051, 0.0298, 0.01] | [10.0, 4.15, 1.03, 0.198, 0.1, 0.051, 0.0172, 0.01] | 0 | [240.0, 300.0, 400.0, 450.0, 530.0, 650.0, 800.0, 1311.0] | [480.0, 550.0, 700.0, 1000.0, 1260.0, 1600.0, 2500.0, 3227.0]
Siemens NH-1-100 | Siemens NH-1-100 | 100 | [5400.0, 2000.0, 400.0, 20.0, 1.0, 0.2, 0.012, 0.004] | 0 | 0 | [150.0, 190.0, 250.0, 430.0, 900.0, 1250.0, 2700.0, 3600.0] | 0 | 0
Siemens NH-1-125 | Siemens NH-1-125 | 125 | [4800.0, 120.0, 7.0, 0.1, 0.004] | 0 | 0 | [180.0, 400.0, 740.0, 2000.0, 4250.0] | 0 | 0
Siemens NH-1-16 | Siemens NH-1-16 | 16 | [4000.0, 400.0, 2.0, 0.1, 0.04, 0.01] | 0 | 0 | [26.0, 35.0, 75.0, 150.0, 200.0, 300.0] | 0 | 0
Siemens NH-1-160 | Siemens NH-1-160 | 160 | [4800.0, 120.0, 7.0, 0.1, 0.004] | 0 | 0 | [210.0, 500.0, 900.0, 2300.0, 5000.0] | 0 | 0
Siemens NH-1-25 | Siemens NH-1-25 | 25 | [4000.0, 1000.0, 10.0, 0.2, 0.02, 0.01] | 0 | 0 | [40.0, 50.0, 100.0, 210.0, 400.0, 500.0] | 0 | 0
Siemens NH-1-50 | Siemens NH-1-50 | 50 | [4000.0, 40.0, 4.0, 1.0, 0.02, 0.01] | 0 | 0 | [86.0, 200.0, 300.0, 400.0, 1000.0, 1280.0] | 0 | 0
Siemens NH-1-63 | Siemens NH-1-63 | 63 | [4000.0, 100.0, 10.0, 2.0, 0.04, 0.01] | 0 | 0 | [100.0, 200.0, 300.0, 400.0, 1000.0, 1500.0] | 0 | 0
Siemens NH-1-80 | Siemens NH-1-80 | 80 | [4800.0, 120.0, 7.0, 0.1, 0.01] | 0 | 0 | [150.58, 250.0, 450.0, 1150.0, 2470.0] | 0 | 0
Siemens NH-2-1000 | Siemens NH-2-1000 | 1000 | [4800.0, 120.0, 7.0, 0.1, 0.004] | 0 | 0 | [1900.0, 3500.0, 8400.0, 24000.0, 52000.0] | 0 | 0
Siemens NH-2-200 | Siemens NH-2-200 | 200 | [4800.0, 120.0, 7.0, 0.1, 0.004] | 0 | 0 | [280.0, 650.0, 1200.0, 3000.0, 7000.0] | 0 | 0
Siemens NH-2-224 | Siemens NH-2-224 | 224 | [4800.0, 120.0, 7.0, 0.2, 0.04, 0.004] | 0 | 0 | [400.0, 750.0, 1453.0, 3025.0, 4315.0, 7600.0] | 0 | 0
Siemens NH-2-250 | Siemens NH-2-250 | 250 | [4800.0, 120.0, 7.0, 0.1, 0.004] | 0 | 0 | [450.0, 800.0, 1650.0, 4000.0, 8500.0] | 0 | 0
Siemens NH-2-315 | Siemens NH-2-315 | 315 | [4800.0, 120.0, 7.0, 0.1, 0.004] | 0 | 0 | [550.0, 920.0, 1900.0, 5000.0, 11000.0] | 0 | 0
Siemens NH-2-355 | Siemens NH-2-355 | 355 | [4800.0, 120.0, 6.0, 0.1, 0.004] | 0 | 0 | [650.0, 1116.27, 2350.0, 5840.0, 12790.0] | 0 | 0
Siemens NH-2-400 | Siemens NH-2-400 | 400 | [4800.0, 120.0, 7.0, 0.1, 0.004] | 0 | 0 | [720.0, 1350.0, 2800.0, 6500.0, 15000.0] | 0 | 0
Siemens NH-2-425 | Siemens NH-2-425 | 425 | [4800.0, 120.0, 7.0, 0.1, 0.004] | 0 | 0 | [850.0, 1500.0, 3050.0, 7500.0, 16500.0] | 0 | 0
Siemens NH-2-630 | Siemens NH-2-630 | 630 | [4800.0, 120.0, 7.0, 0.1, 0.004] | 0 | 0 | [1200.0, 2000.0, 4800.0, 12000.0, 26000.0] | 0 | 0

## res_bus
| vm_pu | va_degree | p_mw | q_mvar
0 | 0.97117 | -0.55928 | 9.4728e-05 | 2.3741e-05
1 | 0.97113 | -0.56 | 0.00075807 | 0.00018999
2 | 0.97119 | -0.55875 | 0.00011252 | 2.8199e-05
3 | 0.97111 | -0.56041 | 0.0001693 | 4.243e-05
4 | 0.97125 | -0.5577 | 0.00064212 | 0.00016093
5 | 0.97565 | -0.47064 | 0 | 0
6 | 0.97556 | -0.47251 | 0.00042581 | 0.00010672
7 | 0.97324 | -0.5182 | 0.00012975 | 3.2517e-05
8 | 0.97267 | -0.52949 | 0.0047007 | 0.0011781
9 | 0.97743 | -0.43569 | 0.00024658 | 6.1798e-05
10 | 0.97109 | -0.56075 | 9.6887e-05 | 2.4282e-05
11 | 0.97129 | -0.55683 | 0.00063439 | 0.00015899
12 | 0.97109 | -0.56076 | 0.00041001 | 0.00010276
13 | 0.97137 | -0.55518 | 0.001102 | 0.00027619
14 | 0.97106 | -0.5614 | 0 | 0
15 | 0.97103 | -0.56193 | 0.00036963 | 9.2637e-05
16 | 0.97545 | -0.47479 | 0.0015715 | 0.00039384
17 | 0.97557 | -0.47233 | 0 | 0
18 | 0.97226 | -0.53763 | 0.00088305 | 0.00022131
19 | 0.9723 | -0.53685 | 0 | 0
20 | 0.97218 | -0.53927 | 0.00034667 | 8.6884e-05
21 | 0.97162 | -0.55023 | 0 | 0
22 | 0.9714 | -0.55463 | 0 | 0
23 | 0.97157 | -0.55124 | 0.00091331 | 0.0002289
24 | 0.97135 | -0.55564 | 0.00029263 | 7.3341e-05
25 | 0.97155 | -0.55172 | 0.00068561 | 0.00017183
26 | 0.97129 | -0.55688 | 0.0013119 | 0.00032879
27 | 0.97155 | -0.55175 | 0.00021528 | 5.3955e-05
28 | 0.97154 | -0.55184 | 0.0001489 | 3.7318e-05
29 | 0.97263 | -0.53033 | 0.001006 | 0.00025212
30 | 0.97262 | -0.53039 | 0 | 0
31 | 0.9725 | -0.53295 | 0 | 0
32 | 0.97239 | -0.53504 | 0.0012902 | 0.00032336
33 | 0.97745 | -0.43513 | 0.00058133 | 0.00014569
34 | 0.97753 | -0.43355 | 0 | 0
35 | 0.97745 | -0.43514 | 0.00017745 | 4.4473e-05
36 | 0.97772 | -0.42992 | 0.00050208 | 0.00012583
37 | 0.97747 | -0.43487 | 0 | 0
38 | 0.97784 | -0.42743 | 0 | 0
39 | 0.97781 | -0.42807 | 0.0015744 | 0.00039459
40 | 0.978 | -0.42446 | 0 | 0
41 | 0.97816 | -0.4212 | 0 | 0
42 | 0.97827 | -0.41899 | 0 | 0
43 | 0.9781 | -0.42245 | 0.00033143 | 8.3064e-05
44 | 0.97834 | -0.41773 | 0.00013842 | 3.4691e-05
45 | 0.97878 | -0.4091 | 0.0014674 | 0.00036776
46 | 0.97893 | -0.40614 | 0.001761 | 0.00044135
47 | 0.97865 | -0.41154 | 0.00066861 | 0.00016757
48 | 0.97919 | -0.40099 | 0 | 0
49 | 0.97835 | -0.41741 | 0 | 0
50 | 0.97956 | -0.39378 | 0 | 0
51 | 0.97797 | -0.42505 | 0.0015284 | 0.00038305
52 | 0.98046 | -0.37601 | 0 | 0
53 | 0.97944 | -0.39611 | 0.00032218 | 8.0746e-05
54 | 0.97953 | -0.3944 | 0.00039208 | 9.8264e-05
55 | 0.97912 | -0.40233 | 0 | 0
56 | 0.97905 | -0.40375 | 0.0021253 | 0.00053266
57 | 0.97926 | -0.39955 | 0.0020506 | 0.00051394
58 | 0.9793 | -0.39884 | 0 | 0
59 | 0.97934 | -0.39802 | 0.00023252 | 5.8274e-05
60 | 0.97692 | -0.44556 | 0 | 0
61 | 0.97804 | -0.42365 | 0.00070741 | 0.00017729
62 | 0.97806 | -0.42317 | 0.00030896 | 7.7434e-05
63 | 0.97781 | -0.42808 | 0.0002687 | 6.7343e-05
64 | 0.97952 | -0.39453 | 0.00028155 | 7.0563e-05
65 | 0.9795 | -0.3949 | 0.00023755 | 5.9537e-05
66 | 0.97947 | -0.39554 | 0.00046181 | 0.00011574
67 | 0.98251 | -0.33596 | 0.0003521 | 8.8244e-05
68 | 0.98044 | -0.37653 | 0.001154 | 0.00028923
69 | 0.97947 | -0.39555 | 0.00014052 | 3.5218e-05
70 | 0.98354 | -0.31585 | 0.0010202 | 0.00025569
71 | 0.98044 | -0.37656 | 0.00078115 | 0.00019578
72 | 0.97126 | -0.55749 | 0.00062043 | 0.0001555
73 | 0.97123 | -0.55803 | 0.0012247 | 0.00030693
74 | 0.97127 | -0.55737 | 0.00069573 | 0.00017437
75 | 0.9714 | -0.55463 | 0 | 0
76 | 0.97125 | -0.55775 | 0 | 0
77 | 0.97124 | -0.55788 | 0.00072313 | 0.00018123
78 | 0.97128 | -0.55716 | 0.0015845 | 0.00039711
79 | 0.97161 | -0.55061 | 0 | 0
80 | 0.97119 | -0.55895 | 0.00042209 | 0.00010579
81 | 0.97208 | -0.5412 | 0.00045915 | 0.00011507
82 | 0.9762 | -0.4599 | 0.00023309 | 5.8419e-05
83 | 0.97623 | -0.4594 | 0.00028599 | 7.1675e-05
84 | 0.97585 | -0.4667 | 0.0005417 | 0.00013576
85 | 0.97594 | -0.46514 | 0.00093596 | 0.00023457
86 | 0.97575 | -0.46876 | 0 | 0
87 | 0.97269 | -0.52907 | 0.00035622 | 8.9278e-05
88 | 0.99237 | -0.14534 | 0.076905 | 0.019274
89 | 0.99305 | -0.13233 | 0 | 0
90 | 0.99102 | -0.17103 | 0 | 0
91 | 0.99383 | -0.11742 | 0 | 0
92 | 0.99188 | -0.15478 | 0 | 0
93 | 0.9894 | -0.20207 | 0.0026754 | 0.00067053
94 | 0.98388 | -0.30934 | 0.0013243 | 0.0003319
95 | 0.98363 | -0.31421 | 0.00081515 | 0.0002043
96 | 0.99463 | -0.10201 | 0 | 0
97 | 0.99306 | -0.13209 | 0.0049466 | 0.0012397
98 | 1 | 0 | -0.36953 | -0.094233
99 | 0.99997 | -0.00050493 | 0.00064726 | 0.00016222
100 | 0.99459 | -0.10288 | 0.0024754 | 0.0006204
101 | 0.99181 | -0.15611 | 0.0012554 | 0.00031464
102 | 0.98882 | -0.21325 | 0 | 0
103 | 0.97882 | -0.40737 | 0 | 0
104 | 0.9793 | -0.39784 | 0 | 0
105 | 0.97742 | -0.43491 | 0.094345 | 0.023645
106 | 0.97716 | -0.43984 | 0 | 0
107 | 0.97562 | -0.47021 | 0 | 0
108 | 0.97731 | -0.43702 | 0.018319 | 0.0045912
109 | 0.97524 | -0.47767 | 0.020763 | 0.0052037
110 | 0.99051 | -0.18141 | 0 | 0
111 | 0.99177 | -0.1569 | 0.0012299 | 0.00030825
112 | 0.9865 | -0.25803 | 0.026904 | 0.0067427
113 | 0.98412 | -0.30397 | 0 | 0
114 | 0.99173 | -0.15759 | 0.0014002 | 0.00035092
115 | 0.9901 | -0.18948 | 0.0022251 | 0.00055766
116 | 0.99034 | -0.18471 | 0.0025981 | 0.00065114
117 | 0.98958 | -0.19958 | 0.023022 | 0.0057698
118 | 0.99018 | -0.18792 | 0 | 0
119 | 0.98922 | -0.2064 | 0.0059718 | 0.0014967
120 | 0.98962 | -0.19863 | 0.0038781 | 0.00097194
121 | 0.98825 | -0.22523 | 0 | 0
122 | 0.98726 | -0.24455 | 0 | 0
123 | 0.99009 | -0.18969 | 0.0044553 | 0.0011166
124 | 0.98657 | -0.2579 | 0.0065474 | 0.0016409
125 | 0.98656 | -0.25815 | 0.0076445 | 0.0019159
126 | 0.99006 | -0.19024 | 0.0027973 | 0.00070106
127 | 0.97513 | -0.48096 | 0.00065067 | 0.00016307
128 | 0.9746 | -0.49128 | 0.0008101 | 0.00020303
129 | 0.97442 | -0.49492 | 0 | 0
130 | 0.97305 | -0.52193 | 0.00068209 | 0.00017095
131 | 0.97279 | -0.52716 | 0.0007607 | 0.00019065
132 | 0.99998 | 149.9956 | 0 | 0

## res_line
| p_from_mw | q_from_mvar | p_to_mw | q_to_mvar | pl_mw | ql_mvar | i_from_ka | i_to_ka | i_ka | vm_from_pu | va_from_degree | vm_to_pu | va_to_degree | loading_percent
0 | 0.001804 | 0.00044928 | -0.0018039 | -0.00044951 | 6.1398e-08 | -2.2605e-07 | 0.0027631 | 0.0027632 | 0.0027632 | 0.97117 | -0.55928 | 0.97113 | -0.56 | 0.75911
1 | -0.0018987 | -0.00047302 | 0.0018988 | 0.00047287 | 4.7463e-08 | -1.548e-07 | 0.0029082 | 0.0029081 | 0.0029082 | 0.97117 | -0.55928 | 0.97119 | -0.55875 | 0.79896
2 | 0.0010459 | 0.00025952 | -0.0010459 | -0.00025977 | 2.0481e-08 | -2.5031e-07 | 0.0016016 | 0.0016017 | 0.0016017 | 0.97113 | -0.56 | 0.97111 | -0.56041 | 0.44003
3 | -0.0020113 | -0.00050107 | 0.0020114 | 0.00050078 | 9.9755e-08 | -2.8307e-07 | 0.0030805 | 0.0030804 | 0.0030805 | 0.97119 | -0.55875 | 0.97125 | -0.5577 | 0.8463
4 | 0.00087655 | 0.00021734 | -0.00087654 | -0.00021759 | 1.4332e-08 | -2.5325e-07 | 0.0013423 | 0.0013424 | 0.0013424 | 0.97111 | -0.56041 | 0.97109 | -0.56075 | 0.36879
5 | -0.0026535 | -0.00066172 | 0.0026536 | 0.00066157 | 1.1055e-07 | -1.5013e-07 | 0.0040642 | 0.0040641 | 0.0040642 | 0.97125 | -0.5577 | 0.97129 | -0.55683 | 1.1165
6 | 0.00042584 | 0.00010377 | -0.00042581 | -0.00010672 | 3.7627e-08 | -2.951e-06 | 0.00064843 | 0.00064948 | 0.00064948 | 0.97565 | -0.47064 | 0.97556 | -0.47251 | 0.17843
7 | 0.0093535 | 0.0023453 | -0.0093323 | -0.0023352 | 2.116e-05 | 1.0089e-05 | 0.014266 | 0.014267 | 0.014267 | 0.97565 | -0.47064 | 0.97324 | -0.5182 | 3.9195
8 | 0.0070169 | 0.001758 | -0.0069973 | -0.0017511 | 1.9632e-05 | 6.8744e-06 | 0.010702 | 0.010704 | 0.010704 | 0.97565 | -0.47064 | 0.97267 | -0.52949 | 2.9406
9 | -0.016796 | -0.004207 | 0.016824 | 0.0042193 | 2.799e-05 | 1.2221e-05 | 0.025616 | 0.025614 | 0.025616 | 0.97565 | -0.47064 | 0.97743 | -0.43569 | 3.5187
10 | 0.0092026 | 0.0023027 | -0.0091944 | -0.0022988 | 8.1594e-06 | 3.8573e-06 | 0.014069 | 0.014069 | 0.014069 | 0.97324 | -0.5182 | 0.9723 | -0.53685 | 3.8652
11 | 0.0022966 | 0.00057302 | -0.0022965 | -0.00057321 | 9.2125e-08 | -1.8818e-07 | 0.0035124 | 0.0035125 | 0.0035125 | 0.97267 | -0.52949 | 0.97263 | -0.53033 | 0.96497
12 | -0.017071 | -0.004281 | 0.017071 | 0.0042809 | 6.6485e-07 | -1.0091e-07 | 0.025989 | 0.025989 | 0.025989 | 0.97743 | -0.43569 | 0.97747 | -0.43487 | 1.785
13 | 0.00077965 | 0.00019331 | -0.00077965 | -0.00019332 | 3.609e-10 | -8.1235e-09 | 0.0011939 | 0.0011939 | 0.0011939 | 0.97109 | -0.56075 | 0.97109 | -0.56076 | 0.328
14 | -0.003288 | -0.00082056 | 0.0032883 | 0.00082039 | 2.5727e-07 | -1.7019e-07 | 0.005036 | 0.0050359 | 0.005036 | 0.97129 | -0.55683 | 0.97137 | -0.55518 | 1.3835
15 | 0.00036965 | 9.056e-05 | -0.00036963 | -9.1695e-05 | 1.109e-08 | -1.1355e-06 | 0.00056567 | 0.00056607 | 0.00056607 | 0.97109 | -0.56076 | 0.97106 | -0.5614 | 0.15552
16 | -0.0043903 | -0.0010966 | 0.0043904 | 0.0010966 | 1.1466e-07 | -1.0336e-08 | 0.006724 | 0.006724 | 0.006724 | 0.97137 | -0.55518 | 0.9714 | -0.55463 | 1.8473
17 | 0.00036963 | 9.1695e-05 | -0.00036963 | -9.2637e-05 | 9.2098e-09 | -9.4166e-07 | 0.00056607 | 0.00056642 | 0.00056642 | 0.97106 | -0.5614 | 0.97103 | -0.56193 | 0.15561
18 | -0.0015715 | -0.00039384 | 0.0015716 | 0.0003929 | 1.8349e-07 | -9.4579e-07 | 0.0023972 | 0.0023968 | 0.0023972 | 0.97545 | -0.47479 | 0.97557 | -0.47233 | 0.65857
19 | -0.0015716 | -0.0003929 | 0.0015722 | 0.00039013 | 5.361e-07 | -2.7668e-06 | 0.0023968 | 0.0023957 | 0.0023968 | 0.97557 | -0.47233 | 0.97594 | -0.46514 | 0.65847
20 | -0.00088305 | -0.00022131 | 0.00088309 | 0.00022074 | 3.3014e-08 | -5.7673e-07 | 0.0013515 | 0.0013513 | 0.0013515 | 0.97226 | -0.53763 | 0.9723 | -0.53685 | 0.37129
21 | 0.0083113 | 0.0020781 | -0.0083104 | -0.0020776 | 9.5877e-07 | 4.1759e-07 | 0.012718 | 0.012718 | 0.012718 | 0.9723 | -0.53685 | 0.97218 | -0.53927 | 3.494
22 | 0.0079637 | 0.0019908 | -0.0079595 | -0.001989 | 4.1465e-06 | 1.7312e-06 | 0.012187 | 0.012188 | 0.012188 | 0.97218 | -0.53927 | 0.97162 | -0.55023 | 3.3483
23 | 0.0059963 | 0.0014981 | -0.0059951 | -0.0014977 | 1.2538e-06 | 3.1134e-07 | 0.0091815 | 0.0091817 | 0.0091817 | 0.97162 | -0.55023 | 0.9714 | -0.55463 | 2.5224
24 | 0.0019632 | 0.00049097 | -0.0019631 | -0.00049126 | 9.4872e-08 | -2.8596e-07 | 0.0030062 | 0.0030064 | 0.0030064 | 0.97162 | -0.55023 | 0.97157 | -0.55124 | 0.82592
25 | 0.0016047 | 0.00040117 | -0.0016046 | -0.00040154 | 7.7235e-08 | -3.7264e-07 | 0.0024577 | 0.0024579 | 0.0024579 | 0.9714 | -0.55463 | 0.97135 | -0.55564 | 0.67524
26 | 0.0010498 | 0.00026236 | -0.0010498 | -0.00026265 | 2.386e-08 | -2.896e-07 | 0.0016076 | 0.0016077 | 0.0016077 | 0.97157 | -0.55124 | 0.97155 | -0.55172 | 0.44167
27 | 0.001312 | 0.0003282 | -0.0013119 | -0.00032879 | 7.756e-08 | -5.8421e-07 | 0.0020096 | 0.0020098 | 0.0020098 | 0.97135 | -0.55564 | 0.97129 | -0.55688 | 0.55214
28 | 0.00036418 | 9.0824e-05 | -0.00036418 | -9.0868e-05 | 4.1626e-10 | -4.3939e-08 | 0.00055762 | 0.00055764 | 0.00055764 | 0.97155 | -0.55172 | 0.97155 | -0.55175 | 0.1532
29 | 0.0001489 | 3.6913e-05 | -0.0001489 | -3.7318e-05 | 6.3784e-10 | -4.0483e-07 | 0.00022791 | 0.00022806 | 0.00022806 | 0.97155 | -0.55175 | 0.97154 | -0.55184 | 0.062653
30 | 0.0012905 | 0.00032109 | -0.0012905 | -0.00032112 | 3.4874e-09 | -2.7403e-08 | 0.0019735 | 0.0019735 | 0.0019735 | 0.97263 | -0.53033 | 0.97262 | -0.53039 | 0.54217
31 | 0.0012905 | 0.00032112 | -0.0012903 | -0.00032235 | 1.5695e-07 | -1.2328e-06 | 0.0019735 | 0.001974 | 0.001974 | 0.97262 | -0.53039 | 0.9725 | -0.53295 | 0.5423
32 | 0.0012903 | 0.00032235 | -0.0012902 | -0.00032336 | 1.282e-07 | -1.0062e-06 | 0.001974 | 0.0019744 | 0.0019744 | 0.9725 | -0.53295 | 0.97239 | -0.53504 | 0.54241
33 | -0.00075878 | -0.00019012 | 0.00075883 | 0.00018873 | 5.6961e-08 | -1.3912e-06 | 0.0011551 | 0.0011546 | 0.0011551 | 0.97745 | -0.43513 | 0.97753 | -0.43355 | 0.31733
34 | 0.00017745 | 4.4424e-05 | -0.00017745 | -4.4473e-05 | 1.0699e-10 | -4.8938e-08 | 0.00027012 | 0.00027014 | 0.00027014 | 0.97745 | -0.43513 | 0.97745 | -0.43514 | 0.074214
35 | -0.017831 | -0.0044695 | 0.017834 | 0.0044692 | 3.0836e-06 | -2.6567e-07 | 0.027143 | 0.027143 | 0.027143 | 0.97753 | -0.43355 | 0.97772 | -0.42992 | 1.8642
36 | 0.017073 | 0.0042808 | -0.017071 | -0.0042809 | 1.0726e-06 | -1.629e-07 | 0.025989 | 0.025989 | 0.025989 | 0.97753 | -0.43355 | 0.97747 | -0.43487 | 1.785
37 | -0.018337 | -0.0045951 | 0.018339 | 0.004595 | 2.1723e-06 | -1.025e-07 | 0.027907 | 0.027906 | 0.027907 | 0.97772 | -0.42992 | 0.97784 | -0.42743 | 1.9167
38 | 0.0018432 | 0.0004617 | -0.0018431 | -0.0004619 | 5.5713e-08 | -2.0124e-07 | 0.0028047 | 0.0028048 | 0.0028048 | 0.97784 | -0.42743 | 0.97781 | -0.42807 | 0.77055
39 | -0.020182 | -0.0050567 | 0.020185 | 0.0050569 | 2.862e-06 | 2.0725e-07 | 0.030711 | 0.03071 | 0.030711 | 0.97784 | -0.42743 | 0.978 | -0.42446 | 2.1093
40 | 0.0002687 | 6.7312e-05 | -0.0002687 | -6.7343e-05 | 1.5827e-10 | -3.1562e-08 | 0.0004089 | 0.00040891 | 0.00040891 | 0.97781 | -0.42807 | 0.97781 | -0.42808 | 0.11234
41 | -0.020185 | -0.0050569 | 0.020185 | 0.0050569 | 7.7164e-07 | 5.5782e-08 | 0.03071 | 0.03071 | 0.03071 | 0.978 | -0.42446 | 0.97804 | -0.42365 | 2.1092
42 | -0.021536 | -0.0053951 | 0.021538 | 0.0053954 | 2.2609e-06 | 3.1857e-07 | 0.03276 | 0.03276 | 0.03276 | 0.97816 | -0.4212 | 0.97827 | -0.41899 | 2.25
43 | 0.021536 | 0.0053951 | -0.021535 | -0.0053949 | 1.2895e-06 | 1.8183e-07 | 0.03276 | 0.03276 | 0.03276 | 0.97816 | -0.4212 | 0.9781 | -0.42245 | 2.25
44 | -0.021538 | -0.0053954 | 0.021539 | 0.0053956 | 1.2963e-06 | 1.8253e-07 | 0.03276 | 0.03276 | 0.03276 | 0.97827 | -0.41899 | 0.97834 | -0.41773 | 2.25
45 | 0.021203 | 0.0053118 | -0.021202 | -0.0053117 | 7.2224e-07 | 9.0528e-08 | 0.032256 | 0.032256 | 0.032256 | 0.9781 | -0.42245 | 0.97806 | -0.42317 | 2.2154
46 | -0.021678 | -0.0054302 | 0.021678 | 0.0054303 | 3.2872e-07 | 4.8361e-08 | 0.03297 | 0.03297 | 0.03297 | 0.97834 | -0.41773 | 0.97835 | -0.41741 | 2.2644
47 | -0.037976 | -0.0095174 | 0.037981 | 0.00952 | 5.3542e-06 | 2.5652e-06 | 0.057734 | 0.057734 | 0.057734 | 0.97878 | -0.4091 | 0.97893 | -0.40614 | 3.9652
48 | 0.036508 | 0.0091497 | -0.036504 | -0.0091477 | 4.2425e-06 | 1.9768e-06 | 0.055503 | 0.055503 | 0.055503 | 0.97878 | -0.4091 | 0.97865 | -0.41154 | 3.812
49 | -0.039742 | -0.0099614 | 0.039752 | 0.0099662 | 9.7418e-06 | 4.8025e-06 | 0.06041 | 0.06041 | 0.06041 | 0.97893 | -0.40614 | 0.97919 | -0.40099 | 4.1491
50 | 0.035836 | 0.0089801 | -0.035826 | -0.0089755 | 1.0023e-05 | 4.6051e-06 | 0.054487 | 0.054487 | 0.054487 | 0.97865 | -0.41154 | 0.97835 | -0.41741 | 3.7423
51 | -0.039752 | -0.0099662 | 0.039766 | 0.0099729 | 1.3672e-05 | 6.7384e-06 | 0.06041 | 0.060409 | 0.06041 | 0.97919 | -0.40099 | 0.97956 | -0.39378 | 4.149
52 | 0.014147 | 0.0035452 | -0.014142 | -0.0035423 | 5.1435e-06 | 2.92e-06 | 0.021517 | 0.021517 | 0.021517 | 0.97835 | -0.41741 | 0.97797 | -0.42505 | 5.9114
53 | -0.046012 | -0.011535 | 0.046051 | 0.011556 | 3.8985e-05 | 2.066e-05 | 0.069896 | 0.069895 | 0.069896 | 0.97956 | -0.39378 | 0.98046 | -0.37601 | 4.8006
54 | 0.0047323 | 0.0011844 | -0.0047318 | -0.0011844 | 5.253e-07 | -5.0412e-09 | 0.0071882 | 0.0071883 | 0.0071883 | 0.97956 | -0.39378 | 0.97944 | -0.39611 | 1.9748
55 | 0.0015136 | 0.00037795 | -0.0015135 | -0.00037821 | 4.463e-08 | -2.5493e-07 | 0.0022988 | 0.0022989 | 0.0022989 | 0.97956 | -0.39378 | 0.97953 | -0.3944 | 0.63155
56 | 0.012614 | 0.0031593 | -0.012602 | -0.0031525 | 1.2308e-05 | 6.76e-06 | 0.019192 | 0.019192 | 0.019192 | 0.97797 | -0.42505 | 0.97692 | -0.44556 | 5.2726
57 | -0.047986 | -0.012041 | 0.048078 | 0.01209 | 9.1818e-05 | 4.9429e-05 | 0.072832 | 0.072828 | 0.072832 | 0.98046 | -0.37601 | 0.98251 | -0.33596 | 5.0022
58 | 0.0019352 | 0.00048482 | -0.0019352 | -0.00048498 | 4.7653e-08 | -1.5529e-07 | 0.002937 | 0.002937 | 0.002937 | 0.98046 | -0.37601 | 0.98044 | -0.37653 | 0.80688
59 | 0.0044096 | 0.0011037 | -0.0044092 | -0.0011037 | 3.9938e-07 | -4.3056e-08 | 0.0066988 | 0.0066989 | 0.0066989 | 0.97944 | -0.39611 | 0.97934 | -0.39802 | 1.8404
60 | 0.0011215 | 0.00027995 | -0.0011215 | -0.00028002 | 7.0712e-09 | -7.729e-08 | 0.0017032 | 0.0017033 | 0.0017033 | 0.97953 | -0.3944 | 0.97952 | -0.39453 | 0.46793
61 | 0.0021255 | 0.00053229 | -0.0021253 | -0.00053266 | 1.4448e-07 | -3.7193e-07 | 0.00323 | 0.0032302 | 0.0032302 | 0.97912 | -0.40233 | 0.97905 | -0.40375 | 0.88742
62 | -0.0021255 | -0.00053229 | 0.0021258 | 0.00053156 | 2.8078e-07 | -7.2314e-07 | 0.00323 | 0.0032297 | 0.00323 | 0.97912 | -0.40233 | 0.97926 | -0.39955 | 0.88737
63 | -0.0041764 | -0.0010455 | 0.0041765 | 0.0010455 | 1.4196e-07 | -2.7423e-08 | 0.0063457 | 0.0063457 | 0.0063457 | 0.97926 | -0.39955 | 0.9793 | -0.39884 | 1.7433
64 | -0.0041765 | -0.0010455 | 0.0041767 | 0.0010454 | 1.6302e-07 | -3.1504e-08 | 0.0063457 | 0.0063456 | 0.0063457 | 0.9793 | -0.39884 | 0.97934 | -0.39802 | 1.7433
65 | 0.009805 | 0.0024594 | -0.0097983 | -0.0024561 | 6.6989e-06 | 3.2854e-06 | 0.014935 | 0.014936 | 0.014936 | 0.97692 | -0.44556 | 0.9762 | -0.4599 | 4.1032
66 | 0.0027966 | 0.00069306 | -0.0027948 | -0.00069526 | 1.8303e-06 | -2.1976e-06 | 0.0042569 | 0.0042581 | 0.0042581 | 0.97692 | -0.44556 | 0.97623 | -0.4594 | 1.1698
67 | -0.020893 | -0.0052342 | 0.020893 | 0.0052343 | 4.8149e-07 | 5.2986e-08 | 0.031786 | 0.031786 | 0.031786 | 0.97804 | -0.42365 | 0.97806 | -0.42317 | 2.1831
68 | 0.00083991 | 0.00020946 | -0.0008399 | -0.00020975 | 1.4644e-08 | -2.927e-07 | 0.0012756 | 0.0012757 | 0.0012757 | 0.97952 | -0.39453 | 0.9795 | -0.3949 | 0.35046
69 | 0.00060235 | 0.00015022 | -0.00060233 | -0.00015094 | 1.8446e-08 | -7.2781e-07 | 0.00091479 | 0.00091505 | 0.00091505 | 0.9795 | -0.3949 | 0.97947 | -0.39554 | 0.25139
70 | 0.00014052 | 3.5204e-05 | -0.00014052 | -3.5218e-05 | 1.9342e-11 | -1.417e-08 | 0.00021348 | 0.00021348 | 0.00021348 | 0.97947 | -0.39554 | 0.97947 | -0.39555 | 0.058649
71 | -0.04843 | -0.012178 | 0.048476 | 0.012204 | 4.655e-05 | 2.5113e-05 | 0.073361 | 0.07336 | 0.073361 | 0.98251 | -0.33596 | 0.98354 | -0.31585 | 5.0386
72 | 0.00078115 | 0.00019575 | -0.00078115 | -0.00019578 | 1.0747e-09 | -2.5027e-08 | 0.0011856 | 0.0011856 | 0.0011856 | 0.98044 | -0.37653 | 0.98044 | -0.37656 | 0.3257
73 | -0.049496 | -0.012459 | 0.0495 | 0.012461 | 3.8861e-06 | 2.112e-06 | 0.074903 | 0.074903 | 0.074903 | 0.98354 | -0.31585 | 0.98363 | -0.31421 | 5.1445
74 | 0.0012247 | 0.00030665 | -0.0012247 | -0.00030693 | 3.1863e-08 | -2.7831e-07 | 0.0018762 | 0.0018763 | 0.0018763 | 0.97126 | -0.55749 | 0.97123 | -0.55803 | 0.51547
75 | -0.0018451 | -0.00046215 | 0.0018452 | 0.00046211 | 1.0611e-08 | -3.7037e-08 | 0.0028267 | 0.0028267 | 0.0028267 | 0.97126 | -0.55749 | 0.97127 | -0.55737 | 0.77658
76 | -0.0025409 | -0.00063648 | 0.0025412 | 0.00063597 | 3.3054e-07 | -5.0856e-07 | 0.0038926 | 0.0038923 | 0.0038926 | 0.97127 | -0.55737 | 0.9714 | -0.55463 | 1.0694
77 | -0.0052713 | -0.0013176 | 0.0052723 | 0.0013178 | 1.0088e-06 | 1.3458e-07 | 0.0080735 | 0.0080733 | 0.0080735 | 0.9714 | -0.55463 | 0.97161 | -0.55061 | 2.218
78 | 0.0027301 | 0.00068165 | -0.0027298 | -0.00068206 | 3.277e-07 | -4.0899e-07 | 0.0041811 | 0.0041813 | 0.0041813 | 0.9714 | -0.55463 | 0.97128 | -0.55716 | 1.1487
79 | 0.0011453 | 0.00028527 | -0.0011452 | -0.00028534 | 6.9405e-09 | -7.001e-08 | 0.001754 | 0.001754 | 0.001754 | 0.97125 | -0.55775 | 0.97124 | -0.55788 | 0.48187
80 | -0.0011453 | -0.00028527 | 0.0011453 | 0.00028494 | 3.188e-08 | -3.2162e-07 | 0.001754 | 0.0017538 | 0.001754 | 0.97125 | -0.55775 | 0.97128 | -0.55716 | 0.48186
81 | 0.00042211 | 0.0001041 | -0.00042209 | -0.00010579 | 2.1498e-08 | -1.684e-06 | 0.0006461 | 0.00064671 | 0.00064671 | 0.97124 | -0.55788 | 0.97119 | -0.55895 | 0.17767
82 | -0.0052723 | -0.0013178 | 0.0052747 | 0.0013181 | 2.3584e-06 | 3.1371e-07 | 0.0080733 | 0.0080728 | 0.0080733 | 0.97161 | -0.55061 | 0.97208 | -0.5412 | 2.2179
83 | -0.0057338 | -0.0014331 | 0.0057371 | 0.0014338 | 3.3066e-06 | 6.9585e-07 | 0.0087757 | 0.0087752 | 0.0087757 | 0.97208 | -0.5412 | 0.97269 | -0.52907 | 2.4109
84 | 0.0095652 | 0.0023977 | -0.0095621 | -0.0023962 | 3.1009e-06 | 1.4984e-06 | 0.01458 | 0.014581 | 0.014581 | 0.9762 | -0.4599 | 0.97585 | -0.4667 | 4.0057
85 | 0.0025088 | 0.00062358 | -0.0025081 | -0.0006247 | 6.8249e-07 | -1.1201e-06 | 0.0038222 | 0.0038228 | 0.0038228 | 0.97623 | -0.4594 | 0.97594 | -0.46514 | 1.0502
86 | 0.0090204 | 0.0022605 | -0.0090195 | -0.0022601 | 8.8481e-07 | 4.1048e-07 | 0.013755 | 0.013755 | 0.013755 | 0.97585 | -0.4667 | 0.97575 | -0.46876 | 3.7788
87 | 0.0090195 | 0.0022601 | -0.0090143 | -0.0022576 | 5.2392e-06 | 2.4313e-06 | 0.013755 | 0.013755 | 0.013755 | 0.97575 | -0.46876 | 0.97513 | -0.48096 | 3.7788
88 | -0.0060934 | -0.0015231 | 0.0060939 | 0.0015233 | 5.5602e-07 | 1.4396e-07 | 0.0093201 | 0.00932 | 0.0093201 | 0.97269 | -0.52907 | 0.97279 | -0.52716 | 2.5605
89 | -0.24198 | -0.061441 | 0.24213 | 0.061538 | 0.00015164 | 9.6412e-05 | 0.36312 | 0.36312 | 0.36312 | 0.99237 | -0.14534 | 0.99305 | -0.13233 | 24.9395
90 | 0.16507 | 0.042167 | -0.16487 | -0.042038 | 0.00020478 | 0.00012922 | 0.2478 | 0.2478 | 0.2478 | 0.99237 | -0.14534 | 0.99102 | -0.17103 | 17.0195
91 | -0.29811 | -0.07576 | 0.29833 | 0.075897 | 0.00021414 | 0.00013646 | 0.44707 | 0.44707 | 0.44707 | 0.99305 | -0.13233 | 0.99383 | -0.11742 | 30.7056
92 | 0.055982 | 0.014223 | -0.055922 | -0.014189 | 6.0448e-05 | 3.3958e-05 | 0.083954 | 0.083956 | 0.083956 | 0.99305 | -0.13233 | 0.99188 | -0.15478 | 5.7662
93 | 0.16487 | 0.042038 | -0.16462 | -0.041882 | 0.00024664 | 0.00015565 | 0.2478 | 0.24781 | 0.24781 | 0.99102 | -0.17103 | 0.9894 | -0.20207 | 17.0196
94 | -0.36268 | -0.092127 | 0.36295 | 0.092299 | 0.00026917 | 0.00017177 | 0.54347 | 0.54347 | 0.54347 | 0.99383 | -0.11742 | 0.99463 | -0.10201 | 37.3261
95 | 0.064357 | 0.01623 | -0.064312 | -0.016201 | 4.5142e-05 | 2.8723e-05 | 0.096395 | 0.096395 | 0.096395 | 0.99383 | -0.11742 | 0.99306 | -0.13209 | 26.4821
96 | 0.0038859 | 0.00097323 | -0.0038857 | -0.00097332 | 2.4575e-07 | -9.1601e-08 | 0.0058295 | 0.0058296 | 0.0058296 | 0.99188 | -0.15478 | 0.99181 | -0.15611 | 1.6015
97 | 0.052036 | 0.013216 | -0.051652 | -0.013004 | 0.00038435 | 0.00021159 | 0.078126 | 0.078139 | 0.078139 | 0.99188 | -0.15478 | 0.98388 | -0.30934 | 5.3667
98 | 0.16195 | 0.041212 | -0.16186 | -0.041157 | 8.7251e-05 | 5.5036e-05 | 0.24378 | 0.24378 | 0.24378 | 0.9894 | -0.20207 | 0.98882 | -0.21325 | 16.7433
99 | 0.050327 | 0.012672 | -0.050316 | -0.012666 | 1.171e-05 | 6.3999e-06 | 0.076136 | 0.076136 | 0.076136 | 0.98388 | -0.30934 | 0.98363 | -0.31421 | 5.2291
100 | 0.0024755 | 0.00062021 | -0.0024754 | -0.0006204 | 1.0227e-07 | -1.9259e-07 | 0.0037034 | 0.0037035 | 0.0037035 | 0.99463 | -0.10201 | 0.99459 | -0.10288 | 1.0175
101 | -0.36543 | -0.092919 | 0.36723 | 0.094071 | 0.0018055 | 0.0011522 | 0.54717 | 0.54717 | 0.54717 | 0.99463 | -0.10201 | 1 | 0 | 37.5804
102 | 0.059365 | 0.014962 | -0.059226 | -0.014873 | 0.00013973 | 8.8819e-05 | 0.088983 | 0.088983 | 0.088983 | 0.99306 | -0.13209 | 0.99051 | -0.18141 | 24.4459
103 | 0.00064728 | 0.00016164 | -0.00064726 | -0.00016222 | 1.5549e-08 | -5.7653e-07 | 0.00096296 | 0.00096316 | 0.00096316 | 1 | 0 | 0.99997 | -0.00050493 | 0.26461
104 | 0.0026303 | 0.00065868 | -0.0026302 | -0.00065884 | 9.879e-08 | -1.551e-07 | 0.003946 | 0.0039461 | 0.0039461 | 0.99181 | -0.15611 | 0.99177 | -0.1569 | 1.0841
105 | 0.16186 | 0.041157 | -0.16151 | -0.040935 | 0.00034832 | 0.00022212 | 0.24378 | 0.24378 | 0.24378 | 0.98882 | -0.21325 | 0.9865 | -0.25803 | 33.4866
106 | -0.094469 | -0.023724 | 0.094512 | 0.023752 | 4.2982e-05 | 2.7439e-05 | 0.14363 | 0.14363 | 0.14363 | 0.97882 | -0.40737 | 0.9793 | -0.39784 | 39.4589
107 | 0.094469 | 0.023724 | -0.094345 | -0.023645 | 0.00012396 | 7.9131e-05 | 0.14363 | 0.14363 | 0.14363 | 0.97882 | -0.40737 | 0.97742 | -0.43491 | 39.459
108 | -0.13371 | -0.033617 | 0.13431 | 0.034002 | 0.00060235 | 0.00038501 | 0.2032 | 0.2032 | 0.2032 | 0.9793 | -0.39784 | 0.98412 | -0.30397 | 55.8246
109 | 0.039195 | 0.0098655 | -0.039122 | -0.0098193 | 7.3253e-05 | 4.6191e-05 | 0.059571 | 0.059571 | 0.059571 | 0.9793 | -0.39784 | 0.97731 | -0.43702 | 16.3658
110 | 0.0208 | 0.0052264 | -0.02077 | -0.0052081 | 3.0111e-05 | 1.8271e-05 | 0.031679 | 0.03168 | 0.03168 | 0.97716 | -0.43984 | 0.97562 | -0.47021 | 8.7033
111 | -0.0208 | -0.0052264 | 0.020803 | 0.0052281 | 2.7993e-06 | 1.6984e-06 | 0.031679 | 0.031679 | 0.031679 | 0.97716 | -0.43984 | 0.97731 | -0.43702 | 8.7032
112 | 0.02077 | 0.0052081 | -0.020763 | -0.0052037 | 7.376e-06 | 4.476e-06 | 0.03168 | 0.03168 | 0.03168 | 0.97562 | -0.47021 | 0.97524 | -0.47767 | 8.7033
113 | 0.025268 | 0.0063402 | -0.025258 | -0.0063342 | 9.718e-06 | 5.9882e-06 | 0.037961 | 0.037961 | 0.037961 | 0.99051 | -0.18141 | 0.9901 | -0.18948 | 10.4289
114 | 0.033958 | 0.0085326 | -0.033953 | -0.0085292 | 5.3444e-06 | 3.35e-06 | 0.051022 | 0.051022 | 0.051022 | 0.99051 | -0.18141 | 0.99034 | -0.18471 | 14.017
115 | 0.0014002 | 0.00035059 | -0.0014002 | -0.00035092 | 4.6215e-08 | -3.3074e-07 | 0.0021008 | 0.0021009 | 0.0021009 | 0.99177 | -0.1569 | 0.99173 | -0.15759 | 0.57717
116 | 0.13461 | 0.034192 | -0.13431 | -0.034002 | 0.00029691 | 0.00018978 | 0.2032 | 0.2032 | 0.2032 | 0.9865 | -0.25803 | 0.98412 | -0.30397 | 55.8246
117 | 0.023033 | 0.0057765 | -0.023022 | -0.0057698 | 1.1089e-05 | 6.7799e-06 | 0.034617 | 0.034617 | 0.034617 | 0.9901 | -0.18948 | 0.98958 | -0.19958 | 9.5103
118 | 0.031355 | 0.0078781 | -0.03135 | -0.0078751 | 4.8044e-06 | 3.0006e-06 | 0.047118 | 0.047118 | 0.047118 | 0.99034 | -0.18471 | 0.99018 | -0.18792 | 12.9446
119 | 0.0072533 | 0.0018178 | -0.0072527 | -0.0018176 | 6.1291e-07 | 2.1533e-07 | 0.0109 | 0.0109 | 0.0109 | 0.99018 | -0.18792 | 0.99009 | -0.18969 | 2.9946
120 | 0.024097 | 0.0060573 | -0.024084 | -0.0060497 | 1.2321e-05 | 7.5634e-06 | 0.036218 | 0.036218 | 0.036218 | 0.99018 | -0.18792 | 0.98962 | -0.19863 | 9.9501
121 | -0.020199 | -0.0050732 | 0.020206 | 0.0050778 | 7.4949e-06 | 4.5188e-06 | 0.030387 | 0.030387 | 0.030387 | 0.98922 | -0.2064 | 0.98962 | -0.19863 | 8.3481
122 | 0.014227 | 0.0035766 | -0.014214 | -0.0035694 | 1.2775e-05 | 7.2225e-06 | 0.021404 | 0.021405 | 0.021405 | 0.98922 | -0.2064 | 0.98825 | -0.22523 | 5.8804
123 | 0.014214 | 0.0035694 | -0.014201 | -0.0035619 | 1.3092e-05 | 7.4036e-06 | 0.021405 | 0.021405 | 0.021405 | 0.98825 | -0.22523 | 0.98726 | -0.24455 | 5.8805
124 | 0.014201 | 0.0035619 | -0.014192 | -0.0035568 | 9.03e-06 | 5.1076e-06 | 0.021405 | 0.021405 | 0.021405 | 0.98726 | -0.24455 | 0.98657 | -0.2579 | 5.8805
125 | 0.0027974 | 0.00070097 | -0.0027973 | -0.00070106 | 7.3097e-08 | -9.5042e-08 | 0.0042041 | 0.0042042 | 0.0042042 | 0.99009 | -0.18969 | 0.99006 | -0.19024 | 1.155
126 | 0.0076446 | 0.0019159 | -0.0076445 | -0.0019159 | 9.0696e-08 | 3.4815e-08 | 0.01153 | 0.01153 | 0.01153 | 0.98657 | -0.2579 | 0.98656 | -0.25815 | 3.1676
127 | 0.0083636 | 0.0020945 | -0.0083595 | -0.0020928 | 4.1057e-06 | 1.7895e-06 | 0.012762 | 0.012762 | 0.012762 | 0.97513 | -0.48096 | 0.9746 | -0.49128 | 3.5062
128 | 0.0075494 | 0.0018897 | -0.0075481 | -0.0018892 | 1.3101e-06 | 5.1081e-07 | 0.011526 | 0.011526 | 0.011526 | 0.9746 | -0.49128 | 0.97442 | -0.49492 | 3.1664
129 | 0.0075481 | 0.0018892 | -0.0075384 | -0.0018854 | 9.6915e-06 | 3.7827e-06 | 0.011526 | 0.011527 | 0.011527 | 0.97442 | -0.49492 | 0.97305 | -0.52193 | 3.1666
130 | 0.0068563 | 0.0017145 | -0.0068546 | -0.0017139 | 1.7042e-06 | 5.7718e-07 | 0.010483 | 0.010484 | 0.010484 | 0.97305 | -0.52193 | 0.97279 | -0.52716 | 2.8801

## res_trafo
| p_hv_mw | q_hv_mvar | p_lv_mw | q_lv_mvar | pl_mw | ql_mvar | i_hv_ka | i_lv_ka | vm_hv_pu | va_hv_degree | vm_lv_pu | va_lv_degree | loading_percent
0 | -1.2729e-15 | -1.3162e-15 | 0.00165 | 1.2699e-07 | 0.00165 | 1.2699e-07 | 5.2857e-17 | 0.0023815 | 0.99998 | 149.9956 | 1 | 0 | 0.2619

## res_ext_grid
| p_mw | q_mvar
0 | 0.36953 | 0.094233

## res_load
| p_mw | q_mvar
0 | 9.4728e-05 | 2.3741e-05
1 | 0.00075807 | 0.00018999
2 | 0.00011252 | 2.8199e-05
3 | 0.0001693 | 4.243e-05
4 | 0.00064212 | 0.00016093
5 | 0.00042581 | 0.00010672
6 | 0.00012975 | 3.2517e-05
7 | 0.0047007 | 0.0011781
8 | 0.00024658 | 6.1798e-05
9 | 9.6887e-05 | 2.4282e-05
10 | 0.00063439 | 0.00015899
11 | 0.00041001 | 0.00010276
12 | 0.001102 | 0.00027619
13 | 0.00036963 | 9.2637e-05
14 | 0.0015715 | 0.00039384
15 | 0.00088305 | 0.00022131
16 | 0.00034667 | 8.6884e-05
17 | 0.00091331 | 0.0002289
18 | 0.00029263 | 7.3341e-05
19 | 0.00068561 | 0.00017183
20 | 0.0013119 | 0.00032879
21 | 0.00021528 | 5.3955e-05
22 | 0.0001489 | 3.7318e-05
23 | 0.001006 | 0.00025212
24 | 0.0012902 | 0.00032336
25 | 0.00058133 | 0.00014569
26 | 0.00017745 | 4.4473e-05
27 | 0.00050208 | 0.00012583
28 | 0.0015744 | 0.00039459
29 | 0.00033143 | 8.3064e-05
30 | 0.00013842 | 3.4691e-05
31 | 0.0014674 | 0.00036776
32 | 0.001761 | 0.00044135
33 | 0.00066861 | 0.00016757
34 | 0.0015284 | 0.00038305
35 | 0.00032218 | 8.0746e-05
36 | 0.00039208 | 9.8264e-05
37 | 0.0021253 | 0.00053266
38 | 0.0020506 | 0.00051394
39 | 0.00023252 | 5.8274e-05
40 | 0.00070741 | 0.00017729
41 | 0.00030896 | 7.7434e-05
42 | 0.0002687 | 6.7343e-05
43 | 0.00028155 | 7.0563e-05
44 | 0.00023755 | 5.9537e-05
45 | 0.00046181 | 0.00011574
46 | 0.0003521 | 8.8244e-05
47 | 0.001154 | 0.00028923
48 | 0.00014052 | 3.5218e-05
49 | 0.0010202 | 0.00025569
50 | 0.00078115 | 0.00019578
51 | 0.00062043 | 0.0001555
52 | 0.0012247 | 0.00030693
53 | 0.00069573 | 0.00017437
54 | 0.00072313 | 0.00018123
55 | 0.0015845 | 0.00039711
56 | 0.00042209 | 0.00010579
57 | 0.00045915 | 0.00011507
58 | 0.00023309 | 5.8419e-05
59 | 0.00028599 | 7.1675e-05
60 | 0.0005417 | 0.00013576
61 | 0.00093596 | 0.00023457
62 | 0.00035622 | 8.9278e-05
63 | 0.076905 | 0.019274
64 | 0.0026754 | 0.00067053
65 | 0.0013243 | 0.0003319
66 | 0.00081515 | 0.0002043
67 | 0.0049466 | 0.0012397
68 | 0.00064726 | 0.00016222
69 | 0.0024754 | 0.0006204
70 | 0.0012554 | 0.00031464
71 | 0.094345 | 0.023645
72 | 0.018319 | 0.0045912
73 | 0.020763 | 0.0052037
74 | 0.0012299 | 0.00030825
75 | 0.026904 | 0.0067427
76 | 0.0014002 | 0.00035092
77 | 0.0022251 | 0.00055766
78 | 0.0025981 | 0.00065114
79 | 0.023022 | 0.0057698
80 | 0.0059718 | 0.0014967
81 | 0.0038781 | 0.00097194
82 | 0.0044553 | 0.0011166
83 | 0.0065474 | 0.0016409
84 | 0.0076445 | 0.0019159
85 | 0.0027973 | 0.00070106
86 | 0.00065067 | 0.00016307
87 | 0.0008101 | 0.00020303
88 | 0.00068209 | 0.00017095
89 | 0.0007607 | 0.00019065

## dtypes
| element | column | dtype
0 | bus | name | object
1 | bus | vn_kv | float64
2 | bus | type | object
3 | bus | zone | object
4 | bus | in_service | bool
5 | load | name | object
6 | load | bus | uint32
7 | load | p_mw | float64
8 | load | q_mvar | float64
9 | load | const_z_percent | float64
10 | load | const_i_percent | float64
11 | load | sn_mva | float64
12 | load | scaling | float64
13 | load | in_service | bool
14 | load | type | object
15 | ext_grid | name | object
16 | ext_grid | bus | uint32
17 | ext_grid | vm_pu | float64
18 | ext_grid | va_degree | float64
19 | ext_grid | slack_weight | float64
20 | ext_grid | in_service | bool
21 | line | name | object
22 | line | std_type | object
23 | line | from_bus | uint32
24 | line | to_bus | uint32
25 | line | length_km | float64
26 | line | r_ohm_per_km | float64
27 | line | x_ohm_per_km | float64
28 | line | c_nf_per_km | float64
29 | line | g_us_per_km | float64
30 | line | max_i_ka | float64
31 | line | df | float64
32 | line | parallel | uint32
33 | line | type | object
34 | line | in_service | bool
35 | trafo | name | object
36 | trafo | std_type | object
37 | trafo | hv_bus | uint32
38 | trafo | lv_bus | uint32
39 | trafo | sn_mva | float64
40 | trafo | vn_hv_kv | float64
41 | trafo | vn_lv_kv | float64
42 | trafo | vk_percent | float64
43 | trafo | vkr_percent | float64
44 | trafo | pfe_kw | float64
45 | trafo | i0_percent | float64
46 | trafo | shift_degree | float64
47 | trafo | tap_side | object
48 | trafo | tap_neutral | int32
49 | trafo | tap_min | int32
50 | trafo | tap_max | int32
51 | trafo | tap_step_percent | float64
52 | trafo | tap_step_degree | float64
53 | trafo | tap_pos | int32
54 | trafo | tap_phase_shifter | bool
55 | trafo | parallel | uint32
56 | trafo | df | float64
57 | trafo | in_service | bool
58 | line_geodata | coords | object
59 | bus_geodata | x | float64
60 | bus_geodata | y | float64
61 | bus_geodata | coords | object
62 | res_bus | vm_pu | float64
63 | res_bus | va_degree | float64
64 | res_bus | p_mw | float64
65 | res_bus | q_mvar | float64
66 | res_line | p_from_mw | float64
67 | res_line | q_from_mvar | float64
68 | res_line | p_to_mw | float64
69 | res_line | q_to_mvar | float64
70 | res_line | pl_mw | float64
71 | res_line | ql_mvar | float64
72 | res_line | i_from_ka | float64
73 | res_line | i_to_ka | float64
74 | res_line | i_ka | float64
75 | res_line | vm_from_pu | float64
76 | res_line | va_from_degree | float64
77 | res_line | vm_to_pu | float64
78 | res_line | va_to_degree | float64
79 | res_line | loading_percent | float64
80 | res_trafo | p_hv_mw | float64
81 | res_trafo | q_hv_mvar | float64
82 | res_trafo | p_lv_mw | float64
83 | res_trafo | q_lv_mvar | float64
84 | res_trafo | pl_mw | float64
85 | res_trafo | ql_mvar | float64
86 | res_trafo | i_hv_ka | float64
87 | res_trafo | i_lv_ka | float64
88 | res_trafo | vm_hv_pu | float64
89 | res_trafo | va_hv_degree | float64
90 | res_trafo | vm_lv_pu | float64
91 | res_trafo | va_lv_degree | float64
92 | res_trafo | loading_percent | float64
93 | res_ext_grid | p_mw | float64
94 | res_ext_grid | q_mvar | float64
95 | res_load | p_mw | float64
96 | res_load | q_mvar | float64

## parameters
| version | format_version | converged | OPF_converged | name | f_hz | sn_mva
0 | 2.14.6 | 2.14.0 | TRUE | FALSE |  | 50 | 1