## bus
| name | vn_kv | type | zone | in_service
0 | bus_LV_2296-3_0_4_node_0 | 0.4 | n |  | TRUE
1 | bus_LV_2296-3_0_4_node_1 | 0.4 | n |  | TRUE
2 | bus_LV_2296-3_0_4_node_2 | 0.4 | n |  | TRUE
3 | bus_LV_2296-3_0_4_node_3 | 0.4 | n |  | TRUE
4 | bus_LV_2296-3_0_4_node_4 | 0.4 | n |  | TRUE
5 | bus_LV_2296-3_0_4_node_5 | 0.4 | n |  | TRUE
6 | bus_LV_2296-3_0_4_node_12 | 0.4 | n |  | TRUE
7 | bus_LV_2296-3_0_4_node_6 | 0.4 | n |  | TRUE
8 | bus_LV_2296-3_0_4_node_7 | 0.4 | n |  | TRUE
9 | bus_LV_2296-3_0_4_node_74 | 0.4 | n |  | TRUE
10 | bus_LV_2296-3_0_4_node_73 | 0.4 | n |  | TRUE
11 | bus_LV_2296-3_0_4_node_8 | 0.4 | n |  | TRUE
12 | bus_LV_2296-3_0_4_node_9 | 0.4 | n |  | TRUE
13 | bus_LV_2296-3_0_4_node_10 | 0.4 | n |  | TRUE
14 | bus_LV_2296-3_0_4_node_11 | 0.4 | n |  | TRUE
15 | bus_LV_2296-3_0_4_node_20 | 0.4 | n |  | TRUE
16 | bus_LV_2296-3_0_4_node_16 | 0.4 | n |  | TRUE
17 | bus_LV_2296-3_0_4_node_17 | 0.4 | n |  | TRUE
18 | bus_LV_2296-3_0_4_node_18 | 0.4 | n |  | TRUE
19 | bus_LV_2296-3_0_4_node_19 | 0.4 | n |  | TRUE
20 | bus_LV_2296-3_0_4_node_151 | 0.4 | n |  | TRUE
21 | bus_LV_2296-3_0_4_node_30 | 0.4 | n |  | TRUE
22 | bus_LV_2296-3_0_4_node_61 | 0.4 | n |  | TRUE
23 | bus_LV_2296-3_0_4_node_13 | 0.4 | n |  | TRUE
24 | bus_LV_2296-3_0_4_node_14 | 0.4 | n |  | TRUE
25 | bus_LV_2296-3_0_4_node_15 | 0.4 | n |  | TRUE
26 | bus_LV_2296-3_0_4_node_64 | 0.4 | n |  | TRUE
27 | bus_LV_2296-3_0_4_node_137 | 0.4 | n |  | TRUE
28 | bus_LV_2296-3_0_4_node_145 | 0.4 | n |  | TRUE
29 | bus_LV_2296-3_0_4_node_63 | 0.4 | n |  | TRUE
30 | bus_LV_2296-3_0_4_node_138 | 0.4 | n |  | TRUE
31 | bus_LV_2296-3_0_4_node_152 | 0.4 | n |  | TRUE
32 | bus_LV_2296-3_0_4_node_153 | 0.4 | n |  | TRUE
33 | bus_LV_2296-3_0_4_node_154 | 0.4 | n |  | TRUE
34 | bus_LV_2296-3_0_4_node_21 | 0.4 | n |  | TRUE
35 | bus_LV_2296-3_0_4_node_22 | 0.4 | n |  | TRUE
36 | bus_LV_2296-3_0_4_node_26 | 0.4 | n |  | TRUE
37 | bus_LV_2296-3_0_4_node_155 | 0.4 | n |  | TRUE
38 | bus_LV_2296-3_0_4_node_23 | 0.4 | n |  | TRUE
39 | bus_LV_2296-3_0_4_node_24 | 0.4 | n |  | TRUE
40 | bus_LV_2296-3_0_4_node_25 | 0.4 | n |  | TRUE
41 | bus_LV_2296-3_0_4_node_43 | 0.4 | n |  | TRUE
42 | bus_LV_2296-3_0_4_node_143 | 0.4 | n |  | TRUE
43 | bus_LV_2296-3_0_4_node_44 | 0.4 | n |  | TRUE
44 | bus_LV_2296-3_0_4_node_45 | 0.4 | n |  | TRUE
45 | bus_LV_2296-3_0_4_node_141 | 0.4 | n |  | TRUE
46 | bus_LV_2296-3_0_4_node_27 | 0.4 | n |  | TRUE
47 | bus_LV_2296-3_0_4_node_28 | 0.4 | n |  | TRUE
48 | bus_LV_2296-3_0_4_node_29 | 0.4 | n |  | TRUE
49 | bus_LV_2296-3_0_4_node_31 | 0.4 | n |  | TRUE
50 | bus_LV_2296-3_0_4_node_32 | 0.4 | n |  | TRUE
51 | bus_LV_2296-3_0_4_node_33 | 0.4 | n |  | TRUE
52 | bus_LV_2296-3_0_4_node_34 | 0.4 | n |  | TRUE
53 | bus_LV_2296-3_0_4_node_35 | 0.4 | n |  | TRUE
54 | bus_LV_2296-3_0_4_node_75 | 0.4 | n |  | TRUE
55 | bus_LV_2296-3_0_4_node_130 | 0.4 | n |  | TRUE
56 | bus_LV_2296-3_0_4_node_76 | 0.4 | n |  | TRUE
57 | bus_LV_2296-3_0_4_node_60 | 0.4 | n |  | TRUE
58 | bus_LV_2296-3_0_4_node_36 | 0.4 | n |  | TRUE
59 | bus_LV_2296-3_0_4_node_37 | 0.4 | n |  | TRUE
60 | bus_LV_2296-3_0_4_node_38 | 0.4 | n |  | TRUE
61 | bus_LV_2296-3_0_4_node_39 | 0.4 | n |  | TRUE
62 | bus_LV_2296-3_0_4_node_40 | 0.4 | n |  | TRUE
63 | bus_LV_2296-3_0_4_node_41 | 0.4 | n |  | TRUE
64 | bus_LV_2296-3_0_4_node_42 | 0.4 | n |  | TRUE
65 | bus_LV_2296-3_0_4_node_84 | 0.4 | n |  | TRUE
66 | bus_LV_2296-3_0_4_node_113 | 0.4 | n |  | TRUE
67 | bus_LV_2296-3_0_4_node_150 | 0.4 | n |  | TRUE
68 | bus_LV_2296-3_0_4_node_83 | 0.4 | n |  | TRUE
69 | bus_LV_2296-3_0_4_node_48 | 0.4 | n |  | TRUE
70 | bus_LV_2296-3_0_4_node_111 | 0.4 | n |  | TRUE
71 | bus_LV_2296-3_0_4_node_46 | 0.4 | n |  | TRUE
72 | bus_LV_2296-3_0_4_node_47 | 0.4 | n |  | TRUE
73 | bus_LV_2296-3_0_4_node_146 | 0.4 | n |  | TRUE
74 | bus_LV_2296-3_0_4_node_49 | 0.4 | n |  | TRUE
75 | bus_LV_2296-3_0_4_node_50 | 0.4 | n |  | TRUE
76 | bus_LV_2296-3_0_4_node_51 | 0.4 | n |  | TRUE
77 | bus_LV_2296-3_0_4_node_52 | 0.4 | n |  | TRUE
78 | bus_LV_2296-3_0_4_node_53 | 0.4 | n |  | TRUE
79 | bus_LV_2296-3_0_4_node_54 | 0.4 | n |  | TRUE
80 | bus_LV_2296-3_0_4_node_55 | 0.4 | n |  | TRUE
81 | bus_LV_2296-3_0_4_node_92 | 0.4 | n |  | TRUE
82 | bus_LV_2296-3_0_4_node_93 | 0.4 | n |  | TRUE
83 | bus_LV_2296-3_0_4_node_94 | 0.4 | n |  | TRUE
84 | bus_LV_2296-3_0_4_node_134 | 0.4 | n |  | TRUE
85 | bus_LV_2296-3_0_4_node_136 | 0.4 | n |  | TRUE
86 | bus_LV_2296-3_0_4_node_90 | 0.4 | n |  | TRUE
87 | bus_LV_2296-3_0_4_node_56 | 0.4 | n |  | TRUE
88 | bus_LV_2296-3_0_4_node_57 | 0.4 | n |  | TRUE
89 | bus_LV_2296-3_0_4_node_58 | 0.4 | n |  | TRUE
90 | bus_LV_2296-3_0_4_node_59 | 0.4 | n |  | TRUE
91 | bus_LV_2296-3_0_4_node_62 | 0.4 | n |  | TRUE
92 | bus_LV_2296-3_0_4_node_122 | 0.4 | n |  | TRUE
93 | bus_LV_2296-3_0_4_node_131 | 0.4 | n |  | TRUE
94 | bus_LV_2296-3_0_4_node_149 | 0.4 | n |  | TRUE
95 | bus_LV_2296-3_0_4_node_121 | 0.4 | n |  | TRUE
96 | bus_LV_2296-3_0_4_node_148 | 0.4 | n |  | TRUE
97 | bus_LV_2296-3_0_4_node_144 | 0.4 | n |  | TRUE
98 | bus_LV_2296-3_0_4_node_65 | 0.4 | n |  | TRUE
99 | bus_LV_2296-3_0_4_node_66 | 0.4 | n |  | TRUE
100 | bus_LV_2296-3_0_4_node_67 | 0.4 | n |  | TRUE
101 | bus_LV_2296-3_0_4_node_126 | 0.4 | n |  | TRUE
102 | bus_LV_2296-3_0_4_node_68 | 0.4 | n |  | TRUE
103 | bus_LV_2296-3_0_4_node_69 | 0.4 | n |  | TRUE
104 | bus_LV_2296-3_0_4_node_70 | 0.4 | n |  | TRUE
105 | bus_LV_2296-3_0_4_node_71 | 0.4 | n |  | TRUE
106 | bus_LV_2296-3_0_4_node_72 | 0.4 | n |  | TRUE
107 | bus_LV_2296-3_0_4_node_79 | 0.4 | n |  | TRUE
108 | bus_LV_2296-3_0_4_node_98 | 0.4 | n |  | TRUE
109 | bus_LV_2296-3_0_4_node_115 | 0.4 | n |  | TRUE
110 | bus_LV_2296-3_0_4_node_82 | 0.4 | n |  | TRUE
111 | bus_LV_2296-3_0_4_node_77 | 0.4 | n |  | TRUE
112 | bus_LV_2296-3_0_4_node_116 | 0.4 | n |  | TRUE
113 | bus_LV_2296-3_0_4_node_78 | 0.4 | n |  | TRUE
114 | bus_LV_2296-3_0_4_node_80 | 0.4 | n |  | TRUE
115 | bus_LV_2296-3_0_4_node_81 | 0.4 | n |  | TRUE
116 | bus_LV_2296-3_0_4_node_128 | 0.4 | n |  | TRUE
117 | bus_LV_2296-3_0_4_node_127 | 0.4 | n |  | TRUE
118 | bus_LV_2296-3_0_4_node_85 | 0.4 | n |  | TRUE
119 | bus_LV_2296-3_0_4_node_86 | 0.4 | n |  | TRUE
120 | bus_LV_2296-3_0_4_node_87 | 0.4 | n |  | TRUE
121 | bus_LV_2296-3_0_4_node_88 | 0.4 | n |  | TRUE
122 | bus_LV_2296-3_0_4_node_89 | 0.4 | n |  | TRUE
123 | bus_LV_2296-3_0_4_node_91 | 0.4 | n |  | TRUE
124 | bus_LV_2296-3_0_4_node_107 | 0.4 | n |  | TRUE
125 | bus_LV_2296-3_0_4_node_106 | 0.4 | n |  | TRUE
126 | bus_LV_2296-3_0_4_node_95 | 0.4 | n |  | TRUE
127 | bus_LV_2296-3_0_4_node_129 | 0.4 | n |  | TRUE
128 | bus_LV_2296-3_0_4_node_99 | 0.4 | n |  | TRUE
129 | bus_LV_2296-3_0_4_node_100 | 0.4 | n |  | TRUE
130 | bus_LV_2296-3_0_4_node_101 | 0.4 | n |  | TRUE
131 | bus_LV_2296-3_0_4_node_102 | 0.4 | n |  | TRUE
132 | bus_LV_2296-3_0_4_node_103 | 0.4 | n |  | TRUE
133 | bus_LV_2296-3_0_4_node_104 | 0.4 | n |  | TRUE
134 | bus_LV_2296-3_0_4_node_105 | 0.4 | n |  | TRUE
135 | bus_LV_2296-3_0_4_node_118 | 0.4 | n |  | TRUE
136 | bus_LV_2296-3_0_4_node_140 | 0.4 | n |  | TRUE
137 | bus_LV_2296-3_0_4_node_132 | 0.4 | n |  | TRUE
138 | bus_LV_2296-3_0_4_node_119 | 0.4 | n |  | TRUE
139 | bus_LV_2296-3_0_4_node_142 | 0.4 | n |  | TRUE
140 | bus_LV_2296-3_0_4_node_133 | 0.4 | n |  | TRUE
141 | bus_LV_2296-3_0_4_node_108 | 0.4 | n |  | TRUE
142 | bus_LV_2296-3_0_4_node_109 | 0.4 | n |  | TRUE
143 | bus_LV_2296-3_0_4_node_110 | 0.4 | n |  | TRUE
144 | bus_LV_2296-3_0_4_node_114 | 0.4 | n |  | TRUE
145 | bus_LV_2296-3_0_4_node_112 | 0.4 | n |  | TRUE
146 | bus_LV_2296-3_0_4_node_117 | 0.4 | n |  | TRUE
147 | bus_LV_2296-3_0_4_node_123 | 0.4 | n |  | TRUE
148 | bus_LV_2296-3_0_4_node_120 | 0.4 | n |  | TRUE
149 | bus_LV_2296-3_0_4_node_147 | 0.4 | n |  | TRUE
150 | bus_LV_2296-3_0_4_node_135 | 0.4 | n |  | TRUE
151 | bus_LV_2296-3_0_4_node_124 | 0.4 | n |  | TRUE
152 | bus_LV_2296-3_0_4_node_125 | 0.4 | n |  | TRUE
153 | bus_MV_119_0_node_65 | 20 | n |  | TRUE

## load
| name | bus | p_mw | q_mvar | const_z_percent | const_i_percent | sn_mva | scaling | in_service | type
0 | LV_2296-3_0_4_load_0 | 0 | 0.0022762 | 0.00057046 | 0 | 0 |  | 1 | TRUE | wye
1 | LV_2296-3_0_4_load_1 | 1 | 0.0021852 | 0.00054765 | 0 | 0 |  | 1 | TRUE | wye
2 | LV_2296-3_0_4_load_3 | 3 | 0.0011674 | 0.00029258 | 0 | 0 |  | 1 | TRUE | wye
3 | LV_2296-3_0_4_load_4 | 4 | 0.0022768 | 0.00057063 | 0 | 0 |  | 1 | TRUE | wye
4 | LV_2296-3_0_4_load_5 | 5 | 0.0019183 | 0.00048078 | 0 | 0 |  | 1 | TRUE | wye
5 | LV_2296-3_0_4_load_6 | 7 | 0.0022769 | 0.00057065 | 0 | 0 |  | 1 | TRUE | wye
6 | LV_2296-3_0_4_load_7 | 8 | 0.0024398 | 0.00061147 | 0 | 0 |  | 1 | TRUE | wye
7 | LV_2296-3_0_4_load_74 | 9 | 0.0028468 | 0.00071347 | 0 | 0 |  | 1 | TRUE | wye
8 | LV_2296-3_0_4_load_73 | 10 | 0.0027494 | 0.00068906 | 0 | 0 |  | 1 | TRUE | wye
9 | LV_2296-3_0_4_load_8 | 11 | 0.002186 | 0.00054785 | 0 | 0 |  | 1 | TRUE | wye
10 | LV_2296-3_0_4_load_9 | 12 | 0.0021867 | 0.00054803 | 0 | 0 |  | 1 | TRUE | wye
11 | LV_2296-3_0_4_load_10 | 13 | 0.0028254 | 0.00070811 | 0 | 0 |  | 1 | TRUE | wye
12 | LV_2296-3_0_4_load_11 | 14 | 0.005534 | 0.0013869 | 0 | 0 |  | 1 | TRUE | wye
13 | LV_2296-3_0_4_load_20 | 15 | 0.0021049 | 0.00052754 | 0 | 0 |  | 1 | TRUE | wye
14 | LV_2296-3_0_4_load_16 | 16 | 0.001017 | 0.00025489 | 0 | 0 |  | 1 | TRUE | wye
15 | LV_2296-3_0_4_load_17 | 17 | 0.0068252 | 0.0017106 | 0 | 0 |  | 1 | TRUE | wye
16 | LV_2296-3_0_4_load_18 | 18 | 0.0060649 | 0.00152 | 0 | 0 |  | 1 | TRUE | wye
17 | LV_2296-3_0_4_load_151 | 20 | 0.0031542 | 0.00079052 | 0 | 0 |  | 1 | TRUE | wye
18 | LV_2296-3_0_4_load_30 | 21 | 0.003 | 0.00075186 | 0 | 0 |  | 1 | TRUE | wye
19 | LV_2296-3_0_4_load_61 | 22 | 0.0032688 | 0.00081924 | 0 | 0 |  | 1 | TRUE | wye
20 | LV_2296-3_0_4_load_13 | 23 | 0.010158 | 0.0025458 | 0 | 0 |  | 1 | TRUE | wye
21 | LV_2296-3_0_4_load_137 | 27 | 0.0067208 | 0.0016844 | 0 | 0 |  | 1 | TRUE | wye
22 | LV_2296-3_0_4_load_145 | 28 | 0.002608 | 0.00065363 | 0 | 0 |  | 1 | TRUE | wye
23 | LV_2296-3_0_4_load_63 | 29 | 0.0019178 | 0.00048064 | 0 | 0 |  | 1 | TRUE | wye
24 | LV_2296-3_0_4_load_152 | 31 | 0.00096945 | 0.00024297 | 0 | 0 |  | 1 | TRUE | wye
25 | LV_2296-3_0_4_load_154 | 33 | 0.00028886 | 7.2394e-05 | 0 | 0 |  | 1 | TRUE | wye
26 | LV_2296-3_0_4_load_21 | 34 | 0.0025614 | 0.00064194 | 0 | 0 |  | 1 | TRUE | wye
27 | LV_2296-3_0_4_load_155 | 37 | 0.0024788 | 0.00062124 | 0 | 0 |  | 1 | TRUE | wye
28 | LV_2296-3_0_4_load_24 | 39 | 0.0045498 | 0.0011403 | 0 | 0 |  | 1 | TRUE | wye
29 | LV_2296-3_0_4_load_25 | 40 | 0.003095 | 0.00077567 | 0 | 0 |  | 1 | TRUE | wye
30 | LV_2296-3_0_4_load_143 | 42 | 0.0024645 | 0.00061767 | 0 | 0 |  | 1 | TRUE | wye
31 | LV_2296-3_0_4_load_44 | 43 | 0.00088791 | 0.00022253 | 0 | 0 |  | 1 | TRUE | wye
32 | LV_2296-3_0_4_load_45 | 44 | 0.00078506 | 0.00019676 | 0 | 0 |  | 1 | TRUE | wye
33 | LV_2296-3_0_4_load_27 | 46 | 0.0037587 | 0.00094201 | 0 | 0 |  | 1 | TRUE | wye
34 | LV_2296-3_0_4_load_28 | 47 | 0.0026284 | 0.00065874 | 0 | 0 |  | 1 | TRUE | wye
35 | LV_2296-3_0_4_load_29 | 48 | 0.0043893 | 0.0011001 | 0 | 0 |  | 1 | TRUE | wye
36 | LV_2296-3_0_4_load_31 | 49 | 0.0041025 | 0.0010282 | 0 | 0 |  | 1 | TRUE | wye
37 | LV_2296-3_0_4_load_32 | 50 | 0.0053187 | 0.001333 | 0 | 0 |  | 1 | TRUE | wye
38 | LV_2296-3_0_4_load_33 | 51 | 0.0041329 | 0.0010358 | 0 | 0 |  | 1 | TRUE | wye
39 | LV_2296-3_0_4_load_34 | 52 | 0.0029016 | 0.0007272 | 0 | 0 |  | 1 | TRUE | wye
40 | LV_2296-3_0_4_load_35 | 53 | 0.0040507 | 0.0010152 | 0 | 0 |  | 1 | TRUE | wye
41 | LV_2296-3_0_4_load_75 | 54 | 0.0035726 | 0.00089539 | 0 | 0 |  | 1 | TRUE | wye
42 | LV_2296-3_0_4_load_130 | 55 | 0.003258 | 0.00081654 | 0 | 0 |  | 1 | TRUE | wye
43 | LV_2296-3_0_4_load_76 | 56 | 0.0027335 | 0.00068507 | 0 | 0 |  | 1 | TRUE | wye
44 | LV_2296-3_0_4_load_36 | 58 | 0.0013623 | 0.00034142 | 0 | 0 |  | 1 | TRUE | wye
45 | LV_2296-3_0_4_load_37 | 59 | 0.0058745 | 0.0014723 | 0 | 0 |  | 1 | TRUE | wye
46 | LV_2296-3_0_4_load_38 | 60 | 0.0010201 | 0.00025566 | 0 | 0 |  | 1 | TRUE | wye
47 | LV_2296-3_0_4_load_40 | 62 | 0.00087038 | 0.00021814 | 0 | 0 |  | 1 | TRUE | wye
48 | LV_2296-3_0_4_load_41 | 63 | 0.0018231 | 0.00045692 | 0 | 0 |  | 1 | TRUE | wye
49 | LV_2296-3_0_4_load_42 | 64 | 0.0039548 | 0.00099118 | 0 | 0 |  | 1 | TRUE | wye
50 | LV_2296-3_0_4_load_84 | 65 | 0.00039535 | 9.9084e-05 | 0 | 0 |  | 1 | TRUE | wye
51 | LV_2296-3_0_4_load_150 | 67 | 0.0038672 | 0.00096921 | 0 | 0 |  | 1 | TRUE | wye
52 | LV_2296-3_0_4_load_83 | 68 | 0.0012113 | 0.00030357 | 0 | 0 |  | 1 | TRUE | wye
53 | LV_2296-3_0_4_load_111 | 70 | 0.0023249 | 0.00058267 | 0 | 0 |  | 1 | TRUE | wye
54 | LV_2296-3_0_4_load_46 | 71 | 0.0016139 | 0.00040448 | 0 | 0 |  | 1 | TRUE | wye
55 | LV_2296-3_0_4_load_47 | 72 | 0.0015819 | 0.00039646 | 0 | 0 |  | 1 | TRUE | wye
56 | LV_2296-3_0_4_load_146 | 73 | 0.0027673 | 0.00069354 | 0 | 0 |  | 1 | TRUE | wye
57 | LV_2296-3_0_4_load_49 | 74 | 0.0095799 | 0.0024009 | 0 | 0 |  | 1 | TRUE | wye
58 | LV_2296-3_0_4_load_52 | 77 | 0.0087387 | 0.0021901 | 0 | 0 |  | 1 | TRUE | wye
59 | LV_2296-3_0_4_load_53 | 78 | 0.015115 | 0.0037881 | 0 | 0 |  | 1 | TRUE | wye
60 | LV_2296-3_0_4_load_54 | 79 | 0.01083 | 0.0027142 | 0 | 0 |  | 1 | TRUE | wye
61 | LV_2296-3_0_4_load_55 | 80 | 0.0086744 | 0.002174 | 0 | 0 |  | 1 | TRUE | wye
62 | LV_2296-3_0_4_load_93 | 82 | 0.0039113 | 0.00098026 | 0 | 0 |  | 1 | TRUE | wye
63 | LV_2296-3_0_4_load_56 | 87 | 0.0071356 | 0.0017884 | 0 | 0 |  | 1 | TRUE | wye
64 | LV_2296-3_0_4_load_59 | 90 | 0.0044743 | 0.0011214 | 0 | 0 |  | 1 | TRUE | wye
65 | LV_2296-3_0_4_load_62 | 91 | 0.0017624 | 0.00044171 | 0 | 0 |  | 1 | TRUE | wye
66 | LV_2296-3_0_4_load_131 | 93 | 0.0052649 | 0.0013195 | 0 | 0 |  | 1 | TRUE | wye
67 | LV_2296-3_0_4_load_149 | 94 | 0.0024952 | 0.00062536 | 0 | 0 |  | 1 | TRUE | wye
68 | LV_2296-3_0_4_load_148 | 96 | 0.0025929 | 0.00064984 | 0 | 0 |  | 1 | TRUE | wye
69 | LV_2296-3_0_4_load_65 | 98 | 0.0018227 | 0.00045682 | 0 | 0 |  | 1 | TRUE | wye
70 | LV_2296-3_0_4_load_66 | 99 | 0.006969 | 0.0017466 | 0 | 0 |  | 1 | TRUE | wye
71 | LV_2296-3_0_4_load_67 | 100 | 0.0019799 | 0.0004962 | 0 | 0 |  | 1 | TRUE | wye
72 | LV_2296-3_0_4_load_126 | 101 | 0.0034417 | 0.00086257 | 0 | 0 |  | 1 | TRUE | wye
73 | LV_2296-3_0_4_load_68 | 102 | 0.0023844 | 0.00059758 | 0 | 0 |  | 1 | TRUE | wye
74 | LV_2296-3_0_4_load_69 | 103 | 0.0043928 | 0.0011009 | 0 | 0 |  | 1 | TRUE | wye
75 | LV_2296-3_0_4_load_70 | 104 | 0.0071508 | 0.0017922 | 0 | 0 |  | 1 | TRUE | wye
76 | LV_2296-3_0_4_load_72 | 106 | 0.0036382 | 0.00091183 | 0 | 0 |  | 1 | TRUE | wye
77 | LV_2296-3_0_4_load_98 | 108 | 0.0025091 | 0.00062883 | 0 | 0 |  | 1 | TRUE | wye
78 | LV_2296-3_0_4_load_115 | 109 | 0.0036967 | 0.00092648 | 0 | 0 |  | 1 | TRUE | wye
79 | LV_2296-3_0_4_load_82 | 110 | 0.0025535 | 0.00063996 | 0 | 0 |  | 1 | TRUE | wye
80 | LV_2296-3_0_4_load_77 | 111 | 0.0029265 | 0.00073345 | 0 | 0 |  | 1 | TRUE | wye
81 | LV_2296-3_0_4_load_116 | 112 | 0.0036975 | 0.00092669 | 0 | 0 |  | 1 | TRUE | wye
82 | LV_2296-3_0_4_load_80 | 114 | 0.0040984 | 0.0010272 | 0 | 0 |  | 1 | TRUE | wye
83 | LV_2296-3_0_4_load_81 | 115 | 0.0023479 | 0.00058844 | 0 | 0 |  | 1 | TRUE | wye
84 | LV_2296-3_0_4_load_128 | 116 | 0.0030507 | 0.00076458 | 0 | 0 |  | 1 | TRUE | wye
85 | LV_2296-3_0_4_load_127 | 117 | 0.0028285 | 0.00070889 | 0 | 0 |  | 1 | TRUE | wye
86 | LV_2296-3_0_4_load_85 | 118 | 0.00087949 | 0.00022042 | 0 | 0 |  | 1 | TRUE | wye
87 | LV_2296-3_0_4_load_86 | 119 | 0.008451 | 0.002118 | 0 | 0 |  | 1 | TRUE | wye
88 | LV_2296-3_0_4_load_87 | 120 | 0.0046246 | 0.001159 | 0 | 0 |  | 1 | TRUE | wye
89 | LV_2296-3_0_4_load_89 | 122 | 0.0020527 | 0.00051445 | 0 | 0 |  | 1 | TRUE | wye
90 | LV_2296-3_0_4_load_91 | 123 | 0.0023055 | 0.00057781 | 0 | 0 |  | 1 | TRUE | wye
91 | LV_2296-3_0_4_load_107 | 124 | 0.0029408 | 0.00073705 | 0 | 0 |  | 1 | TRUE | wye
92 | LV_2296-3_0_4_load_106 | 125 | 0.0012128 | 0.00030397 | 0 | 0 |  | 1 | TRUE | wye
93 | LV_2296-3_0_4_load_95 | 126 | 0.0042687 | 0.0010698 | 0 | 0 |  | 1 | TRUE | wye
94 | LV_2296-3_0_4_load_129 | 127 | 0.0058736 | 0.0014721 | 0 | 0 |  | 1 | TRUE | wye
95 | LV_2296-3_0_4_load_99 | 128 | 0.0013373 | 0.00033516 | 0 | 0 |  | 1 | TRUE | wye
96 | LV_2296-3_0_4_load_102 | 131 | 0.002341 | 0.00058672 | 0 | 0 |  | 1 | TRUE | wye
97 | LV_2296-3_0_4_load_103 | 132 | 0.0015597 | 0.0003909 | 0 | 0 |  | 1 | TRUE | wye
98 | LV_2296-3_0_4_load_104 | 133 | 0.0014692 | 0.00036821 | 0 | 0 |  | 1 | TRUE | wye
99 | LV_2296-3_0_4_load_105 | 134 | 0.0064296 | 0.0016114 | 0 | 0 |  | 1 | TRUE | wye
100 | LV_2296-3_0_4_load_118 | 135 | 0.0021797 | 0.00054629 | 0 | 0 |  | 1 | TRUE | wye
101 | LV_2296-3_0_4_load_119 | 138 | 0.0018686 | 0.00046831 | 0 | 0 |  | 1 | TRUE | wye
102 | LV_2296-3_0_4_load_142 | 139 | 0.0013652 | 0.00034215 | 0 | 0 |  | 1 | TRUE | wye
103 | LV_2296-3_0_4_load_133 | 140 | 0.0021729 | 0.00054459 | 0 | 0 |  | 1 | TRUE | wye
104 | LV_2296-3_0_4_load_109 | 142 | 0.0038076 | 0.00095426 | 0 | 0 |  | 1 | TRUE | wye
105 | LV_2296-3_0_4_load_110 | 143 | 0.0028721 | 0.00071982 | 0 | 0 |  | 1 | TRUE | wye
106 | LV_2296-3_0_4_load_114 | 144 | 0.0078749 | 0.0019736 | 0 | 0 |  | 1 | TRUE | wye
107 | LV_2296-3_0_4_load_112 | 145 | 0.0027511 | 0.00068948 | 0 | 0 |  | 1 | TRUE | wye
108 | LV_2296-3_0_4_load_117 | 146 | 0.0042026 | 0.0010533 | 0 | 0 |  | 1 | TRUE | wye
109 | LV_2296-3_0_4_load_123 | 147 | 0.0036954 | 0.00092614 | 0 | 0 |  | 1 | TRUE | wye
110 | LV_2296-3_0_4_load_120 | 148 | 0.0032083 | 0.00080407 | 0 | 0 |  | 1 | TRUE | wye
111 | LV_2296-3_0_4_load_147 | 149 | 0.0035508 | 0.00088992 | 0 | 0 |  | 1 | TRUE | wye
112 | LV_2296-3_0_4_load_135 | 150 | 0.0033061 | 0.00082859 | 0 | 0 |  | 1 | TRUE | wye
113 | LV_2296-3_0_4_load_124 | 151 | 0.0025795 | 0.00064648 | 0 | 0 |  | 1 | TRUE | wye
114 | LV_2296-3_0_4_load_125 | 152 | 0.0073027 | 0.0018302 | 0 | 0 |  | 1 | TRUE | wye

## ext_grid
| name | bus | vm_pu | va_degree | slack_weight | in_service
0 |  | 93 | 1 | 0 | 1 | TRUE

## line
| name | std_type | from_bus | to_bus | length_km | r_ohm_per_km | x_ohm_per_km | c_nf_per_km | g_us_per_km | max_i_ka | df | parallel | type | in_service
0 | LV_2296-3_0_4_line_0 |  | 0 | 1 | 0.0058027 | 0.125 | 0.08 | 261 | 0 | 0.364 | 1 | 1 | cs | TRUE
1 | LV_2296-3_0_4_line_1 |  | 0 | 2 | 0.014117 | 0.125 | 0.08 | 261 | 0 | 0.364 | 1 | 1 | cs | TRUE
2 | LV_2296-3_0_4_line_2 |  | 1 | 3 | 0.0027873 | 0.125 | 0.08 | 261 | 0 | 0.364 | 1 | 1 | cs | TRUE
3 | LV_2296-3_0_4_line_3 |  | 2 | 4 | 0.011688 | 0.125 | 0.08 | 261 | 0 | 0.364 | 1 | 1 | cs | TRUE
4 | LV_2296-3_0_4_line_4 |  | 2 | 5 | 0.013481 | 0.125 | 0.08 | 261 | 0 | 0.364 | 1 | 1 | cs | TRUE
5 | LV_2296-3_0_4_line_5 |  | 3 | 6 | 0.036823 | 0.125 | 0.08 | 261 | 0 | 0.364 | 1 | 1 | cs | TRUE
6 | LV_2296-3_0_4_line_6 |  | 4 | 7 | 0.010269 | 0.125 | 0.08 | 261 | 0 | 0.364 | 1 | 1 | cs | TRUE
7 | LV_2296-3_0_4_line_7 |  | 5 | 8 | 0.019948 | 0.125 | 0.08 | 261 | 0 | 0.364 | 1 | 1 | cs | TRUE
8 | LV_2296-3_0_4_line_8 |  | 6 | 9 | 0.0038097 | 0.125 | 0.08 | 261 | 0 | 0.364 | 1 | 1 | cs | TRUE
9 | LV_2296-3_0_4_line_9 |  | 6 | 10 | 0.0066688 | 0.125 | 0.08 | 261 | 0 | 0.364 | 1 | 1 | cs | TRUE
10 | LV_2296-3_0_4_line_10 |  | 8 | 11 | 0.0010016 | 0.125 | 0.08 | 261 | 0 | 0.364 | 1 | 1 | cs | TRUE
11 | LV_2296-3_0_4_line_11 |  | 9 | 21 | 0.010117 | 0.125 | 0.08 | 261 | 0 | 0.364 | 1 | 1 | cs | TRUE
12 | LV_2296-3_0_4_line_12 |  | 10 | 22 | 0.0070805 | 0.125 | 0.08 | 261 | 0 | 0.364 | 1 | 1 | cs | TRUE
13 | LV_2296-3_0_4_line_13 |  | 11 | 12 | 0.022599 | 0.125 | 0.08 | 261 | 0 | 0.364 | 1 | 1 | cs | TRUE
14 | LV_2296-3_0_4_line_14 |  | 12 | 13 | 0.001104 | 0.125 | 0.08 | 261 | 0 | 0.364 | 1 | 1 | cs | TRUE
15 | LV_2296-3_0_4_line_15 |  | 13 | 14 | 0.0055888 | 0.125 | 0.08 | 261 | 0 | 0.364 | 1 | 1 | cs | TRUE
16 | LV_2296-3_0_4_line_16 |  | 14 | 15 | 0.64451 | 0.125 | 0.08 | 261 | 0 | 0.364 | 1 | 1 | cs | TRUE
17 | LV_2296-3_0_4_line_17 |  | 15 | 18 | 0.007987 | 0.125 | 0.08 | 261 | 0 | 0.364 | 1 | 1 | cs | TRUE
18 | LV_2296-3_0_4_line_18 |  | 16 | 17 | 0.023709 | 0.125 | 0.08 | 261 | 0 | 0.364 | 1 | 1 | cs | TRUE
19 | LV_2296-3_0_4_line_19 |  | 16 | 18 | 0.0085704 | 0.125 | 0.08 | 261 | 0 | 0.364 | 1 | 1 | cs | TRUE
20 | LV_2296-3_0_4_line_20 |  | 17 | 19 | 0.046605 | 0.125 | 0.08 | 261 | 0 | 0.364 | 1 | 1 | cs | TRUE
21 | LV_2296-3_0_4_line_21 |  | 19 | 20 | 0.51713 | 0.125 | 0.08 | 261 | 0 | 0.364 | 1 | 1 | cs | TRUE
22 | LV_2296-3_0_4_line_22 |  | 20 | 31 | 0.015972 | 0.125 | 0.08 | 261 | 0 | 0.364 | 1 | 1 | cs | TRUE
23 | LV_2296-3_0_4_line_23 |  | 21 | 47 | 0.021684 | 0.125 | 0.08 | 261 | 0 | 0.364 | 1 | 1 | cs | TRUE
24 | LV_2296-3_0_4_line_24 |  | 22 | 89 | 0.041384 | 0.125 | 0.08 | 261 | 0 | 0.364 | 1 | 1 | cs | TRUE
25 | LV_2296-3_0_4_line_25 |  | 23 | 24 | 0.040683 | 0.125 | 0.08 | 261 | 0 | 0.364 | 1 | 1 | cs | TRUE
26 | LV_2296-3_0_4_line_26 |  | 24 | 25 | 0.020662 | 0.125 | 0.08 | 261 | 0 | 0.364 | 1 | 1 | cs | TRUE
27 | LV_2296-3_0_4_line_27 |  | 25 | 26 | 0.006118 | 0.125 | 0.08 | 261 | 0 | 0.364 | 1 | 1 | cs | TRUE
28 | LV_2296-3_0_4_line_28 |  | 25 | 27 | 0.032804 | 0.125 | 0.08 | 261 | 0 | 0.364 | 1 | 1 | cs | TRUE
29 | LV_2296-3_0_4_line_29 |  | 26 | 28 | 0.032813 | 0.125 | 0.08 | 261 | 0 | 0.364 | 1 | 4 | cs | TRUE
30 | LV_2296-3_0_4_line_30 |  | 26 | 29 | 0.017667 | 0.125 | 0.08 | 261 | 0 | 0.364 | 1 | 4 | cs | TRUE
31 | LV_2296-3_0_4_line_31 |  | 27 | 30 | 0.040443 | 0.125 | 0.08 | 261 | 0 | 0.364 | 1 | 1 | cs | TRUE
32 | LV_2296-3_0_4_line_32 |  | 28 | 97 | 0.04075 | 0.125 | 0.08 | 261 | 0 | 0.364 | 1 | 4 | cs | TRUE
33 | LV_2296-3_0_4_line_33 |  | 29 | 77 | 0.0042199 | 0.125 | 0.08 | 261 | 0 | 0.364 | 1 | 4 | cs | TRUE
34 | LV_2296-3_0_4_line_34 |  | 30 | 134 | 0.041928 | 0.125 | 0.08 | 261 | 0 | 0.364 | 1 | 1 | cs | TRUE
35 | LV_2296-3_0_4_line_35 |  | 31 | 32 | 0.35959 | 0.125 | 0.08 | 261 | 0 | 0.364 | 1 | 1 | cs | TRUE
36 | LV_2296-3_0_4_line_36 |  | 32 | 33 | 0.022549 | 0.125 | 0.08 | 261 | 0 | 0.364 | 1 | 1 | cs | TRUE
37 | LV_2296-3_0_4_line_37 |  | 34 | 35 | 0.024496 | 0.125 | 0.08 | 261 | 0 | 0.364 | 1 | 1 | cs | TRUE
38 | LV_2296-3_0_4_line_38 |  | 35 | 36 | 0.080162 | 0.125 | 0.08 | 261 | 0 | 0.364 | 1 | 1 | cs | TRUE
39 | LV_2296-3_0_4_line_39 |  | 36 | 37 | 0.032062 | 0.125 | 0.08 | 261 | 0 | 0.364 | 1 | 1 | cs | TRUE
40 | LV_2296-3_0_4_line_40 |  | 37 | 45 | 0.0022168 | 0.125 | 0.08 | 261 | 0 | 0.364 | 1 | 1 | cs | TRUE
41 | LV_2296-3_0_4_line_41 |  | 38 | 39 | 0.034032 | 0.125 | 0.08 | 261 | 0 | 0.364 | 1 | 1 | cs | TRUE
42 | LV_2296-3_0_4_line_42 |  | 38 | 40 | 0.019311 | 0.125 | 0.08 | 261 | 0 | 0.364 | 1 | 1 | cs | TRUE
43 | LV_2296-3_0_4_line_43 |  | 39 | 41 | 0.018273 | 0.125 | 0.08 | 261 | 0 | 0.364 | 1 | 1 | cs | TRUE
44 | LV_2296-3_0_4_line_44 |  | 40 | 42 | 0.026571 | 0.125 | 0.08 | 261 | 0 | 0.364 | 1 | 1 | cs | TRUE
45 | LV_2296-3_0_4_line_45 |  | 41 | 43 | 0.034868 | 0.125 | 0.08 | 261 | 0 | 0.364 | 1 | 1 | cs | TRUE
46 | LV_2296-3_0_4_line_46 |  | 41 | 44 | 0.018805 | 0.125 | 0.08 | 261 | 0 | 0.364 | 1 | 1 | cs | TRUE
47 | LV_2296-3_0_4_line_47 |  | 43 | 71 | 0.020407 | 0.125 | 0.08 | 261 | 0 | 0.364 | 1 | 1 | cs | TRUE
48 | LV_2296-3_0_4_line_48 |  | 45 | 136 | 0.066662 | 0.125 | 0.08 | 261 | 0 | 0.364 | 1 | 1 | cs | TRUE
49 | LV_2296-3_0_4_line_49 |  | 46 | 47 | 0.018802 | 0.125 | 0.08 | 261 | 0 | 0.364 | 1 | 1 | cs | TRUE
50 | LV_2296-3_0_4_line_50 |  | 46 | 48 | 0.006939 | 0.125 | 0.08 | 261 | 0 | 0.364 | 1 | 1 | cs | TRUE
51 | LV_2296-3_0_4_line_51 |  | 49 | 50 | 0.018281 | 0.125 | 0.08 | 261 | 0 | 0.364 | 1 | 1 | cs | TRUE
52 | LV_2296-3_0_4_line_52 |  | 49 | 51 | 0.0036158 | 0.125 | 0.08 | 261 | 0 | 0.364 | 1 | 1 | cs | TRUE
53 | LV_2296-3_0_4_line_53 |  | 50 | 52 | 0.0048283 | 0.125 | 0.08 | 261 | 0 | 0.364 | 1 | 1 | cs | TRUE
54 | LV_2296-3_0_4_line_54 |  | 51 | 53 | 0.028771 | 0.125 | 0.08 | 261 | 0 | 0.364 | 1 | 1 | cs | TRUE
55 | LV_2296-3_0_4_line_55 |  | 52 | 54 | 0.025595 | 0.125 | 0.08 | 261 | 0 | 0.364 | 1 | 1 | cs | TRUE
56 | LV_2296-3_0_4_line_56 |  | 53 | 55 | 0.036101 | 0.125 | 0.08 | 261 | 0 | 0.364 | 1 | 1 | cs | TRUE
57 | LV_2296-3_0_4_line_57 |  | 54 | 56 | 0.010198 | 0.125 | 0.08 | 261 | 0 | 0.364 | 1 | 1 | cs | TRUE
58 | LV_2296-3_0_4_line_58 |  | 55 | 57 | 0.0093448 | 0.125 | 0.08 | 261 | 0 | 0.364 | 1 | 1 | cs | TRUE
59 | LV_2296-3_0_4_line_59 |  | 57 | 93 | 0.032564 | 0.125 | 0.08 | 261 | 0 | 0.364 | 1 | 4 | cs | TRUE
60 | LV_2296-3_0_4_line_60 |  | 57 | 89 | 0.009245 | 0.125 | 0.08 | 261 | 0 | 0.364 | 1 | 4 | cs | TRUE
61 | LV_2296-3_0_4_line_61 |  | 58 | 59 | 0.022416 | 0.125 | 0.08 | 261 | 0 | 0.364 | 1 | 1 | cs | TRUE
62 | LV_2296-3_0_4_line_62 |  | 58 | 60 | 0.024153 | 0.125 | 0.08 | 261 | 0 | 0.364 | 1 | 1 | cs | TRUE
63 | LV_2296-3_0_4_line_63 |  | 59 | 61 | 0.017061 | 0.125 | 0.08 | 261 | 0 | 0.364 | 1 | 1 | cs | TRUE
64 | LV_2296-3_0_4_line_64 |  | 60 | 62 | 0.0052703 | 0.125 | 0.08 | 261 | 0 | 0.364 | 1 | 1 | cs | TRUE
65 | LV_2296-3_0_4_line_65 |  | 61 | 63 | 0.020593 | 0.125 | 0.08 | 261 | 0 | 0.364 | 1 | 1 | cs | TRUE
66 | LV_2296-3_0_4_line_66 |  | 61 | 64 | 0.013951 | 0.125 | 0.08 | 261 | 0 | 0.364 | 1 | 1 | cs | TRUE
67 | LV_2296-3_0_4_line_67 |  | 62 | 65 | 0.020421 | 0.125 | 0.08 | 261 | 0 | 0.364 | 1 | 1 | cs | TRUE
68 | LV_2296-3_0_4_line_68 |  | 63 | 66 | 0.014193 | 0.125 | 0.08 | 261 | 0 | 0.364 | 1 | 1 | cs | TRUE
69 | LV_2296-3_0_4_line_69 |  | 64 | 67 | 0.019547 | 0.125 | 0.08 | 261 | 0 | 0.364 | 1 | 1 | cs | TRUE
70 | LV_2296-3_0_4_line_70 |  | 65 | 68 | 0.00047206 | 0.125 | 0.08 | 261 | 0 | 0.364 | 1 | 1 | cs | TRUE
71 | LV_2296-3_0_4_line_71 |  | 66 | 69 | 0.012684 | 0.125 | 0.08 | 261 | 0 | 0.364 | 1 | 1 | cs | TRUE
72 | LV_2296-3_0_4_line_72 |  | 66 | 70 | 0.049033 | 0.125 | 0.08 | 261 | 0 | 0.364 | 1 | 1 | cs | TRUE
73 | LV_2296-3_0_4_line_73 |  | 68 | 118 | 0.032849 | 0.125 | 0.08 | 261 | 0 | 0.364 | 1 | 1 | cs | TRUE
74 | LV_2296-3_0_4_line_74 |  | 69 | 73 | 0.02663 | 0.125 | 0.08 | 261 | 0 | 0.364 | 1 | 1 | cs | TRUE
75 | LV_2296-3_0_4_line_75 |  | 69 | 72 | 0.0062718 | 0.125 | 0.08 | 261 | 0 | 0.364 | 1 | 1 | cs | TRUE
76 | LV_2296-3_0_4_line_76 |  | 70 | 145 | 0.0027943 | 0.125 | 0.08 | 261 | 0 | 0.364 | 1 | 1 | cs | TRUE
77 | LV_2296-3_0_4_line_77 |  | 71 | 72 | 0.018659 | 0.125 | 0.08 | 261 | 0 | 0.364 | 1 | 1 | cs | TRUE
78 | LV_2296-3_0_4_line_78 |  | 74 | 75 | 0.020363 | 0.125 | 0.08 | 261 | 0 | 0.364 | 1 | 4 | cs | TRUE
79 | LV_2296-3_0_4_line_79 |  | 74 | 76 | 0.015287 | 0.125 | 0.08 | 261 | 0 | 0.364 | 1 | 4 | cs | TRUE
80 | LV_2296-3_0_4_line_80 |  | 75 | 77 | 0.015046 | 0.125 | 0.08 | 261 | 0 | 0.364 | 1 | 4 | cs | TRUE
81 | LV_2296-3_0_4_line_81 |  | 75 | 78 | 0.040037 | 0.125 | 0.08 | 261 | 0 | 0.364 | 1 | 1 | cs | TRUE
82 | LV_2296-3_0_4_line_82 |  | 76 | 79 | 0.037089 | 0.125 | 0.08 | 261 | 0 | 0.364 | 1 | 4 | cs | TRUE
83 | LV_2296-3_0_4_line_83 |  | 76 | 80 | 0.035487 | 0.125 | 0.08 | 261 | 0 | 0.364 | 1 | 1 | cs | TRUE
84 | LV_2296-3_0_4_line_84 |  | 79 | 81 | 0.020263 | 0.125 | 0.08 | 261 | 0 | 0.364 | 1 | 4 | cs | TRUE
85 | LV_2296-3_0_4_line_85 |  | 81 | 82 | 0.015908 | 0.125 | 0.08 | 261 | 0 | 0.364 | 1 | 1 | cs | TRUE
86 | LV_2296-3_0_4_line_86 |  | 81 | 83 | 0.022943 | 0.125 | 0.08 | 261 | 0 | 0.364 | 1 | 1 | cs | TRUE
87 | LV_2296-3_0_4_line_87 |  | 82 | 126 | 0.020344 | 0.125 | 0.08 | 261 | 0 | 0.364 | 1 | 1 | cs | TRUE
88 | LV_2296-3_0_4_line_88 |  | 83 | 127 | 0.028161 | 0.125 | 0.08 | 261 | 0 | 0.364 | 1 | 1 | cs | TRUE
89 | LV_2296-3_0_4_line_89 |  | 83 | 117 | 0.026107 | 0.125 | 0.08 | 261 | 0 | 0.364 | 1 | 1 | cs | TRUE
90 | LV_2296-3_0_4_line_90 |  | 84 | 85 | 0.02179 | 0.125 | 0.08 | 261 | 0 | 0.364 | 1 | 4 | cs | TRUE
91 | LV_2296-3_0_4_line_91 |  | 84 | 86 | 0.004738 | 0.125 | 0.08 | 261 | 0 | 0.364 | 1 | 4 | cs | TRUE
92 | LV_2296-3_0_4_line_92 |  | 85 | 101 | 0.014748 | 0.125 | 0.08 | 261 | 0 | 0.364 | 1 | 4 | cs | TRUE
93 | LV_2296-3_0_4_line_93 |  | 86 | 124 | 0.033181 | 0.125 | 0.08 | 261 | 0 | 0.364 | 1 | 1 | cs | TRUE
94 | LV_2296-3_0_4_line_94 |  | 86 | 121 | 0.040359 | 0.125 | 0.08 | 261 | 0 | 0.364 | 1 | 4 | cs | TRUE
95 | LV_2296-3_0_4_line_95 |  | 87 | 88 | 0.0043303 | 0.125 | 0.08 | 261 | 0 | 0.364 | 1 | 4 | cs | TRUE
96 | LV_2296-3_0_4_line_96 |  | 87 | 89 | 0.034881 | 0.125 | 0.08 | 261 | 0 | 0.364 | 1 | 4 | cs | TRUE
97 | LV_2296-3_0_4_line_97 |  | 88 | 90 | 0.017577 | 0.125 | 0.08 | 261 | 0 | 0.364 | 1 | 4 | cs | TRUE
98 | LV_2296-3_0_4_line_98 |  | 89 | 91 | 0.011589 | 0.125 | 0.08 | 261 | 0 | 0.364 | 1 | 1 | cs | TRUE
99 | LV_2296-3_0_4_line_99 |  | 90 | 92 | 0.015998 | 0.125 | 0.08 | 261 | 0 | 0.364 | 1 | 4 | cs | TRUE
100 | LV_2296-3_0_4_line_100 |  | 91 | 94 | 0.0062455 | 0.125 | 0.08 | 261 | 0 | 0.364 | 1 | 1 | cs | TRUE
101 | LV_2296-3_0_4_line_101 |  | 92 | 95 | 0.003049 | 0.125 | 0.08 | 261 | 0 | 0.364 | 1 | 4 | cs | TRUE
102 | LV_2296-3_0_4_line_102 |  | 94 | 96 | 0.0062188 | 0.125 | 0.08 | 261 | 0 | 0.364 | 1 | 1 | cs | TRUE
103 | LV_2296-3_0_4_line_103 |  | 95 | 101 | 0.0089654 | 0.125 | 0.08 | 261 | 0 | 0.364 | 1 | 4 | cs | TRUE
104 | LV_2296-3_0_4_line_104 |  | 95 | 100 | 0.0094908 | 0.125 | 0.08 | 261 | 0 | 0.364 | 1 | 1 | cs | TRUE
105 | LV_2296-3_0_4_line_105 |  | 96 | 152 | 1.4685e-06 | 0.125 | 0.08 | 261 | 0 | 0.364 | 1 | 1 | cs | TRUE
106 | LV_2296-3_0_4_line_106 |  | 97 | 123 | 0.02238 | 0.125 | 0.08 | 261 | 0 | 0.364 | 1 | 4 | cs | TRUE
107 | LV_2296-3_0_4_line_107 |  | 98 | 99 | 0.012373 | 0.125 | 0.08 | 261 | 0 | 0.364 | 1 | 1 | cs | TRUE
108 | LV_2296-3_0_4_line_108 |  | 99 | 100 | 0.0055477 | 0.125 | 0.08 | 261 | 0 | 0.364 | 1 | 1 | cs | TRUE
109 | LV_2296-3_0_4_line_109 |  | 102 | 103 | 0.0084592 | 0.125 | 0.08 | 261 | 0 | 0.364 | 1 | 1 | cs | TRUE
110 | LV_2296-3_0_4_line_110 |  | 102 | 104 | 0.017314 | 0.125 | 0.08 | 261 | 0 | 0.364 | 1 | 1 | cs | TRUE
111 | LV_2296-3_0_4_line_111 |  | 103 | 105 | 0.023138 | 0.125 | 0.08 | 261 | 0 | 0.364 | 1 | 1 | cs | TRUE
112 | LV_2296-3_0_4_line_112 |  | 104 | 106 | 0.011619 | 0.125 | 0.08 | 261 | 0 | 0.364 | 1 | 1 | cs | TRUE
113 | LV_2296-3_0_4_line_113 |  | 105 | 107 | 0.005647 | 0.125 | 0.08 | 261 | 0 | 0.364 | 1 | 1 | cs | TRUE
114 | LV_2296-3_0_4_line_114 |  | 105 | 108 | 0.0057678 | 0.125 | 0.08 | 261 | 0 | 0.364 | 1 | 1 | cs | TRUE
115 | LV_2296-3_0_4_line_115 |  | 106 | 109 | 0.0084822 | 0.125 | 0.08 | 261 | 0 | 0.364 | 1 | 1 | cs | TRUE
116 | LV_2296-3_0_4_line_116 |  | 107 | 110 | 0.020576 | 0.125 | 0.08 | 261 | 0 | 0.364 | 1 | 1 | cs | TRUE
117 | LV_2296-3_0_4_line_117 |  | 107 | 111 | 0.029823 | 0.125 | 0.08 | 261 | 0 | 0.364 | 1 | 1 | cs | TRUE
118 | LV_2296-3_0_4_line_118 |  | 109 | 112 | 0.010794 | 0.125 | 0.08 | 261 | 0 | 0.364 | 1 | 1 | cs | TRUE
119 | LV_2296-3_0_4_line_119 |  | 110 | 116 | 0.0014819 | 0.125 | 0.08 | 261 | 0 | 0.364 | 1 | 1 | cs | TRUE
120 | LV_2296-3_0_4_line_120 |  | 111 | 113 | 0.0034239 | 0.125 | 0.08 | 261 | 0 | 0.364 | 1 | 1 | cs | TRUE
121 | LV_2296-3_0_4_line_121 |  | 112 | 146 | 0.0073639 | 0.125 | 0.08 | 261 | 0 | 0.364 | 1 | 1 | cs | TRUE
122 | LV_2296-3_0_4_line_122 |  | 113 | 114 | 0.020812 | 0.125 | 0.08 | 261 | 0 | 0.364 | 1 | 1 | cs | TRUE
123 | LV_2296-3_0_4_line_123 |  | 113 | 115 | 0.020261 | 0.125 | 0.08 | 261 | 0 | 0.364 | 1 | 1 | cs | TRUE
124 | LV_2296-3_0_4_line_124 |  | 116 | 117 | 0.021352 | 0.125 | 0.08 | 261 | 0 | 0.364 | 1 | 1 | cs | TRUE
125 | LV_2296-3_0_4_line_125 |  | 119 | 120 | 0.019669 | 0.125 | 0.08 | 261 | 0 | 0.364 | 1 | 1 | cs | TRUE
126 | LV_2296-3_0_4_line_126 |  | 119 | 121 | 0.016649 | 0.125 | 0.08 | 261 | 0 | 0.364 | 1 | 1 | cs | TRUE
127 | LV_2296-3_0_4_line_127 |  | 120 | 122 | 0.003107 | 0.125 | 0.08 | 261 | 0 | 0.364 | 1 | 1 | cs | TRUE
128 | LV_2296-3_0_4_line_128 |  | 121 | 123 | 0.020063 | 0.125 | 0.08 | 261 | 0 | 0.364 | 1 | 4 | cs | TRUE
129 | LV_2296-3_0_4_line_129 |  | 124 | 125 | 0.0027876 | 0.125 | 0.08 | 261 | 0 | 0.364 | 1 | 1 | cs | TRUE
130 | LV_2296-3_0_4_line_130 |  | 125 | 141 | 0.0053087 | 0.125 | 0.08 | 261 | 0 | 0.364 | 1 | 1 | cs | TRUE
131 | LV_2296-3_0_4_line_131 |  | 128 | 129 | 0.04338 | 0.125 | 0.08 | 261 | 0 | 0.364 | 1 | 1 | cs | TRUE
132 | LV_2296-3_0_4_line_132 |  | 128 | 130 | 0.018672 | 0.125 | 0.08 | 261 | 0 | 0.364 | 1 | 1 | cs | TRUE
133 | LV_2296-3_0_4_line_133 |  | 129 | 131 | 0.027279 | 0.125 | 0.08 | 261 | 0 | 0.364 | 1 | 1 | cs | TRUE
134 | LV_2296-3_0_4_line_134 |  | 129 | 132 | 0.011865 | 0.125 | 0.08 | 261 | 0 | 0.364 | 1 | 1 | cs | TRUE
135 | LV_2296-3_0_4_line_135 |  | 130 | 133 | 0.026824 | 0.125 | 0.08 | 261 | 0 | 0.364 | 1 | 1 | cs | TRUE
136 | LV_2296-3_0_4_line_136 |  | 130 | 134 | 0.019466 | 0.125 | 0.08 | 261 | 0 | 0.364 | 1 | 1 | cs | TRUE
137 | LV_2296-3_0_4_line_137 |  | 131 | 135 | 0.0031288 | 0.125 | 0.08 | 261 | 0 | 0.364 | 1 | 1 | cs | TRUE
138 | LV_2296-3_0_4_line_138 |  | 132 | 136 | 0.068721 | 0.125 | 0.08 | 261 | 0 | 0.364 | 1 | 1 | cs | TRUE
139 | LV_2296-3_0_4_line_139 |  | 133 | 137 | 0.0086108 | 0.125 | 0.08 | 261 | 0 | 0.364 | 1 | 1 | cs | TRUE
140 | LV_2296-3_0_4_line_140 |  | 135 | 138 | 0.036163 | 0.125 | 0.08 | 261 | 0 | 0.364 | 1 | 1 | cs | TRUE
141 | LV_2296-3_0_4_line_141 |  | 136 | 139 | 0.054444 | 0.125 | 0.08 | 261 | 0 | 0.364 | 1 | 1 | cs | TRUE
142 | LV_2296-3_0_4_line_142 |  | 137 | 140 | 0.018626 | 0.125 | 0.08 | 261 | 0 | 0.364 | 1 | 1 | cs | TRUE
143 | LV_2296-3_0_4_line_143 |  | 138 | 148 | 0.028708 | 0.125 | 0.08 | 261 | 0 | 0.364 | 1 | 1 | cs | TRUE
144 | LV_2296-3_0_4_line_144 |  | 138 | 149 | 0.034299 | 0.125 | 0.08 | 261 | 0 | 0.364 | 1 | 1 | cs | TRUE
145 | LV_2296-3_0_4_line_145 |  | 141 | 142 | 0.021244 | 0.125 | 0.08 | 261 | 0 | 0.364 | 1 | 1 | cs | TRUE
146 | LV_2296-3_0_4_line_146 |  | 141 | 143 | 0.012174 | 0.125 | 0.08 | 261 | 0 | 0.364 | 1 | 1 | cs | TRUE
147 | LV_2296-3_0_4_line_147 |  | 142 | 144 | 0.028443 | 0.125 | 0.08 | 261 | 0 | 0.364 | 1 | 1 | cs | TRUE
148 | LV_2296-3_0_4_line_148 |  | 143 | 145 | 0.02727 | 0.125 | 0.08 | 261 | 0 | 0.364 | 1 | 1 | cs | TRUE
149 | LV_2296-3_0_4_line_149 |  | 146 | 147 | 0.0035108 | 0.125 | 0.08 | 261 | 0 | 0.364 | 1 | 1 | cs | TRUE
150 | LV_2296-3_0_4_line_150 |  | 148 | 150 | 0.020029 | 0.125 | 0.08 | 261 | 0 | 0.364 | 1 | 1 | cs | TRUE
151 | LV_2296-3_0_4_line_151 |  | 151 | 152 | 0.0063198 | 0.125 | 0.08 | 261 | 0 | 0.364 | 1 | 1 | cs | TRUE

## trafo
| name | std_type | hv_bus | lv_bus | sn_mva | vn_hv_kv | vn_lv_kv | vk_percent | vkr_percent | pfe_kw | i0_percent | shift_degree | tap_side | tap_neutral | tap_min | tap_max | tap_step_percent | tap_step_degree | tap_pos | tap_phase_shifter | parallel | df | in_service
0 | LV_2296-3_0_4_trafo_131 | 0.63 MVA 20/0.4 kV | 153 | 93 | 0.63 | 20 | 0.4 | 6 | 1.206 | 1.65 | 0.2619 | 150 | hv | 0 | -2 | 2 | 2.5 | 0 | 0 | FALSE | 1 | 1 | TRUE

## line_geodata
| x0 | y0 | x1 | y1 | x2 | y2 | x3 | y3 | x4 | y4 | x5 | y5 | x6 | y6 | x7 | y7 | x8 | y8 | x9 | y9 | x10 | y10 | x11 | y11
0 | 2590038.1982 | 1186167.8786 | 2590037.1375 | 1186173.5835
1 | 2590040.7787 | 1186153.9996 | 2590038.1982 | 1186167.8786
2 | 2590037.1375 | 1186173.5835 | 2590036.628 | 1186176.3238
3 | 2590040.7787 | 1186153.9996 | 2590029.2564 | 1186152.0366
4 | 2590040.7787 | 1186153.9996 | 2590054.0274 | 1186156.4892
5 | 2590029.897 | 1186212.526 | 2590036.628 | 1186176.3238
6 | 2590019.133 | 1186150.3118 | 2590029.2564 | 1186152.0366
7 | 2590054.0274 | 1186156.4892 | 2590073.6323 | 1186160.1732
8 | 2590029.897 | 1186212.526 | 2590033.6361 | 1186213.2563
9 | 2590029.897 | 1186212.526 | 2590023.2459 | 1186212.0399
10 | 2590073.6323 | 1186160.1732 | 2590074.6167 | 1186160.3582
11 | 2590033.6361 | 1186213.2563 | 2590043.5657 | 1186215.1958
12 | 2590023.2459 | 1186212.0399 | 2590016.1842 | 1186211.5238
13 | 2590096.8271 | 1186164.5318 | 2590074.6167 | 1186160.3582
14 | 2590097.9121 | 1186164.7356 | 2590096.8271 | 1186164.5318
15 | 2590103.4048 | 1186165.7678 | 2590097.9121 | 1186164.7356
16 | 2590103.4048 | 1186165.7678 | 2590737.0054 | 1186047.7105
17 | 2590737.0054 | 1186047.7105 | 2590744.9621 | 1186048.4051
18 | 2590753.5229 | 1186048.6682 | 2590760.1348 | 1186048.716 | 2590777.2068 | 1186047.7877
19 | 2590753.5229 | 1186048.6682 | 2590747.4758 | 1186048.6246 | 2590744.9621 | 1186048.4051
20 | 2590823.635 | 1186043.7372 | 2590778.8658 | 1186047.6975 | 2590777.2068 | 1186047.7877
21 | 2590823.635 | 1186043.7372 | 2590942.7556 | 1186546.9591
22 | 2590942.7556 | 1186546.9591 | 2590958.6401 | 1186545.2905
23 | 2590043.5657 | 1186215.1958 | 2590064.8473 | 1186219.3524
24 | 2589975.6479 | 1186218.0535 | 2590006.8509 | 1186210.8416 | 2590016.1842 | 1186211.5238
25 | 2589781.6069 | 1186312.7108 | 2589780.447 | 1186325.9085 | 2589806.0216 | 1186335.8369
26 | 2589779.3913 | 1186293.2823 | 2589777.2735 | 1186304.1138 | 2589780.3054 | 1186310.1339 | 2589781.6069 | 1186312.7108
27 | 2589784.5626 | 1186296.5751 | 2589779.3913 | 1186293.2823
28 | 2589779.3913 | 1186293.2823 | 2589751.7194 | 1186275.6655
29 | 2589784.5626 | 1186296.5751 | 2589795.2767 | 1186301.9039 | 2589814.6417 | 1186309.6221
30 | 2589784.5626 | 1186296.5751 | 2589792.9471 | 1186281.0241
31 | 2589717.6033 | 1186253.9463 | 2589751.7194 | 1186275.6655
32 | 2589852.9436 | 1186323.4386 | 2589837.1029 | 1186318.5743 | 2589814.6417 | 1186309.6221
33 | 2589792.9471 | 1186281.0241 | 2589794.9497 | 1186277.3096
34 | 2589717.6033 | 1186253.9463 | 2589723.544 | 1186274.1687 | 2589726.6182 | 1186294.7921
35 | 2590958.6401 | 1186545.2905 | 2591309.0878 | 1186625.853
36 | 2591309.0878 | 1186625.853 | 2591317.0241 | 1186646.9589
37 | 2589985.4461 | 1186472.0576 | 2589993.8566 | 1186459.8704 | 2589998.6272 | 1186451.4384
38 | 2589918.7629 | 1186450.6926 | 2589974.6218 | 1186478.079 | 2589978.6573 | 1186468.5783 | 2589985.4461 | 1186472.0576
39 | 2589918.7629 | 1186450.6926 | 2589889.5807 | 1186437.412
40 | 2589887.5629 | 1186436.4938 | 2589889.5807 | 1186437.412
41 | 2589954.5134 | 1186372.1246 | 2589983.8231 | 1186389.4205
42 | 2589954.5134 | 1186372.1246 | 2589937.644 | 1186362.725
43 | 2589999.5599 | 1186398.7069 | 2589983.8231 | 1186389.4205
44 | 2589914.4333 | 1186349.792 | 2589914.4333 | 1186349.792 | 2589937.644 | 1186362.725
45 | 2589999.5599 | 1186398.7069 | 2590001.5511 | 1186394.0011 | 2590013.1426 | 1186366.5934
46 | 2589999.5599 | 1186398.7069 | 2590015.7923 | 1186408.2012
47 | 2590012.1847 | 1186347.1033 | 2590013.6075 | 1186349.2354 | 2590014.2596 | 1186351.3687 | 2590014.9378 | 1186355.4141 | 2590015.1041 | 1186359.0268 | 2590014.9329 | 1186361.5284 | 2590014.4099 | 1186363.597 | 2590013.1426 | 1186366.5934
48 | 2589825.5197 | 1186411.6646 | 2589887.5629 | 1186436.4938
49 | 2590083.301 | 1186222.9568 | 2590064.8473 | 1186219.3524
50 | 2590090.1113 | 1186224.2869 | 2590083.301 | 1186222.9568
51 | 2590046.6349 | 1186252.8592 | 2590061.6384 | 1186257.9853 | 2590064.0394 | 1186258.33
52 | 2590046.6349 | 1186252.8592 | 2590043.2133 | 1186251.6902
53 | 2590068.8188 | 1186259.016 | 2590064.0394 | 1186258.33
54 | 2590016.4938 | 1186241.1304 | 2590027.932 | 1186246.4691 | 2590043.2133 | 1186251.6902
55 | 2590094.2923 | 1186258.9315 | 2590076.6429 | 1186260.1391 | 2590068.8188 | 1186259.016
56 | 2589982.7022 | 1186229.0545 | 2589997.5782 | 1186232.3017 | 2590016.4938 | 1186241.1304
57 | 2590094.2923 | 1186258.9315 | 2590104.466 | 1186258.2354
58 | 2589973.5725 | 1186227.0616 | 2589982.7022 | 1186229.0545
59 | 2589973.5725 | 1186227.0616 | 2589964.316 | 1186226.4436 | 2589941.0625 | 1186227.6889
60 | 2589975.6479 | 1186218.0535 | 2589973.5725 | 1186227.0616
61 | 2590028.168 | 1186314.0328 | 2590007.3359 | 1186305.7568
62 | 2590028.168 | 1186314.0328 | 2590050.6147 | 1186322.9502
63 | 2589991.4804 | 1186299.4579 | 2590007.3359 | 1186305.7568
64 | 2590055.5126 | 1186324.896 | 2590050.6147 | 1186322.9502
65 | 2589991.4804 | 1186299.4579 | 2589983.5536 | 1186318.4644
66 | 2589991.4804 | 1186299.4579 | 2589978.7914 | 1186293.6595
67 | 2590073.87 | 1186333.8273 | 2590057.3261 | 1186325.6165 | 2590055.5126 | 1186324.896
68 | 2589978.0904 | 1186331.5638 | 2589983.5536 | 1186318.4644
69 | 2589961.0128 | 1186285.5354 | 2589978.7914 | 1186293.6595
70 | 2590074.2928 | 1186334.0372 | 2590073.87 | 1186333.8273
71 | 2589989.826 | 1186336.4576 | 2589978.0904 | 1186331.5638
72 | 2589978.0904 | 1186331.5638 | 2589952.4048 | 1186320.8572 | 2589945.2813 | 1186318.1122 | 2589942.8299 | 1186316.8602 | 2589940.546 | 1186315.3855 | 2589938.6969 | 1186313.8656 | 2589936.2811 | 1186311.0682 | 2589935.197 | 1186309.3748
73 | 2590081.9128 | 1186363.7285 | 2590082.8857 | 1186352.3654 | 2590081.6319 | 1186341.7509 | 2590075.6764 | 1186334.7239 | 2590074.2928 | 1186334.0372
74 | 2589979.5516 | 1186361.0322 | 2589989.826 | 1186336.4576
75 | 2589989.826 | 1186336.4576 | 2589995.6147 | 1186338.8713
76 | 2589935.197 | 1186309.3748 | 2589933.6905 | 1186307.0215
77 | 2590012.1847 | 1186347.1033 | 2590012.1847 | 1186347.1033 | 2590010.6255 | 1186345.5051 | 2590007.7768 | 1186343.9424 | 2589995.6147 | 1186338.8713
78 | 2589797.3475 | 1186263.6806 | 2589801.8755 | 1186252.2669 | 2589806.0468 | 1186245.3421
79 | 2589813.9349 | 1186232.2469 | 2589806.0468 | 1186245.3421
80 | 2589797.3475 | 1186263.6806 | 2589799.1155 | 1186266.8125 | 2589798.565 | 1186270.6043 | 2589794.9497 | 1186277.3096
81 | 2589762.1546 | 1186244.4089 | 2589797.3475 | 1186263.6806
82 | 2589813.9349 | 1186232.2469 | 2589790.0425 | 1186217.5803 | 2589794.5017 | 1186209.6999
83 | 2589813.9349 | 1186232.2469 | 2589828.6066 | 1186240.4816 | 2589830.2096 | 1186240.8791 | 2589831.896 | 1186240.9207 | 2589833.8025 | 1186240.3504 | 2589835.7769 | 1186239.2687 | 2589837.1943 | 1186238.1768 | 2589838.1841 | 1186236.9412 | 2589842.0551 | 1186230.2727
84 | 2589804.4809 | 1186192.0645 | 2589794.5017 | 1186209.6999
85 | 2589804.4809 | 1186192.0645 | 2589795.2867 | 1186187.7558 | 2589790.2138 | 1186185.0391
86 | 2589825.974 | 1186200.2541 | 2589804.4809 | 1186192.0645
87 | 2589772.3666 | 1186175.28 | 2589776.7052 | 1186177.8048 | 2589790.2138 | 1186185.0391
88 | 2589825.974 | 1186200.2541 | 2589852.2861 | 1186210.2903
89 | 2589825.974 | 1186200.2541 | 2589837.2327 | 1186184.8269 | 2589841.3722 | 1186179.1718
90 | 2589887.902 | 1186245.7165 | 2589895.5105 | 1186228.5391 | 2589896.658 | 1186225.7579
91 | 2589885.5131 | 1186249.8116 | 2589887.902 | 1186245.7165
92 | 2589896.658 | 1186225.7579 | 2589899.6183 | 1186211.3096
93 | 2589885.5131 | 1186249.8116 | 2589884.9595 | 1186256.2936 | 2589885.0393 | 1186258.3612 | 2589885.3704 | 1186260.1616 | 2589885.9231 | 1186262.1172 | 2589886.7735 | 1186264.1168 | 2589888.0353 | 1186265.7822 | 2589889.4188 | 1186267.2028 | 2589890.6337 | 1186268.1902 | 2589893.2077 | 1186269.7866 | 2589897.7128 | 1186271.7022 | 2589902.4223 | 1186273.4064
94 | 2589885.5131 | 1186249.8116 | 2589883.1201 | 1186251.5165 | 2589881.5889 | 1186252.9643 | 2589880.5156 | 1186254.4558 | 2589869.9203 | 1186278.5864 | 2589867.4168 | 1186282.5482 | 2589866.5943 | 1186283.5057 | 2589865.5117 | 1186284.0189
95 | 2589937.3529 | 1186209.6249 | 2589941.582 | 1186210.5557
96 | 2589975.6479 | 1186218.0535 | 2589941.582 | 1186210.5557
97 | 2589937.3529 | 1186209.6249 | 2589920.0949 | 1186206.2903
98 | 2589975.6479 | 1186218.0535 | 2589978.3705 | 1186206.7884
99 | 2589904.3872 | 1186203.2553 | 2589920.0949 | 1186206.2903
100 | 2589978.3705 | 1186206.7884 | 2589979.8376 | 1186200.7177
101 | 2589901.4178 | 1186202.5267 | 2589904.3872 | 1186203.2553
102 | 2589979.8376 | 1186200.7177 | 2589981.2985 | 1186194.673
103 | 2589901.4178 | 1186202.5267 | 2589899.6183 | 1186211.3096
104 | 2589901.4178 | 1186202.5267 | 2589903.1041 | 1186193.1868
105 | 2589981.2985 | 1186194.673 | 2589981.2989 | 1186194.6716
106 | 2589852.9436 | 1186323.4386 | 2589861.2206 | 1186302.6456
107 | 2589906.288 | 1186175.5516 | 2589904.0897 | 1186187.7274
108 | 2589904.0897 | 1186187.7274 | 2589903.1041 | 1186193.1868
109 | 2589901.2716 | 1186146.0666 | 2589892.9926 | 1186144.3301
110 | 2589918.2425 | 1186149.4928 | 2589910.6189 | 1186148.0272 | 2589901.2716 | 1186146.0666
111 | 2589870.3471 | 1186139.5802 | 2589892.9926 | 1186144.3301
112 | 2589918.2425 | 1186149.4928 | 2589929.6527 | 1186151.6863
113 | 2589870.3471 | 1186139.5802 | 2589867.0128 | 1186144.1438
114 | 2589870.3471 | 1186139.5802 | 2589873.6558 | 1186134.8558
115 | 2589937.9824 | 1186153.2876 | 2589929.6527 | 1186151.6863
116 | 2589867.0128 | 1186144.1438 | 2589854.8592 | 1186160.7471
117 | 2589867.0128 | 1186144.1438 | 2589838.8854 | 1186134.2298
118 | 2589937.9824 | 1186153.2876 | 2589948.5824 | 1186155.3254
119 | 2589853.9838 | 1186161.9429 | 2589854.8592 | 1186160.7471
120 | 2589835.6563 | 1186133.0916 | 2589838.8854 | 1186134.2298
121 | 2589948.5824 | 1186155.3254 | 2589955.8139 | 1186156.7155
122 | 2589835.6563 | 1186133.0916 | 2589816.1216 | 1186125.9116
123 | 2589835.6563 | 1186133.0916 | 2589823.3125 | 1186149.1584
124 | 2589853.9838 | 1186161.9429 | 2589841.3722 | 1186179.1718
125 | 2589850.4091 | 1186277.4892 | 2589833.2598 | 1186267.8576
126 | 2589865.5117 | 1186284.0189 | 2589864.2987 | 1186284.0877 | 2589862.8178 | 1186283.7234 | 2589857.6256 | 1186281.5422 | 2589850.4091 | 1186277.4892
127 | 2589830.5508 | 1186266.3361 | 2589833.2598 | 1186267.8576
128 | 2589865.5117 | 1186284.0189 | 2589866.4071 | 1186285.596 | 2589866.9667 | 1186287.0847 | 2589866.9458 | 1186288.2631 | 2589861.2206 | 1186302.6456
129 | 2589905.0435 | 1186274.3549 | 2589902.4223 | 1186273.4064
130 | 2589910.0354 | 1186276.1613 | 2589905.0435 | 1186274.3549
131 | 2589758.5908 | 1186368.0458 | 2589745.9649 | 1186351.3923 | 2589734.5703 | 1186332.013
132 | 2589729.4882 | 1186314.0458 | 2589734.5703 | 1186332.013
133 | 2589758.5908 | 1186368.0458 | 2589749.471 | 1186371.3188 | 2589745.2536 | 1186372.4822 | 2589742.0723 | 1186372.71 | 2589732.1114 | 1186371.5737
134 | 2589758.5908 | 1186368.0458 | 2589766.8147 | 1186376.5983
135 | 2589729.4882 | 1186314.0458 | 2589714.1686 | 1186314.9616 | 2589703.1946 | 1186311.6017
136 | 2589729.4882 | 1186314.0458 | 2589726.6182 | 1186294.7921
137 | 2589729.0028 | 1186371.219 | 2589732.1114 | 1186371.5737
138 | 2589825.5197 | 1186411.6646 | 2589792.3391 | 1186395.0907 | 2589783.6932 | 1186390.0362 | 2589775.2289 | 1186384.0254 | 2589768.6652 | 1186378.5228 | 2589766.8147 | 1186376.5983
139 | 2589694.9611 | 1186309.0808 | 2589703.1946 | 1186311.6017
140 | 2589729.0028 | 1186371.219 | 2589726.1377 | 1186370.8922 | 2589705.2285 | 1186369.1719 | 2589694.4498 | 1186366.2002 | 2589693.3793 | 1186365.8755
141 | 2589825.5197 | 1186411.6646 | 2589821.1459 | 1186415.0627 | 2589819.1101 | 1186415.8778 | 2589817.2719 | 1186416.2033 | 2589814.7839 | 1186415.8407 | 2589812.3022 | 1186414.7222 | 2589807.8423 | 1186412.373 | 2589800.4068 | 1186410.0735 | 2589790.8048 | 1186408.0556 | 2589773.9229 | 1186406.2944
142 | 2589694.9611 | 1186309.0808 | 2589677.1517 | 1186303.627
143 | 2589665.9319 | 1186357.4621 | 2589671.6317 | 1186359.2806 | 2589693.3793 | 1186365.8755
144 | 2589693.3793 | 1186365.8755 | 2589685.0433 | 1186399.1466
145 | 2589910.0354 | 1186276.1613 | 2589902.0403 | 1186295.8433
146 | 2589910.0354 | 1186276.1613 | 2589913.0596 | 1186277.7792 | 2589915.5271 | 1186279.5315 | 2589917.1247 | 1186281.2075 | 2589918.7006 | 1186283.606 | 2589918.9876 | 1186284.0544
147 | 2589891.336 | 1186322.1947 | 2589902.0403 | 1186295.8433
148 | 2589933.6905 | 1186307.0215 | 2589918.9876 | 1186284.0544
149 | 2589959.2616 | 1186157.3783 | 2589955.8139 | 1186156.7155
150 | 2589665.9319 | 1186357.4621 | 2589654.4775 | 1186353.8076 | 2589646.543 | 1186352.7404
151 | 2589982.7835 | 1186188.5286 | 2589981.2989 | 1186194.6716

## bus_geodata
| x | y | coords
0 | 2590038.1982 | 1186167.8786
1 | 2590037.1375 | 1186173.5835
2 | 2590040.7787 | 1186153.9996
3 | 2590036.628 | 1186176.3238
4 | 2590029.2564 | 1186152.0366
5 | 2590054.0274 | 1186156.4892
6 | 2590029.897 | 1186212.526
7 | 2590019.133 | 1186150.3118
8 | 2590073.6323 | 1186160.1732
9 | 2590033.6361 | 1186213.2563
10 | 2590023.2459 | 1186212.0399
11 | 2590074.6167 | 1186160.3582
12 | 2590096.8271 | 1186164.5318
13 | 2590097.9121 | 1186164.7356
14 | 2590103.4048 | 1186165.7678
15 | 2590737.0054 | 1186047.7105
16 | 2590753.5229 | 1186048.6682
17 | 2590777.2068 | 1186047.7877
18 | 2590744.9621 | 1186048.4051
19 | 2590823.635 | 1186043.7372
20 | 2590942.7556 | 1186546.9591
21 | 2590043.5657 | 1186215.1958
22 | 2590016.1842 | 1186211.5238
23 | 2589806.0216 | 1186335.8369
24 | 2589781.6069 | 1186312.7108
25 | 2589779.3913 | 1186293.2823
26 | 2589784.5626 | 1186296.5751
27 | 2589751.7194 | 1186275.6655
28 | 2589814.6417 | 1186309.6221
29 | 2589792.9471 | 1186281.0241
30 | 2589717.6033 | 1186253.9463
31 | 2590958.6401 | 1186545.2905
32 | 2591309.0878 | 1186625.853
33 | 2591317.0241 | 1186646.9589
34 | 2589998.6272 | 1186451.4384
35 | 2589985.4461 | 1186472.0576
36 | 2589918.7629 | 1186450.6926
37 | 2589889.5807 | 1186437.412
38 | 2589954.5134 | 1186372.1246
39 | 2589983.8231 | 1186389.4205
40 | 2589937.644 | 1186362.725
41 | 2589999.5599 | 1186398.7069
42 | 2589914.4333 | 1186349.792
43 | 2590013.1426 | 1186366.5934
44 | 2590015.7923 | 1186408.2012
45 | 2589887.5629 | 1186436.4938
46 | 2590083.301 | 1186222.9568
47 | 2590064.8473 | 1186219.3524
48 | 2590090.1113 | 1186224.2869
49 | 2590046.6349 | 1186252.8592
50 | 2590064.0394 | 1186258.33
51 | 2590043.2133 | 1186251.6902
52 | 2590068.8188 | 1186259.016
53 | 2590016.4938 | 1186241.1304
54 | 2590094.2923 | 1186258.9315
55 | 2589982.7022 | 1186229.0545
56 | 2590104.466 | 1186258.2354
57 | 2589973.5725 | 1186227.0616
58 | 2590028.168 | 1186314.0328
59 | 2590007.3359 | 1186305.7568
60 | 2590050.6147 | 1186322.9502
61 | 2589991.4804 | 1186299.4579
62 | 2590055.5126 | 1186324.896
63 | 2589983.5536 | 1186318.4644
64 | 2589978.7914 | 1186293.6595
65 | 2590073.87 | 1186333.8273
66 | 2589978.0904 | 1186331.5638
67 | 2589961.0128 | 1186285.5354
68 | 2590074.2928 | 1186334.0372
69 | 2589989.826 | 1186336.4576
70 | 2589935.197 | 1186309.3748
71 | 2590012.1847 | 1186347.1033
72 | 2589995.6147 | 1186338.8713
73 | 2589979.5516 | 1186361.0322
74 | 2589806.0468 | 1186245.3421
75 | 2589797.3475 | 1186263.6806
76 | 2589813.9349 | 1186232.2469
77 | 2589794.9497 | 1186277.3096
78 | 2589762.1546 | 1186244.4089
79 | 2589794.5017 | 1186209.6999
80 | 2589842.0551 | 1186230.2727
81 | 2589804.4809 | 1186192.0645
82 | 2589790.2138 | 1186185.0391
83 | 2589825.974 | 1186200.2541
84 | 2589887.902 | 1186245.7165
85 | 2589896.658 | 1186225.7579
86 | 2589885.5131 | 1186249.8116
87 | 2589941.582 | 1186210.5557
88 | 2589937.3529 | 1186209.6249
89 | 2589975.6479 | 1186218.0535
90 | 2589920.0949 | 1186206.2903
91 | 2589978.3705 | 1186206.7884
92 | 2589904.3872 | 1186203.2553
93 | 2589941.0625 | 1186227.6889
94 | 2589979.8376 | 1186200.7177
95 | 2589901.4178 | 1186202.5267
96 | 2589981.2985 | 1186194.673
97 | 2589852.9436 | 1186323.4386
98 | 2589906.288 | 1186175.5516
99 | 2589904.0897 | 1186187.7274
100 | 2589903.1041 | 1186193.1868
101 | 2589899.6183 | 1186211.3096
102 | 2589901.2716 | 1186146.0666
103 | 2589892.9926 | 1186144.3301
104 | 2589918.2425 | 1186149.4928
105 | 2589870.3471 | 1186139.5802
106 | 2589929.6527 | 1186151.6863
107 | 2589867.0128 | 1186144.1438
108 | 2589873.6558 | 1186134.8558
109 | 2589937.9824 | 1186153.2876
110 | 2589854.8592 | 1186160.7471
111 | 2589838.8854 | 1186134.2298
112 | 2589948.5824 | 1186155.3254
113 | 2589835.6563 | 1186133.0916
114 | 2589816.1216 | 1186125.9116
115 | 2589823.3125 | 1186149.1584
116 | 2589853.9838 | 1186161.9429
117 | 2589841.3722 | 1186179.1718
118 | 2590081.9128 | 1186363.7285
119 | 2589850.4091 | 1186277.4892
120 | 2589833.2598 | 1186267.8576
121 | 2589865.5117 | 1186284.0189
122 | 2589830.5508 | 1186266.3361
123 | 2589861.2206 | 1186302.6456
124 | 2589902.4223 | 1186273.4064
125 | 2589905.0435 | 1186274.3549
126 | 2589772.3666 | 1186175.28
127 | 2589852.2861 | 1186210.2903
128 | 2589734.5703 | 1186332.013
129 | 2589758.5908 | 1186368.0458
130 | 2589729.4882 | 1186314.0458
131 | 2589732.1114 | 1186371.5737
132 | 2589766.8147 | 1186376.5983
133 | 2589703.1946 | 1186311.6017
134 | 2589726.6182 | 1186294.7921
135 | 2589729.0028 | 1186371.219
136 | 2589825.5197 | 1186411.6646
137 | 2589694.9611 | 1186309.0808
138 | 2589693.3793 | 1186365.8755
139 | 2589773.9229 | 1186406.2944
140 | 2589677.1517 | 1186303.627
141 | 2589910.0354 | 1186276.1613
142 | 2589902.0403 | 1186295.8433
143 | 2589918.9876 | 1186284.0544
144 | 2589891.336 | 1186322.1947
145 | 2589933.6905 | 1186307.0215
146 | 2589955.8139 | 1186156.7155
147 | 2589959.2616 | 1186157.3783
148 | 2589665.9319 | 1186357.4621
149 | 2589685.0433 | 1186399.1466
150 | 2589646.543 | 1186352.7404
151 | 2589982.7835 | 1186188.5286
152 | 2589981.2989 | 1186194.6716
153 | 2589973.5725 | 1186227.0616

## line_std_types
| c_nf_per_km | r_ohm_per_km | x_ohm_per_km | max_i_ka | type | q_mm2 | alpha | voltage_rating
NAYY 4x50 SE | 210 | 0.642 | 0.083 | 0.142 | cs | 50 | 0.00403 | LV
NAYY 4x120 SE | 264 | 0.225 | 0.08 | 0.242 | cs | 120 | 0.00403 | LV
NAYY 4x150 SE | 261 | 0.208 | 0.08 | 0.27 | cs | 150 | 0.00403 | LV
NA2XS2Y 1x95 RM/25 12/20 kV | 216 | 0.313 | 0.132 | 0.252 | cs | 95 | 0.00403 | MV
NA2XS2Y 1x185 RM/25 12/20 kV | 273 | 0.161 | 0.117 | 0.362 | cs | 185 | 0.00403 | MV
NA2XS2Y 1x240 RM/25 12/20 kV | 304 | 0.122 | 0.112 | 0.421 | cs | 240 | 0.00403 | MV
NA2XS2Y 1x95 RM/25 6/10 kV | 315 | 0.313 | 0.123 | 0.249 | cs | 95 | 0.00403 | MV
NA2XS2Y 1x185 RM/25 6/10 kV | 406 | 0.161 | 0.11 | 0.358 | cs | 185 | 0.00403 | MV
NA2XS2Y 1x240 RM/25 6/10 kV | 456 | 0.122 | 0.105 | 0.416 | cs | 240 | 0.00403 | MV
NA2XS2Y 1x150 RM/25 12/20 kV | 250 | 0.206 | 0.116 | 0.319 | cs | 150 | 0.00403 | MV
NA2XS2Y 1x120 RM/25 12/20 kV | 230 | 0.253 | 0.119 | 0.283 | cs | 120 | 0.00403 | MV
NA2XS2Y 1x70 RM/25 12/20 kV | 190 | 0.443 | 0.132 | 0.22 | cs | 70 | 0.00403 | MV
NA2XS2Y 1x150 RM/25 6/10 kV | 360 | 0.206 | 0.11 | 0.315 | cs | 150 | 0.00403 | MV
NA2XS2Y 1x120 RM/25 6/10 kV | 340 | 0.253 | 0.113 | 0.28 | cs | 120 | 0.00403 | MV
NA2XS2Y 1x70 RM/25 6/10 kV | 280 | 0.443 | 0.123 | 0.217 | cs | 70 | 0.00403 | MV
N2XS(FL)2Y 1x120 RM/35 64/110 kV | 112 | 0.153 | 0.166 | 0.366 | cs | 120 | 0.00393 | HV
N2XS(FL)2Y 1x185 RM/35 64/110 kV | 125 | 0.099 | 0.156 | 0.457 | cs | 185 | 0.00393 | HV
N2XS(FL)2Y 1x240 RM/35 64/110 kV | 135 | 0.075 | 0.149 | 0.526 | cs | 240 | 0.00393 | HV
N2XS(FL)2Y 1x300 RM/35 64/110 kV | 144 | 0.06 | 0.144 | 0.588 | cs | 300 | 0.00393 | HV
15-AL1/3-ST1A 0.4 | 11 | 1.8769 | 0.35 | 0.105 | ol | 16 | 0.00403 | LV
24-AL1/4-ST1A 0.4 | 11.25 | 1.2012 | 0.335 | 0.14 | ol | 24 | 0.00403 | LV
48-AL1/8-ST1A 0.4 | 12.2 | 0.5939 | 0.3 | 0.21 | ol | 48 | 0.00403 | LV
94-AL1/15-ST1A 0.4 | 13.2 | 0.306 | 0.29 | 0.35 | ol | 94 | 0.00403 | LV
34-AL1/6-ST1A 10.0 | 9.7 | 0.8342 | 0.36 | 0.17 | ol | 34 | 0.00403 | MV
48-AL1/8-ST1A 10.0 | 10.1 | 0.5939 | 0.35 | 0.21 | ol | 48 | 0.00403 | MV
70-AL1/11-ST1A 10.0 | 10.4 | 0.4132 | 0.339 | 0.29 | ol | 70 | 0.00403 | MV
94-AL1/15-ST1A 10.0 | 10.75 | 0.306 | 0.33 | 0.35 | ol | 94 | 0.00403 | MV
122-AL1/20-ST1A 10.0 | 11.1 | 0.2376 | 0.323 | 0.41 | ol | 122 | 0.00403 | MV
149-AL1/24-ST1A 10.0 | 11.25 | 0.194 | 0.315 | 0.47 | ol | 149 | 0.00403 | MV
34-AL1/6-ST1A 20.0 | 9.15 | 0.8342 | 0.382 | 0.17 | ol | 34 | 0.00403 | MV
48-AL1/8-ST1A 20.0 | 9.5 | 0.5939 | 0.372 | 0.21 | ol | 48 | 0.00403 | MV
70-AL1/11-ST1A 20.0 | 9.7 | 0.4132 | 0.36 | 0.29 | ol | 70 | 0.00403 | MV
94-AL1/15-ST1A 20.0 | 10 | 0.306 | 0.35 | 0.35 | ol | 94 | 0.00403 | MV
122-AL1/20-ST1A 20.0 | 10.3 | 0.2376 | 0.344 | 0.41 | ol | 122 | 0.00403 | MV
149-AL1/24-ST1A 20.0 | 10.5 | 0.194 | 0.337 | 0.47 | ol | 149 | 0.00403 | MV
184-AL1/30-ST1A 20.0 | 10.75 | 0.1571 | 0.33 | 0.535 | ol | 184 | 0.00403 | MV
243-AL1/39-ST1A 20.0 | 11 | 0.1188 | 0.32 | 0.645 | ol | 243 | 0.00403 | MV
48-AL1/8-ST1A 110.0 | 8 | 0.5939 | 0.46 | 0.21 | ol | 48 | 0.00403 | HV
70-AL1/11-ST1A 110.0 | 8.4 | 0.4132 | 0.45 | 0.29 | ol | 70 | 0.00403 | HV
94-AL1/15-ST1A 110.0 | 8.65 | 0.306 | 0.44 | 0.35 | ol | 94 | 0.00403 | HV
122-AL1/20-ST1A 110.0 | 8.5 | 0.2376 | 0.43 | 0.41 | ol | 122 | 0.00403 | HV
149-AL1/24-ST1A 110.0 | 8.75 | 0.194 | 0.41 | 0.47 | ol | 149 | 0.00403 | HV
184-AL1/30-ST1A 110.0 | 8.8 | 0.1571 | 0.4 | 0.535 | ol | 184 | 0.00403 | HV
243-AL1/39-ST1A 110.0 | 9 | 0.1188 | 0.39 | 0.645 | ol | 243 | 0.00403 | HV
305-AL1/39-ST1A 110.0 | 9.2 | 0.0949 | 0.38 | 0.74 | ol | 305 | 0.00403 | HV
490-AL1/64-ST1A 110.0 | 9.75 | 0.059 | 0.37 | 0.96 | ol | 490 | 0.00403 | HV
679-AL1/86-ST1A 110.0 | 9.95 | 0.042 | 0.36 | 1.15 | ol | 679 | 0.00403 | HV
490-AL1/64-ST1A 220.0 | 10 | 0.059 | 0.285 | 0.96 | ol | 490 | 0.00403 | HV
679-AL1/86-ST1A 220.0 | 11.7 | 0.042 | 0.275 | 1.15 | ol | 679 | 0.00403 | HV
490-AL1/64-ST1A 380.0 | 11 | 0.059 | 0.253 | 0.96 | ol | 490 | 0.00403 | HV
679-AL1/86-ST1A 380.0 | 14.6 | 0.042 | 0.25 | 1.15 | ol | 679 | 0.00403 | HV

## trafo_std_types
| i0_percent | pfe_kw | vkr_percent | sn_mva | vn_lv_kv | vn_hv_kv | vk_percent | shift_degree | vector_group | tap_side | tap_neutral | tap_min | tap_max | tap_step_degree | tap_step_percent | tap_phase_shifter
160 MVA 380/110 kV | 0.06 | 60 | 0.25 | 160 | 110 | 380 | 12.2 | 0 | Yy0 | hv | 0 | -9 | 9 | 0 | 1.5 | FALSE
100 MVA 220/110 kV | 0.06 | 55 | 0.26 | 100 | 110 | 220 | 12 | 0 | Yy0 | hv | 0 | -9 | 9 | 0 | 1.5 | FALSE
63 MVA 110/20 kV | 0.04 | 22 | 0.32 | 63 | 20 | 110 | 18 | 150 | YNd5 | hv | 0 | -9 | 9 | 0 | 1.5 | FALSE
40 MVA 110/20 kV | 0.05 | 18 | 0.34 | 40 | 20 | 110 | 16.2 | 150 | YNd5 | hv | 0 | -9 | 9 | 0 | 1.5 | FALSE
25 MVA 110/20 kV | 0.07 | 14 | 0.41 | 25 | 20 | 110 | 12 | 150 | YNd5 | hv | 0 | -9 | 9 | 0 | 1.5 | FALSE
63 MVA 110/10 kV | 0.04 | 22 | 0.32 | 63 | 10 | 110 | 18 | 150 | YNd5 | hv | 0 | -9 | 9 | 0 | 1.5 | FALSE
40 MVA 110/10 kV | 0.05 | 18 | 0.34 | 40 | 10 | 110 | 16.2 | 150 | YNd5 | hv | 0 | -9 | 9 | 0 | 1.5 | FALSE
25 MVA 110/10 kV | 0.07 | 14 | 0.41 | 25 | 10 | 110 | 12 | 150 | YNd5 | hv | 0 | -9 | 9 | 0 | 1.5 | FALSE
0.25 MVA 20/0.4 kV | 0.32 | 0.8 | 1.44 | 0.25 | 0.4 | 20 | 6 | 150 | Yzn5 | hv | 0 | -2 | 2 | 0 | 2.5 | FALSE
0.4 MVA 20/0.4 kV | 0.3375 | 1.35 | 1.425 | 0.4 | 0.4 | 20 | 6 | 150 | Dyn5 | hv | 0 | -2 | 2 | 0 | 2.5 | FALSE
0.63 MVA 20/0.4 kV | 0.2619 | 1.65 | 1.206 | 0.63 | 0.4 | 20 | 6 | 150 | Dyn5 | hv | 0 | -2 | 2 | 0 | 2.5 | FALSE
0.25 MVA 10/0.4 kV | 0.24 | 0.6 | 1.2 | 0.25 | 0.4 | 10 | 4 | 150 | Dyn5 | hv | 0 | -2 | 2 | 0 | 2.5 | FALSE
0.4 MVA 10/0.4 kV | 0.2375 | 0.95 | 1.325 | 0.4 | 0.4 | 10 | 4 | 150 | Dyn5 | hv | 0 | -2 | 2 | 0 | 2.5 | FALSE
0.63 MVA 10/0.4 kV | 0.1873 | 1.18 | 1.0794 | 0.63 | 0.4 | 10 | 4 | 150 | Dyn5 | hv | 0 | -2 | 2 | 0 | 2.5 | FALSE

## trafo3w_std_types
| sn_hv_mva | sn_mv_mva | sn_lv_mva | vn_hv_kv | vn_mv_kv | vn_lv_kv | vk_hv_percent | vk_mv_percent | vk_lv_percent | vkr_hv_percent | vkr_mv_percent | vkr_lv_percent | pfe_kw | i0_percent | shift_mv_degree | shift_lv_degree | vector_group | tap_side | tap_neutral | tap_min | tap_max | tap_step_percent
63/25/38 MVA 110/20/10 kV | 63 | 25 | 38 | 110 | 20 | 10 | 10.4 | 10.4 | 10.4 | 0.28 | 0.32 | 0.35 | 35 | 0.89 | 0 | 0 | YN0yn0yn0 | hv | 0 | -10 | 10 | 1.2
63/25/38 MVA 110/10/10 kV | 63 | 25 | 38 | 110 | 10 | 10 | 10.4 | 10.4 | 10.4 | 0.28 | 0.32 | 0.35 | 35 | 0.89 | 0 | 0 | YN0yn0yn0 | hv | 0 | -10 | 10 | 1.2

## fuse_std_types
| fuse_type | i_rated_a | t_avg | t_min | t_total | x_avg | x_min | x_total
HV 100A | HV 100A | 100 | 0 | [10.0, 3.64, 0.854, 0.281, 0.1, 0.0531, 0.022, 0.01] | [10.0, 4.267, 1.21, 0.403, 0.1, 0.058, 0.022, 0.01] | 0 | [300.0, 350.0, 450.0, 550.0, 700.0, 850.0, 1200.0, 1752.0] | [600.0, 700.0, 900.0, 1150.0, 1665.0, 2000.0, 3000.0, 4313.0]
HV 10A | HV 10A | 10 | 0 | [10.0, 1675.0, 0.344, 0.156, 0.1, 0.0417, 0.0171, 0.01] | [10.0, 1.3, 0.3, 0.155, 0.1, 0.0555, 0.023, 0.01] | 0 | [30.0, 32.0, 35.0, 37.0, 39.0, 50.0, 70.0, 88.0] | [60.0, 70.0, 80.0, 87.0, 94.0, 110.0, 150.0, 216.0]
HV 125A | HV 125A | 125 | 0 | [10.0, 1.82, 0.344, 0.1, 0.0467, 0.0269, 0.01] | [10.0, 2.478, 0.426, 0.1, 0.0427, 0.0211, 0.01] | 0 | [375.0, 500.0, 700.0, 925.0, 1200.0, 1500.0, 2341.0] | [750.0, 1000.0, 1500.0, 2200.0, 3000.0, 4000.0, 5765.0]
HV 160A | HV 160A | 160 | 0 | [10.0, 4.15, 1.03, 0.198, 0.1, 0.051, 0.0172, 0.01] | [10.0, 2.3, 0.734, 0.274, 0.1, 0.046, 0.0177, 0.01] | 0 | [480.0, 550.0, 700.0, 1000.0, 1260.0, 1600.0, 2500.0, 3227.0] | [960.0, 1300.0, 1700.0, 2200.0, 2996.0, 4000.0, 6000.0, 7946.0]
HV 16A | HV 16A | 16 | 0 | [10.0, 0.352, 0.164, 0.1, 0.0649, 0.0342, 0.01] | [10.0, 2.34, 0.722, 0.181, 0.1, 0.055, 0.0296, 0.01] | 0 | [48.0, 60.0, 65.0, 71.0, 80.0, 100.0, 162.0] | [96.0, 110.0, 125.0, 150.0, 168.0, 200.0, 250.0, 398.0]
HV 200A | HV 200A | 200 | 0 | [10.0, 4.267, 1.21, 0.403, 0.1, 0.058, 0.022, 0.01] | [10.0, 3.73, 1.654, 0.328, 0.1, 0.0531, 0.019, 0.01] | 0 | [600.0, 700.0, 900.0, 1150.0, 1665.0, 2000.0, 3000.0, 4313.0] | [1200.0, 1500.0, 1800.0, 2700.0, 3960.0, 5000.0, 7500.0, 10620.0]
HV 20A | HV 20A | 20 | 0 | [10.0, 1.3, 0.3, 0.155, 0.1, 0.0555, 0.023, 0.01] | [10.0, 1.3, 0.161, 0.1, 0.0611, 0.0399, 0.0141, 0.01] | 0 | [60.0, 70.0, 80.0, 87.0, 94.0, 110.0, 150.0, 216.0] | [120.0, 150.0, 200.0, 223.0, 260.0, 300.0, 450.0, 532.0]
HV 25A | HV 25A | 25 | 0 | [10.0, 2.512, 0.833, 0.299, 0.1, 0.0372, 0.0223, 0.01] | [10.0, 3.125, 0.597, 0.198, 0.1, 0.0378, 0.022, 0.01] | 0 | [75.0, 82.0, 90.0, 100.0, 124.0, 170.0, 200.0, 289.0] | [150.0, 170.0, 210.0, 250.0, 294.0, 400.0, 500.0, 711.0]
HV 31.5A | HV 31.5A | 31.5 | 0 | [10.0, 2.34, 0.722, 0.181, 0.1, 0.055, 0.0296, 0.01] | [10.0, 2.84, 0.368, 0.164, 0.1, 0.0621, 0.0378, 0.0195, 0.01] | 0 | [95.0, 110.0, 125.0, 150.0, 165.0, 200.0, 250.0, 390.0] | [189.0, 220.0, 300.0, 350.0, 393.0, 450.0, 530.0, 700.0, 960.0]
HV 40A | HV 40A | 40 | 0 | [10.0, 1.3, 0.161, 0.1, 0.0611, 0.0399, 0.0141, 0.01] | [10.0, 2.05, 0.369, 0.198, 0.1, 0.051, 0.0298, 0.01] | 0 | [120.0, 150.0, 200.0, 223.0, 260.0, 300.0, 450.0, 532.0] | [240.0, 300.0, 400.0, 450.0, 530.0, 650.0, 800.0, 1311.0]
HV 50A | HV 50A | 50 | 0 | [10.0, 3.215, 0.597, 0.198, 0.1, 0.0378, 0.022, 0.01] | [10.0, 3.64, 0.854, 0.281, 0.1, 0.0531, 0.022, 0.01] | 0 | [150.0, 170.0, 210.0, 250.0, 294.0, 400.0, 500.0, 711.0] | [300.0, 350.0, 450.0, 550.0, 700.0, 850.0, 1200.0, 1752.0]
HV 6.3A | HV 6.3A | 6.3 | 0 | [10.0, 1.39, 0.344, 0.168, 0.1, 0.056, 0.0263, 0.01] | [10.0, 1.711, 0.516, 0.198, 0.1, 0.0634, 0.0303, 0.01] | 0 | [19.0, 19.5, 20.4, 20.8, 22.0, 25.0, 32.0, 48.0] | [38.0, 40.0, 43.0, 48.0, 53.0, 60.0, 75.0, 118.0]
HV 63A | HV 63A | 63 | 0 | [10.0, 2.84, 0.368, 0.164, 0.1, 0.0621, 0.0378, 0.0195, 0.01] | [10.0, 1.82, 0.344, 0.1, 0.0467, 0.0269, 0.01] | 0 | [189.0, 220.0, 300.0, 350.0, 393.0, 450.0, 530.0, 700.0, 961.0] | [378.0, 500.0, 700.0, 934.0, 1200.0, 1500.0, 2366.0]
HV 80A | HV 80A | 80 | 0 | [10.0, 2.05, 0.369, 0.198, 0.1, 0.051, 0.0298, 0.01] | [10.0, 4.15, 1.03, 0.198, 0.1, 0.051, 0.0172, 0.01] | 0 | [240.0, 300.0, 400.0, 450.0, 530.0, 650.0, 800.0, 1311.0] | [480.0, 550.0, 700.0, 1000.0, 1260.0, 1600.0, 2500.0, 3227.0]
Siemens NH-1-100 | Siemens NH-1-100 | 100 | [5400.0, 2000.0, 400.0, 20.0, 1.0, 0.2, 0.012, 0.004] | 0 | 0 | [150.0, 190.0, 250.0, 430.0, 900.0, 1250.0, 2700.0, 3600.0] | 0 | 0
Siemens NH-1-125 | Siemens NH-1-125 | 125 | [4800.0, 120.0, 7.0, 0.1, 0.004] | 0 | 0 | [180.0, 400.0, 740.0, 2000.0, 4250.0] | 0 | 0
Siemens NH-1-16 | Siemens NH-1-16 | 16 | [4000.0, 400.0, 2.0, 0.1, 0.04, 0.01] | 0 | 0 | [26.0, 35.0, 75.0, 150.0, 200.0, 300.0] | 0 | 0
Siemens NH-1-160 | Siemens NH-1-160 | 160 | [4800.0, 120.0, 7.0, 0.1, 0.004] | 0 | 0 | [210.0, 500.0, 900.0, 2300.0, 5000.0] | 0 | 0
Siemens NH-1-25 | Siemens NH-1-25 | 25 | [4000.0, 1000.0, 10.0, 0.2, 0.02, 0.01] | 0 | 0 | [40.0, 50.0, 100.0, 210.0, 400.0, 500.0] | 0 | 0
Siemens NH-1-50 | Siemens NH-1-50 | 50 | [4000.0, 40.0, 4.0, 1.0, 0.02, 0.01] | 0 | 0 | [86.0, 200.0, 300.0, 400.0, 1000.0, 1280.0] | 0 | 0
Siemens NH-1-63 | Siemens NH-1-63 | 63 | [4000.0, 100.0, 10.0, 2.0, 0.04, 0.01] | 0 | 0 | [100.0, 200.0, 300.0, 400.0, 1000.0, 1500.0] | 0 | 0
Siemens NH-1-80 | Siemens NH-1-80 | 80 | [4800.0, 120.0, 7.0, 0.1, 0.01] | 0 | 0 | [150.58, 250.0, 450.0, 1150.0, 2470.0] | 0 | 0
Siemens NH-2-1000 | Siemens NH-2-1000 | 1000 | [4800.0, 120.0, 7.0, 0.1, 0.004] | 0 | 0 | [1900.0, 3500.0, 8400.0, 24000.0, 52000.0] | 0 | 0
Siemens NH-2-200 | Siemens NH-2-200 | 200 | [4800.0, 120.0, 7.0, 0.1, 0.004] | 0 | 0 | [280.0, 650.0, 1200.0, 3000.0, 7000.0] | 0 | 0
Siemens NH-2-224 | Siemens NH-2-224 | 224 | [4800.0, 120.0, 7.0, 0.2, 0.04, 0.004] | 0 | 0 | [400.0, 750.0, 1453.0, 3025.0, 4315.0, 7600.0] | 0 | 0
Siemens NH-2-250 | Siemens NH-2-250 | 250 | [4800.0, 120.0, 7.0, 0.1, 0.004] | 0 | 0 | [450.0, 800.0, 1650.0, 4000.0, 8500.0] | 0 | 0
Siemens NH-2-315 | Siemens NH-2-315 | 315 | [4800.0, 120.0, 7.0, 0.1, 0.004] | 0 | 0 | [550.0, 920.0, 1900.0, 5000.0, 11000.0] | 0 | 0
Siemens NH-2-355 | Siemens NH-2-355 | 355 | [4800.0, 120.0, 6.0, 0.1, 0.004] | 0 | 0 | [650.0, 1116.27, 2350.0, 5840.0, 12790.0] | 0 | 0
Siemens NH-2-400 | Siemens NH-2-400 | 400 | [4800.0, 120.0, 7.0, 0.1, 0.004] | 0 | 0 | [720.0, 1350.0, 2800.0, 6500.0, 15000.0] | 0 | 0
Siemens NH-2-425 | Siemens NH-2-425 | 425 | [4800.0, 120.0, 7.0, 0.1, 0.004] | 0 | 0 | [850.0, 1500.0, 3050.0, 7500.0, 16500.0] | 0 | 0
Siemens NH-2-630 | Siemens NH-2-630 | 630 | [4800.0, 120.0, 7.0, 0.1, 0.004] | 0 | 0 | [1200.0, 2000.0, 4800.0, 12000.0, 26000.0] | 0 | 0

## res_bus
| vm_pu | va_degree | p_mw | q_mvar
0 | 0.99071 | -0.1774 | 0.0022762 | 0.00057046
1 | 0.99095 | -0.17282 | 0.0021852 | 0.00054765
2 | 0.99016 | -0.18796 | 0 | 0
3 | 0.99107 | -0.17052 | 0.0011674 | 0.00029258
4 | 0.99011 | -0.18891 | 0.0022768 | 0.00057063
5 | 0.98969 | -0.19697 | 0.0019183 | 0.00048078
6 | 0.99269 | -0.13937 | 0 | 0
7 | 0.99009 | -0.18932 | 0.0022769 | 0.00057065
8 | 0.98904 | -0.20963 | 0.0024398 | 0.00061147
9 | 0.99263 | -0.14049 | 0.0028468 | 0.00071347
10 | 0.99308 | -0.13177 | 0.0027494 | 0.00068906
11 | 0.98901 | -0.21023 | 0.002186 | 0.00054785
12 | 0.98836 | -0.22273 | 0.0021867 | 0.00054803
13 | 0.98833 | -0.2233 | 0.0028254 | 0.00070811
14 | 0.98819 | -0.22589 | 0.005534 | 0.0013869
15 | 0.97595 | -0.46428 | 0.0021049 | 0.00052754
16 | 0.97572 | -0.46889 | 0.001017 | 0.00025489
17 | 0.97547 | -0.47378 | 0.0068252 | 0.0017106
18 | 0.97581 | -0.46696 | 0.0060649 | 0.00152
19 | 0.97528 | -0.47758 | 0 | 0
20 | 0.97315 | -0.51968 | 0.0031542 | 0.00079052
21 | 0.9925 | -0.14295 | 0.003 | 0.00075186
22 | 0.99352 | -0.12338 | 0.0032688 | 0.00081924
23 | 0.98083 | -0.36774 | 0.010158 | 0.0025458
24 | 0.98121 | -0.36026 | 0 | 0
25 | 0.98141 | -0.35646 | 0 | 0
26 | 0.98171 | -0.35062 | 0 | 0
27 | 0.98011 | -0.38176 | 0.0067208 | 0.0016844
28 | 0.98304 | -0.32472 | 0.002608 | 0.00065363
29 | 0.98121 | -0.36038 | 0.0019178 | 0.00048064
30 | 0.97876 | -0.40811 | 0 | 0
31 | 0.97314 | -0.52005 | 0.00096945 | 0.00024297
32 | 0.97304 | -0.52201 | 0 | 0
33 | 0.97303 | -0.52213 | 0.00028886 | 7.2394e-05
34 | 0.97426 | -0.49676 | 0.0025614 | 0.00064194
35 | 0.97432 | -0.49561 | 0 | 0
36 | 0.97451 | -0.49184 | 0 | 0
37 | 0.97458 | -0.49033 | 0.0024788 | 0.00062124
38 | 0.98098 | -0.36556 | 0 | 0
39 | 0.98115 | -0.36213 | 0.0045498 | 0.0011403
40 | 0.98088 | -0.36751 | 0.003095 | 0.00077567
41 | 0.98133 | -0.35879 | 0 | 0
42 | 0.98082 | -0.36869 | 0.0024645 | 0.00061767
43 | 0.98168 | -0.35191 | 0.00088791 | 0.00022253
44 | 0.98131 | -0.35906 | 0.00078506 | 0.00019676
45 | 0.97459 | -0.49013 | 0 | 0
46 | 0.99215 | -0.1498 | 0.0037587 | 0.00094201
47 | 0.99229 | -0.14709 | 0.0026284 | 0.00065874
48 | 0.99212 | -0.15034 | 0.0043893 | 0.0011001
49 | 0.99519 | -0.091669 | 0.0041025 | 0.0010282
50 | 0.99495 | -0.096344 | 0.0053187 | 0.001333
51 | 0.99525 | -0.090484 | 0.0041329 | 0.0010358
52 | 0.99491 | -0.097127 | 0.0029016 | 0.0007272
53 | 0.99585 | -0.078966 | 0.0040507 | 0.0010152
54 | 0.99476 | -0.09997 | 0.0035726 | 0.00089539
55 | 0.99673 | -0.061967 | 0.003258 | 0.00081654
56 | 0.99474 | -0.10046 | 0.0027335 | 0.00068507
57 | 0.99699 | -0.057038 | 0 | 0
58 | 0.98147 | -0.35588 | 0.0013623 | 0.00034142
59 | 0.98159 | -0.35355 | 0.0058745 | 0.0014723
60 | 0.98138 | -0.35779 | 0.0010201 | 0.00025566
61 | 0.98178 | -0.34997 | 0 | 0
62 | 0.98136 | -0.35811 | 0.00087038 | 0.00021814
63 | 0.98215 | -0.34273 | 0.0018231 | 0.00045692
64 | 0.98168 | -0.35194 | 0.0039548 | 0.00099118
65 | 0.98131 | -0.35903 | 0.00039535 | 9.9084e-05
66 | 0.98242 | -0.33728 | 0 | 0
67 | 0.98161 | -0.35331 | 0.0038672 | 0.00096921
68 | 0.98131 | -0.35905 | 0.0012113 | 0.00030357
69 | 0.98222 | -0.34135 | 0 | 0
70 | 0.98419 | -0.30279 | 0.0023249 | 0.00058267
71 | 0.9819 | -0.34756 | 0.0016139 | 0.00040448
72 | 0.98213 | -0.34304 | 0.0015819 | 0.00039646
73 | 0.98215 | -0.34268 | 0.0027673 | 0.00069354
74 | 0.98024 | -0.37916 | 0.0095799 | 0.0024009
75 | 0.9807 | -0.37027 | 0 | 0
76 | 0.97994 | -0.38518 | 0 | 0
77 | 0.98109 | -0.36268 | 0.0087387 | 0.0021901
78 | 0.98014 | -0.38124 | 0.015115 | 0.0037881
79 | 0.97926 | -0.39833 | 0.01083 | 0.0027142
80 | 0.97965 | -0.39077 | 0.0086744 | 0.002174
81 | 0.97895 | -0.40452 | 0 | 0
82 | 0.97883 | -0.40689 | 0.0039113 | 0.00098026
83 | 0.97768 | -0.42919 | 0 | 0
84 | 0.98858 | -0.21757 | 0 | 0
85 | 0.98988 | -0.19256 | 0 | 0
86 | 0.9883 | -0.22301 | 0 | 0
87 | 0.99391 | -0.1156 | 0.0071356 | 0.0017884
88 | 0.99363 | -0.12088 | 0 | 0
89 | 0.9962 | -0.072073 | 0 | 0
90 | 0.9925 | -0.14235 | 0.0044743 | 0.0011214
91 | 0.99602 | -0.075479 | 0.0017624 | 0.00044171
92 | 0.9915 | -0.16161 | 0 | 0
93 | 1 | 0 | -0.40854 | -0.10436
94 | 0.99593 | -0.077122 | 0.0024952 | 0.00062536
95 | 0.99131 | -0.16529 | 0 | 0
96 | 0.99586 | -0.078486 | 0.0025929 | 0.00064984
97 | 0.98472 | -0.29216 | 0 | 0
98 | 0.99115 | -0.16837 | 0.0018227 | 0.00045682
99 | 0.99117 | -0.16797 | 0.006969 | 0.0017466
100 | 0.99121 | -0.1671 | 0.0019799 | 0.0004962
101 | 0.99076 | -0.17568 | 0.0034417 | 0.00086257
102 | 0.97335 | -0.51445 | 0.0023844 | 0.00059758
103 | 0.97357 | -0.51002 | 0.0043928 | 0.0011009
104 | 0.97293 | -0.52276 | 0.0071508 | 0.0017922
105 | 0.97428 | -0.49605 | 0 | 0
106 | 0.97272 | -0.52681 | 0.0036382 | 0.00091183
107 | 0.97447 | -0.49238 | 0 | 0
108 | 0.97427 | -0.49632 | 0.0025091 | 0.00062883
109 | 0.9726 | -0.5292 | 0.0036967 | 0.00092648
110 | 0.97533 | -0.4755 | 0.0025535 | 0.00063996
111 | 0.97421 | -0.49752 | 0.0029265 | 0.00073345
112 | 0.97248 | -0.53151 | 0.0036975 | 0.00092669
113 | 0.97419 | -0.49792 | 0 | 0
114 | 0.97411 | -0.49949 | 0.0040984 | 0.0010272
115 | 0.97414 | -0.4988 | 0.0023479 | 0.00058844
116 | 0.97539 | -0.47422 | 0.0030507 | 0.00076458
117 | 0.97639 | -0.45454 | 0.0028285 | 0.00070889
118 | 0.98129 | -0.35957 | 0.00087949 | 0.00022042
119 | 0.98624 | -0.26268 | 0.008451 | 0.002118
120 | 0.98612 | -0.26504 | 0.0046246 | 0.001159
121 | 0.98648 | -0.25817 | 0 | 0
122 | 0.98612 | -0.26515 | 0.0020527 | 0.00051445
123 | 0.98564 | -0.27433 | 0.0023055 | 0.00057781
124 | 0.98638 | -0.26028 | 0.0029408 | 0.00073705
125 | 0.98622 | -0.26327 | 0.0012128 | 0.00030397
126 | 0.97875 | -0.40847 | 0.0042687 | 0.0010698
127 | 0.97753 | -0.43221 | 0.0058736 | 0.0014721
128 | 0.97639 | -0.45474 | 0.0013373 | 0.00033516
129 | 0.9754 | -0.47414 | 0 | 0
130 | 0.97684 | -0.44595 | 0 | 0
131 | 0.97499 | -0.48237 | 0.002341 | 0.00058672
132 | 0.97531 | -0.47587 | 0.0015597 | 0.0003909
133 | 0.97674 | -0.44773 | 0.0014692 | 0.00036821
134 | 0.97737 | -0.43549 | 0.0064296 | 0.0016114
135 | 0.97494 | -0.48318 | 0.0021797 | 0.00054629
136 | 0.97491 | -0.48396 | 0 | 0
137 | 0.97673 | -0.44807 | 0 | 0
138 | 0.97454 | -0.4911 | 0.0018686 | 0.00046831
139 | 0.97484 | -0.48532 | 0.0013652 | 0.00034215
140 | 0.97669 | -0.44881 | 0.0021729 | 0.00054459
141 | 0.98594 | -0.26885 | 0 | 0
142 | 0.98571 | -0.2733 | 0.0038076 | 0.00095426
143 | 0.98541 | -0.2791 | 0.0028721 | 0.00071982
144 | 0.9855 | -0.27732 | 0.0078749 | 0.0019736
145 | 0.9843 | -0.30071 | 0.0027511 | 0.00068948
146 | 0.97243 | -0.53258 | 0.0042026 | 0.0010533
147 | 0.97242 | -0.53282 | 0.0036954 | 0.00092614
148 | 0.97437 | -0.49453 | 0.0032083 | 0.00080407
149 | 0.97443 | -0.49333 | 0.0035508 | 0.00088992
150 | 0.97431 | -0.49575 | 0.0033061 | 0.00082859
151 | 0.99585 | -0.078772 | 0.0025795 | 0.00064648
152 | 0.99586 | -0.078486 | 0.0073027 | 0.0018302
153 | 0.99998 | 149.9956 | 0 | 0

## res_line
| p_from_mw | q_from_mvar | p_to_mw | q_to_mvar | pl_mw | ql_mvar | i_from_ka | i_to_ka | i_ka | vm_from_pu | va_from_degree | vm_to_pu | va_to_degree | loading_percent
0 | -0.044679 | -0.011306 | 0.044688 | 0.011312 | 9.8103e-06 | 6.2039e-06 | 0.067145 | 0.067145 | 0.067145 | 0.99071 | -0.1774 | 0.99095 | -0.17282 | 18.4463
1 | 0.042402 | 0.010735 | -0.042381 | -0.010722 | 2.1498e-05 | 1.3577e-05 | 0.063726 | 0.063726 | 0.063726 | 0.99071 | -0.1774 | 0.99016 | -0.18796 | 17.5071
2 | -0.046874 | -0.01186 | 0.046879 | 0.011863 | 5.1842e-06 | 3.2819e-06 | 0.070426 | 0.070426 | 0.070426 | 0.99095 | -0.17282 | 0.99107 | -0.17052 | 19.3477
3 | 0.004554 | 0.0011412 | -0.0045538 | -0.0011412 | 2.0529e-07 | -1.8946e-08 | 0.0068437 | 0.0068438 | 0.0068438 | 0.99016 | -0.18796 | 0.99011 | -0.18891 | 1.8802
4 | 0.037827 | 0.0095805 | -0.037811 | -0.0095702 | 1.6357e-05 | 1.0295e-05 | 0.056882 | 0.056882 | 0.056882 | 0.99016 | -0.18796 | 0.98969 | -0.19697 | 15.627
5 | -0.048046 | -0.012155 | 0.048118 | 0.012201 | 7.1938e-05 | 4.5565e-05 | 0.072179 | 0.072178 | 0.072179 | 0.99107 | -0.17052 | 0.99269 | -0.13937 | 19.8293
6 | 0.002277 | 0.00057054 | -0.0022769 | -0.00057065 | 4.5094e-08 | -1.0321e-07 | 0.0034219 | 0.003422 | 0.003422 | 0.99011 | -0.18891 | 0.99009 | -0.18932 | 0.94011
7 | 0.035892 | 0.0090894 | -0.03587 | -0.0090757 | 2.1812e-05 | 1.3703e-05 | 0.053998 | 0.053998 | 0.053998 | 0.98969 | -0.19697 | 0.98904 | -0.20963 | 14.8346
8 | 0.016629 | 0.0041691 | -0.016628 | -0.0041685 | 8.8769e-07 | 5.1887e-07 | 0.024927 | 0.024927 | 0.024927 | 0.99269 | -0.13937 | 0.99263 | -0.14049 | 6.848
9 | -0.064747 | -0.01637 | 0.064771 | 0.016385 | 2.3581e-05 | 1.5006e-05 | 0.097105 | 0.097105 | 0.097105 | 0.99269 | -0.13937 | 0.99308 | -0.13177 | 26.6772
10 | 0.033431 | 0.0084643 | -0.03343 | -0.0084637 | 9.5135e-07 | 5.9601e-07 | 0.050327 | 0.050327 | 0.050327 | 0.98904 | -0.20963 | 0.98901 | -0.21023 | 13.8262
11 | 0.013781 | 0.0034551 | -0.01378 | -0.0034542 | 1.6193e-06 | 9.0559e-07 | 0.020659 | 0.020659 | 0.020659 | 0.99263 | -0.14049 | 0.9925 | -0.14295 | 5.6757
12 | -0.06752 | -0.017074 | 0.067547 | 0.017091 | 2.7206e-05 | 1.732e-05 | 0.10122 | 0.10122 | 0.10122 | 0.99308 | -0.13177 | 0.99352 | -0.12338 | 27.809
13 | 0.031244 | 0.0079158 | -0.031225 | -0.0079041 | 1.8751e-05 | 1.1711e-05 | 0.047039 | 0.047039 | 0.047039 | 0.98901 | -0.21023 | 0.98836 | -0.22273 | 12.9227
14 | 0.029038 | 0.0073561 | -0.029038 | -0.0073556 | 7.9226e-07 | 4.929e-07 | 0.043747 | 0.043747 | 0.043747 | 0.98836 | -0.22273 | 0.98833 | -0.2233 | 12.0183
15 | 0.026212 | 0.0066475 | -0.026209 | -0.0066455 | 3.2688e-06 | 2.0204e-06 | 0.039493 | 0.039493 | 0.039493 | 0.98833 | -0.2233 | 0.98819 | -0.22589 | 10.8496
16 | 0.020675 | 0.0052585 | -0.02044 | -0.0051165 | 0.00023469 | 0.00014204 | 0.03116 | 0.031163 | 0.031163 | 0.98819 | -0.22589 | 0.97595 | -0.46428 | 8.5612
17 | 0.018335 | 0.0045889 | -0.018333 | -0.0045875 | 2.3404e-06 | 1.398e-06 | 0.027953 | 0.027953 | 0.027953 | 0.97595 | -0.46428 | 0.97581 | -0.46696 | 7.6795
18 | 0.01125 | 0.002812 | -0.011247 | -0.0028107 | 2.6163e-06 | 1.3784e-06 | 0.017154 | 0.017154 | 0.017154 | 0.97572 | -0.46889 | 0.97547 | -0.47378 | 4.7127
19 | -0.012267 | -0.0030669 | 0.012268 | 0.0030675 | 1.1245e-06 | 6.1262e-07 | 0.018705 | 0.018705 | 0.018705 | 0.97572 | -0.46889 | 0.97581 | -0.46696 | 5.1388
20 | 0.0044222 | 0.0011001 | -0.0044214 | -0.0011002 | 7.9463e-07 | -7.3123e-08 | 0.0067428 | 0.006743 | 0.006743 | 0.97547 | -0.47378 | 0.97528 | -0.47758 | 1.8525
21 | 0.0044214 | 0.0011002 | -0.0044126 | -0.001101 | 8.8204e-06 | -7.9396e-07 | 0.006743 | 0.0067453 | 0.0067453 | 0.97528 | -0.47758 | 0.97315 | -0.51968 | 1.8531
22 | 0.0012584 | 0.00031045 | -0.0012583 | -0.00031063 | 2.2134e-08 | -1.8427e-07 | 0.0019223 | 0.0019224 | 0.0019224 | 0.97315 | -0.51968 | 0.97314 | -0.52005 | 0.52814
23 | 0.01078 | 0.0027023 | -0.010777 | -0.0027012 | 2.1239e-06 | 1.0791e-06 | 0.016162 | 0.016162 | 0.016162 | 0.9925 | -0.14295 | 0.99229 | -0.14709 | 4.44
24 | -0.070816 | -0.017911 | 0.070991 | 0.018022 | 0.00017477 | 0.00011131 | 0.10612 | 0.10612 | 0.10612 | 0.99352 | -0.12338 | 0.9962 | -0.072073 | 29.154
25 | -0.010158 | -0.0025458 | 0.010161 | 0.0025476 | 3.6229e-06 | 1.805e-06 | 0.01541 | 0.01541 | 0.01541 | 0.98083 | -0.36774 | 0.98121 | -0.36026 | 4.2336
26 | -0.010161 | -0.0025476 | 0.010163 | 0.0025485 | 1.84e-06 | 9.1655e-07 | 0.01541 | 0.01541 | 0.01541 | 0.98121 | -0.36026 | 0.98141 | -0.35646 | 4.2335
27 | -0.052924 | -0.013338 | 0.052939 | 0.013348 | 1.4783e-05 | 9.3835e-06 | 0.08027 | 0.08027 | 0.08027 | 0.98141 | -0.35646 | 0.98171 | -0.35062 | 22.0522
28 | 0.042761 | 0.01079 | -0.042709 | -0.010757 | 5.175e-05 | 3.2706e-05 | 0.06486 | 0.06486 | 0.06486 | 0.98141 | -0.35646 | 0.98011 | -0.38176 | 17.8187
29 | -0.17555 | -0.044275 | 0.17577 | 0.044413 | 0.00021798 | 0.00013784 | 0.2662 | 0.26619 | 0.2662 | 0.98171 | -0.35062 | 0.98304 | -0.32472 | 18.2826
30 | 0.12262 | 0.030927 | -0.12256 | -0.030891 | 5.7256e-05 | 3.5751e-05 | 0.18593 | 0.18593 | 0.18593 | 0.98171 | -0.35062 | 0.98121 | -0.36038 | 12.7696
31 | 0.035988 | 0.0090727 | -0.035943 | -0.0090442 | 4.5307e-05 | 2.8487e-05 | 0.054657 | 0.054657 | 0.054657 | 0.98011 | -0.38176 | 0.97876 | -0.40811 | 15.0156
32 | -0.17838 | -0.045066 | 0.17866 | 0.045243 | 0.0002788 | 0.00017636 | 0.27014 | 0.27014 | 0.27014 | 0.98304 | -0.32472 | 0.98472 | -0.29216 | 18.5537
33 | 0.12064 | 0.030411 | -0.12063 | -0.030402 | 1.3251e-05 | 8.2677e-06 | 0.18302 | 0.18302 | 0.18302 | 0.98121 | -0.36038 | 0.98109 | -0.36268 | 12.5699
34 | 0.035943 | 0.0090442 | -0.035896 | -0.0090147 | 4.6971e-05 | 2.9535e-05 | 0.054657 | 0.054657 | 0.054657 | 0.97876 | -0.40811 | 0.97737 | -0.43549 | 15.0157
35 | 0.00028889 | 6.7665e-05 | -0.00028886 | -7.2115e-05 | 2.6207e-08 | -4.4503e-06 | 0.00044008 | 0.00044164 | 0.00044164 | 0.97314 | -0.52005 | 0.97304 | -0.52201 | 0.12133
36 | 0.00028886 | 7.2115e-05 | -0.00028886 | -7.2394e-05 | 1.6496e-09 | -2.7903e-07 | 0.00044164 | 0.00044174 | 0.00044174 | 0.97304 | -0.52201 | 0.97303 | -0.52213 | 0.12136
37 | -0.0025614 | -0.00064194 | 0.0025615 | 0.00064173 | 1.4058e-07 | -2.1508e-07 | 0.0039121 | 0.003912 | 0.0039121 | 0.97426 | -0.49676 | 0.97432 | -0.49561 | 1.0747
38 | -0.0025615 | -0.00064173 | 0.002562 | 0.00064102 | 4.5999e-07 | -7.0414e-07 | 0.003912 | 0.0039116 | 0.003912 | 0.97432 | -0.49561 | 0.97451 | -0.49184 | 1.0747
39 | -0.002562 | -0.00064102 | 0.0025622 | 0.00064074 | 1.8396e-07 | -2.8176e-07 | 0.0039116 | 0.0039115 | 0.0039116 | 0.97451 | -0.49184 | 0.97458 | -0.49033 | 1.0746
40 | -0.0050409 | -0.001262 | 0.005041 | 0.001262 | 4.9239e-08 | 3.8892e-09 | 0.0076961 | 0.0076961 | 0.0076961 | 0.97458 | -0.49033 | 0.97459 | -0.49013 | 2.1143
41 | -0.0055601 | -0.0013932 | 0.005561 | 0.0013933 | 9.0776e-07 | 1.5123e-07 | 0.0084339 | 0.0084337 | 0.0084339 | 0.98098 | -0.36556 | 0.98115 | -0.36213 | 2.317
42 | 0.0055601 | 0.0013932 | -0.0055596 | -0.0013931 | 5.1512e-07 | 8.5892e-08 | 0.0084339 | 0.008434 | 0.008434 | 0.98098 | -0.36556 | 0.98088 | -0.36751 | 2.317
43 | -0.010111 | -0.0025336 | 0.010112 | 0.0025344 | 1.6112e-06 | 8.0033e-07 | 0.015334 | 0.015334 | 0.015334 | 0.98115 | -0.36213 | 0.98133 | -0.35879 | 4.2126
44 | 0.0024647 | 0.00061742 | -0.0024645 | -0.00061767 | 1.3929e-07 | -2.4622e-07 | 0.0037388 | 0.003739 | 0.003739 | 0.98088 | -0.36751 | 0.98082 | -0.36869 | 1.0272
45 | -0.010898 | -0.0027309 | 0.010901 | 0.0027328 | 3.5702e-06 | 1.8443e-06 | 0.016524 | 0.016524 | 0.016524 | 0.98133 | -0.35879 | 0.98168 | -0.35191 | 4.5396
46 | 0.00078507 | 0.00019652 | -0.00078506 | -0.00019676 | 9.9928e-09 | -2.3118e-07 | 0.0011903 | 0.0011904 | 0.0011904 | 0.98133 | -0.35879 | 0.98131 | -0.35906 | 0.32704
47 | -0.011789 | -0.0029553 | 0.011791 | 0.0029566 | 2.4437e-06 | 1.3059e-06 | 0.01787 | 0.01787 | 0.01787 | 0.98168 | -0.35191 | 0.9819 | -0.34756 | 4.9093
48 | -0.005041 | -0.001262 | 0.0050425 | 0.0012621 | 1.4806e-06 | 1.1663e-07 | 0.0076961 | 0.0076958 | 0.0076961 | 0.97459 | -0.49013 | 0.97491 | -0.48396 | 2.1143
49 | -0.008148 | -0.002042 | 0.0081491 | 0.0020425 | 1.053e-06 | 4.3104e-07 | 0.01222 | 0.01222 | 0.01222 | 0.99215 | -0.1498 | 0.99229 | -0.14709 | 3.3572
50 | 0.0043894 | 0.0011 | -0.0043893 | -0.0011001 | 1.1277e-07 | -1.7435e-08 | 0.0065831 | 0.0065832 | 0.0065832 | 0.99215 | -0.1498 | 0.99212 | -0.15034 | 1.8086
51 | 0.014531 | 0.0036428 | -0.014528 | -0.0036409 | 3.2361e-06 | 1.8336e-06 | 0.021727 | 0.021727 | 0.021727 | 0.99519 | -0.091669 | 0.99495 | -0.096344 | 5.969
52 | -0.018633 | -0.0046709 | 0.018634 | 0.0046716 | 1.0525e-06 | 6.2662e-07 | 0.027861 | 0.027861 | 0.027861 | 0.99519 | -0.091669 | 0.99525 | -0.090484 | 7.6541
53 | 0.0092089 | 0.0023079 | -0.0092086 | -0.0023078 | 3.4345e-07 | 1.571e-07 | 0.013773 | 0.013773 | 0.013773 | 0.99495 | -0.096344 | 0.99491 | -0.097127 | 3.7837
54 | -0.022767 | -0.0057074 | 0.02278 | 0.005715 | 1.2502e-05 | 7.627e-06 | 0.03404 | 0.03404 | 0.03404 | 0.99525 | -0.090484 | 0.99585 | -0.078966 | 9.3517
55 | 0.006307 | 0.0015806 | -0.0063062 | -0.0015804 | 8.5405e-07 | 2.1427e-07 | 0.0094329 | 0.0094331 | 0.0094331 | 0.99491 | -0.097127 | 0.99476 | -0.09997 | 2.5915
56 | -0.026831 | -0.0067302 | 0.026852 | 0.0067437 | 2.1761e-05 | 1.3457e-05 | 0.040093 | 0.040093 | 0.040093 | 0.99585 | -0.078966 | 0.99673 | -0.061967 | 11.0145
57 | 0.0027335 | 0.00068498 | -0.0027335 | -0.00068507 | 6.3937e-08 | -9.1464e-08 | 0.0040889 | 0.004089 | 0.004089 | 0.99476 | -0.09997 | 0.99474 | -0.10046 | 1.1233
58 | -0.03011 | -0.0075602 | 0.030117 | 0.0075646 | 7.0824e-06 | 4.4109e-06 | 0.044956 | 0.044956 | 0.044956 | 0.99673 | -0.061967 | 0.99699 | -0.057038 | 12.3507
59 | -0.40576 | -0.10364 | 0.40689 | 0.10436 | 0.0011222 | 0.00071652 | 0.6063 | 0.6063 | 0.6063 | 0.99699 | -0.057038 | 1 | 0 | 41.6413
60 | 0.37565 | 0.096074 | -0.37537 | -0.0959 | 0.00027311 | 0.00017431 | 0.56134 | 0.56134 | 0.56134 | 0.99699 | -0.057038 | 0.9962 | -0.072073 | 38.5536
61 | -0.0057394 | -0.0014376 | 0.00574 | 0.0014377 | 6.3642e-07 | 1.2399e-07 | 0.0087012 | 0.0087011 | 0.0087012 | 0.98147 | -0.35588 | 0.98159 | -0.35355 | 2.3905
62 | 0.0043771 | 0.0010962 | -0.0043767 | -0.0010962 | 3.9885e-07 | -4.9945e-08 | 0.0066359 | 0.006636 | 0.006636 | 0.98147 | -0.35588 | 0.98138 | -0.35779 | 1.8231
63 | -0.011615 | -0.00291 | 0.011617 | 0.0029111 | 1.9832e-06 | 1.0536e-06 | 0.017606 | 0.017606 | 0.017606 | 0.98159 | -0.35355 | 0.98178 | -0.34997 | 4.8369
64 | 0.0033567 | 0.00084058 | -0.0033566 | -0.00084062 | 5.119e-08 | -3.3828e-08 | 0.0050893 | 0.0050893 | 0.0050893 | 0.98138 | -0.35779 | 0.98136 | -0.35811 | 1.3982
65 | -0.01944 | -0.0048717 | 0.019446 | 0.0048757 | 6.7037e-06 | 4.0299e-06 | 0.029463 | 0.029463 | 0.029463 | 0.98178 | -0.34997 | 0.98215 | -0.34273 | 8.0943
66 | 0.007823 | 0.0019606 | -0.0078223 | -0.0019603 | 7.355e-07 | 2.9432e-07 | 0.011857 | 0.011857 | 0.011857 | 0.98178 | -0.34997 | 0.98168 | -0.35194 | 3.2574
67 | 0.0024862 | 0.00062248 | -0.0024861 | -0.00062267 | 1.0882e-07 | -1.8836e-07 | 0.0037696 | 0.0037697 | 0.0037697 | 0.98136 | -0.35811 | 0.98131 | -0.35903 | 1.0356
68 | -0.021269 | -0.0053326 | 0.021275 | 0.005336 | 5.5271e-06 | 3.3577e-06 | 0.032225 | 0.032225 | 0.032225 | 0.98215 | -0.34273 | 0.98242 | -0.33728 | 8.8531
69 | 0.0038675 | 0.00096913 | -0.0038672 | -0.00096921 | 2.5191e-07 | -8.5891e-08 | 0.0058622 | 0.0058623 | 0.0058623 | 0.98168 | -0.35194 | 0.98161 | -0.35331 | 1.6105
70 | 0.0020908 | 0.00052358 | -0.0020908 | -0.00052359 | 1.7788e-09 | -4.8252e-09 | 0.0031702 | 0.0031702 | 0.0031702 | 0.98131 | -0.35903 | 0.98131 | -0.35905 | 0.87093
71 | 0.017762 | 0.0044552 | -0.017759 | -0.0044532 | 3.4431e-06 | 2.043e-06 | 0.026905 | 0.026905 | 0.026905 | 0.98242 | -0.33728 | 0.98222 | -0.34135 | 7.3914
72 | -0.039037 | -0.0097912 | 0.039101 | 0.0098317 | 6.4289e-05 | 4.0523e-05 | 0.05913 | 0.05913 | 0.05913 | 0.98242 | -0.33728 | 0.98419 | -0.30279 | 16.2445
73 | 0.00087951 | 0.00022002 | -0.00087949 | -0.00022042 | 2.1907e-08 | -4.0097e-07 | 0.0013335 | 0.0013337 | 0.0013337 | 0.98131 | -0.35905 | 0.98129 | -0.35957 | 0.36639
74 | 0.0027674 | 0.00069332 | -0.0027673 | -0.00069354 | 1.7553e-07 | -2.2469e-07 | 0.0041925 | 0.0041926 | 0.0041926 | 0.98222 | -0.34135 | 0.98215 | -0.34268 | 1.1518
75 | 0.014991 | 0.0037599 | -0.01499 | -0.0037592 | 1.2132e-06 | 6.9709e-07 | 0.022712 | 0.022712 | 0.022712 | 0.98222 | -0.34135 | 0.98213 | -0.34304 | 6.2396
76 | -0.041426 | -0.010414 | 0.04143 | 0.010417 | 4.1121e-06 | 2.5963e-06 | 0.062645 | 0.062645 | 0.062645 | 0.98419 | -0.30279 | 0.9843 | -0.30071 | 17.2101
77 | -0.013405 | -0.0033611 | 0.013408 | 0.0033627 | 2.8879e-06 | 1.6122e-06 | 0.020316 | 0.020316 | 0.020316 | 0.9819 | -0.34756 | 0.98213 | -0.34304 | 5.5812
78 | -0.096685 | -0.024369 | 0.096726 | 0.024394 | 4.115e-05 | 2.5309e-05 | 0.14682 | 0.14682 | 0.14682 | 0.98024 | -0.37916 | 0.9807 | -0.37027 | 10.0836
79 | 0.087105 | 0.021968 | -0.08708 | -0.021953 | 2.5076e-05 | 1.5278e-05 | 0.13228 | 0.13228 | 0.13228 | 0.98024 | -0.37916 | 0.97994 | -0.38518 | 9.0849
80 | -0.11185 | -0.028187 | 0.11189 | 0.028212 | 4.0652e-05 | 2.5257e-05 | 0.16976 | 0.16976 | 0.16976 | 0.9807 | -0.37027 | 0.98109 | -0.36268 | 11.6596
81 | 0.015123 | 0.0037927 | -0.015115 | -0.0037881 | 7.9055e-06 | 4.5547e-06 | 0.022947 | 0.022947 | 0.022947 | 0.9807 | -0.37027 | 0.98014 | -0.38124 | 6.3041
82 | 0.078403 | 0.019778 | -0.078354 | -0.019748 | 4.9323e-05 | 2.9699e-05 | 0.1191 | 0.1191 | 0.1191 | 0.97994 | -0.38518 | 0.97926 | -0.39833 | 8.18
83 | 0.0086768 | 0.0021751 | -0.0086744 | -0.002174 | 2.3102e-06 | 1.0316e-06 | 0.013176 | 0.013176 | 0.013176 | 0.97994 | -0.38518 | 0.97965 | -0.39077 | 3.6197
84 | 0.067524 | 0.017034 | -0.067504 | -0.017022 | 2.0015e-05 | 1.179e-05 | 0.10264 | 0.10264 | 0.10264 | 0.97926 | -0.39833 | 0.97895 | -0.40452 | 7.0498
85 | 0.0081812 | 0.0020504 | -0.0081803 | -0.00205 | 9.2255e-07 | 3.9045e-07 | 0.012436 | 0.012436 | 0.012436 | 0.97895 | -0.40452 | 0.97883 | -0.40689 | 3.4164
86 | 0.059323 | 0.014972 | -0.059253 | -0.014927 | 7.0014e-05 | 4.4521e-05 | 0.090209 | 0.090209 | 0.090209 | 0.97895 | -0.40452 | 0.97768 | -0.42919 | 24.7828
87 | 0.004269 | 0.0010698 | -0.0042687 | -0.0010698 | 3.2131e-07 | -5.0052e-08 | 0.0064898 | 0.0064898 | 0.0064898 | 0.97883 | -0.40689 | 0.97875 | -0.40847 | 1.7829
88 | 0.0058745 | 0.0014723 | -0.0058736 | -0.0014721 | 8.4419e-07 | 1.8719e-07 | 0.0089408 | 0.0089409 | 0.0089409 | 0.97768 | -0.42919 | 0.97753 | -0.43221 | 2.4563
89 | 0.053378 | 0.013455 | -0.053314 | -0.013414 | 6.4659e-05 | 4.1055e-05 | 0.081269 | 0.081269 | 0.081269 | 0.97768 | -0.42919 | 0.97639 | -0.45454 | 22.3266
90 | -0.25989 | -0.065982 | 0.2602 | 0.066181 | 0.00031309 | 0.00019926 | 0.39149 | 0.39149 | 0.39149 | 0.98858 | -0.21757 | 0.98988 | -0.19256 | 26.8881
91 | 0.25989 | 0.065982 | -0.25982 | -0.065938 | 6.8079e-05 | 4.3327e-05 | 0.39149 | 0.39149 | 0.39149 | 0.98858 | -0.21757 | 0.9883 | -0.22301 | 26.8881
92 | -0.2602 | -0.066181 | 0.26042 | 0.066316 | 0.00021191 | 0.00013487 | 0.39149 | 0.39149 | 0.39149 | 0.98988 | -0.19256 | 0.99076 | -0.17568 | 26.8881
93 | 0.063099 | 0.015928 | -0.062987 | -0.015856 | 0.0001124 | 7.1514e-05 | 0.095045 | 0.095045 | 0.095045 | 0.9883 | -0.22301 | 0.98638 | -0.26028 | 26.1112
94 | 0.19672 | 0.050011 | -0.19639 | -0.0498 | 0.00033251 | 0.00021074 | 0.29645 | 0.29645 | 0.29645 | 0.9883 | -0.22301 | 0.98648 | -0.25817 | 20.3604
95 | 0.2799 | 0.071508 | -0.27983 | -0.071462 | 7.1455e-05 | 4.5506e-05 | 0.41954 | 0.41954 | 0.41954 | 0.99391 | -0.1156 | 0.99363 | -0.12088 | 28.8144
96 | -0.28704 | -0.073296 | 0.28764 | 0.073682 | 0.00060526 | 0.00038556 | 0.43022 | 0.43022 | 0.43022 | 0.99391 | -0.1156 | 0.9962 | -0.072073 | 29.5481
97 | 0.27983 | 0.071462 | -0.27954 | -0.071278 | 0.00029004 | 0.00018472 | 0.41954 | 0.41954 | 0.41954 | 0.99363 | -0.12088 | 0.9925 | -0.14235 | 28.8144
98 | 0.016737 | 0.0041963 | -0.016735 | -0.0041947 | 2.7165e-06 | 1.5877e-06 | 0.025001 | 0.025001 | 0.025001 | 0.9962 | -0.072073 | 0.99602 | -0.075479 | 6.8685
99 | 0.27507 | 0.070156 | -0.27481 | -0.069994 | 0.00025561 | 0.00016277 | 0.41283 | 0.41283 | 0.41283 | 0.9925 | -0.14235 | 0.9915 | -0.16161 | 28.3537
100 | 0.014972 | 0.003753 | -0.014971 | -0.0037523 | 1.1718e-06 | 6.6869e-07 | 0.022368 | 0.022368 | 0.022368 | 0.99602 | -0.075479 | 0.99593 | -0.077122 | 6.1451
101 | 0.27481 | 0.069994 | -0.27476 | -0.069963 | 4.8716e-05 | 3.1021e-05 | 0.41283 | 0.41283 | 0.41283 | 0.9915 | -0.16161 | 0.99131 | -0.16529 | 28.3537
102 | 0.012476 | 0.0031269 | -0.012475 | -0.0031265 | 8.1029e-07 | 4.3767e-07 | 0.01864 | 0.01864 | 0.01864 | 0.99593 | -0.077122 | 0.99586 | -0.078486 | 5.121
103 | 0.26399 | 0.067262 | -0.26386 | -0.067178 | 0.00013224 | 8.4175e-05 | 0.39666 | 0.39666 | 0.39666 | 0.99131 | -0.16529 | 0.99076 | -0.17568 | 27.2431
104 | 0.010773 | 0.0027001 | -0.010772 | -0.0026996 | 9.307e-07 | 4.733e-07 | 0.016171 | 0.016171 | 0.016171 | 0.99131 | -0.16529 | 0.99121 | -0.1671 | 4.4426
105 | 0.0098822 | 0.0024767 | -0.0098822 | -0.0024767 | 1.2007e-10 | 7.6846e-11 | 0.014766 | 0.014766 | 0.014766 | 0.99586 | -0.078486 | 0.99586 | -0.078486 | 4.0566
106 | -0.17866 | -0.045243 | 0.17881 | 0.045339 | 0.00015311 | 9.6852e-05 | 0.27014 | 0.27014 | 0.27014 | 0.98472 | -0.29216 | 0.98564 | -0.27433 | 18.5537
107 | -0.0018227 | -0.00045682 | 0.0018228 | 0.00045669 | 3.4744e-08 | -1.3723e-07 | 0.0027365 | 0.0027364 | 0.0027365 | 0.99115 | -0.16837 | 0.99117 | -0.16797 | 0.75179
108 | -0.0087918 | -0.0022033 | 0.0087921 | 0.0022034 | 3.6242e-07 | 1.6044e-07 | 0.013199 | 0.013199 | 0.013199 | 0.99117 | -0.16797 | 0.99121 | -0.1671 | 3.6261
109 | -0.028483 | -0.0071446 | 0.028489 | 0.0071483 | 6.0153e-06 | 3.7446e-06 | 0.043546 | 0.043546 | 0.043546 | 0.97335 | -0.51445 | 0.97357 | -0.51002 | 11.9632
110 | 0.026099 | 0.006547 | -0.026088 | -0.0065406 | 1.0337e-05 | 6.4005e-06 | 0.039901 | 0.039901 | 0.039901 | 0.97335 | -0.51445 | 0.97293 | -0.52276 | 10.9618
111 | -0.032882 | -0.0082493 | 0.032904 | 0.008263 | 2.1918e-05 | 1.374e-05 | 0.05026 | 0.05026 | 0.05026 | 0.97357 | -0.51002 | 0.97428 | -0.49605 | 13.8076
112 | 0.018938 | 0.0047484 | -0.018934 | -0.0047463 | 3.6554e-06 | 2.1952e-06 | 0.028964 | 0.028964 | 0.028964 | 0.97293 | -0.52276 | 0.97272 | -0.52681 | 7.9572
113 | -0.035413 | -0.0088918 | 0.035419 | 0.0088957 | 6.196e-06 | 3.8951e-06 | 0.054092 | 0.054092 | 0.054092 | 0.97428 | -0.49605 | 0.97447 | -0.49238 | 14.8604
114 | 0.0025091 | 0.00062878 | -0.0025091 | -0.00062883 | 3.1763e-08 | -5.1498e-08 | 0.0038321 | 0.0038322 | 0.0038322 | 0.97428 | -0.49605 | 0.97427 | -0.49632 | 1.0528
115 | 0.015296 | 0.0038344 | -0.015294 | -0.0038334 | 1.7415e-06 | 1.0093e-06 | 0.023399 | 0.023399 | 0.023399 | 0.97272 | -0.52681 | 0.9726 | -0.5292 | 6.4282
116 | -0.044795 | -0.011246 | 0.044831 | 0.011268 | 3.6109e-05 | 2.2853e-05 | 0.068409 | 0.068408 | 0.068409 | 0.97447 | -0.49238 | 0.97533 | -0.4755 | 18.7935
117 | 0.0093756 | 0.0023499 | -0.0093734 | -0.0023488 | 2.2923e-06 | 1.0957e-06 | 0.014317 | 0.014317 | 0.014317 | 0.97447 | -0.49238 | 0.97421 | -0.49752 | 3.9332
118 | 0.011597 | 0.0029069 | -0.011596 | -0.0029062 | 1.2743e-06 | 6.8162e-07 | 0.017743 | 0.017743 | 0.017743 | 0.9726 | -0.5292 | 0.97248 | -0.53151 | 4.8745
119 | -0.047384 | -0.011908 | 0.047387 | 0.01191 | 2.9053e-06 | 1.8409e-06 | 0.072304 | 0.072304 | 0.072304 | 0.97533 | -0.4755 | 0.97539 | -0.47422 | 19.8638
120 | 0.0064468 | 0.0016154 | -0.0064467 | -0.0016153 | 1.2449e-07 | 3.7045e-08 | 0.0098469 | 0.0098469 | 0.0098469 | 0.97421 | -0.49752 | 0.97419 | -0.49792 | 2.7052
121 | 0.0078984 | 0.0019796 | -0.007898 | -0.0019794 | 4.0333e-07 | 1.6677e-07 | 0.012085 | 0.012085 | 0.012085 | 0.97248 | -0.53151 | 0.97243 | -0.53258 | 3.3202
122 | 0.0040987 | 0.0010271 | -0.0040984 | -0.0010272 | 3.059e-07 | -6.333e-08 | 0.0062605 | 0.0062606 | 0.0062606 | 0.97419 | -0.49792 | 0.97411 | -0.49949 | 1.72
123 | 0.002348 | 0.00058825 | -0.0023479 | -0.00058844 | 9.7725e-08 | -1.8971e-07 | 0.0035863 | 0.0035864 | 0.0035864 | 0.97419 | -0.49792 | 0.97414 | -0.4988 | 0.98528
124 | -0.050438 | -0.012675 | 0.050485 | 0.012705 | 4.7421e-05 | 3.0083e-05 | 0.076958 | 0.076958 | 0.076958 | 0.97539 | -0.47422 | 0.97639 | -0.45454 | 21.1423
125 | 0.0066781 | 0.0016737 | -0.0066773 | -0.0016735 | 7.4879e-07 | 2.2827e-07 | 0.010076 | 0.010076 | 0.010076 | 0.98624 | -0.26268 | 0.98612 | -0.26504 | 2.7681
126 | -0.015129 | -0.0037917 | 0.015132 | 0.0037936 | 3.2529e-06 | 1.8694e-06 | 0.022826 | 0.022826 | 0.022826 | 0.98624 | -0.26268 | 0.98648 | -0.25817 | 6.2709
127 | 0.0020527 | 0.00051442 | -0.0020527 | -0.00051445 | 1.1178e-08 | -3.2484e-08 | 0.0030974 | 0.0030974 | 0.0030974 | 0.98612 | -0.26504 | 0.98612 | -0.26515 | 0.85094
128 | 0.18126 | 0.046006 | -0.18112 | -0.045917 | 0.00014082 | 8.91e-05 | 0.27362 | 0.27362 | 0.27362 | 0.98648 | -0.25817 | 0.98564 | -0.27433 | 18.7927
129 | 0.060046 | 0.015119 | -0.060037 | -0.015114 | 8.5821e-06 | 5.457e-06 | 0.090608 | 0.090608 | 0.090608 | 0.98638 | -0.26028 | 0.98622 | -0.26327 | 24.8924
130 | 0.058825 | 0.01481 | -0.058809 | -0.0148 | 1.569e-05 | 9.9741e-06 | 0.088778 | 0.088778 | 0.088778 | 0.98622 | -0.26327 | 0.98594 | -0.26885 | 24.3897
131 | 0.024461 | 0.0061399 | -0.024438 | -0.006126 | 2.2611e-05 | 1.3929e-05 | 0.037282 | 0.037282 | 0.037282 | 0.97639 | -0.45474 | 0.9754 | -0.47414 | 10.2423
132 | -0.025798 | -0.0064751 | 0.025809 | 0.0064818 | 1.0826e-05 | 6.6947e-06 | 0.03932 | 0.03932 | 0.03932 | 0.97639 | -0.45474 | 0.97684 | -0.44595 | 10.8022
133 | 0.016468 | 0.0041304 | -0.016461 | -0.0041267 | 6.4568e-06 | 3.792e-06 | 0.025123 | 0.025123 | 0.025123 | 0.9754 | -0.47414 | 0.97499 | -0.48237 | 6.902
134 | 0.0079706 | 0.0019955 | -0.00797 | -0.0019953 | 6.5778e-07 | 2.7289e-07 | 0.012159 | 0.012159 | 0.012159 | 0.9754 | -0.47414 | 0.97531 | -0.47587 | 3.3403
135 | 0.0036425 | 0.00091239 | -0.0036422 | -0.00091253 | 3.0968e-07 | -1.3757e-07 | 0.0055485 | 0.0055486 | 0.0055486 | 0.97684 | -0.44595 | 0.97674 | -0.44773 | 1.5243
136 | -0.029452 | -0.0073941 | 0.029466 | 0.0074033 | 1.4696e-05 | 9.1615e-06 | 0.044868 | 0.044868 | 0.044868 | 0.97684 | -0.44595 | 0.97737 | -0.43549 | 12.3265
137 | 0.01412 | 0.0035399 | -0.01412 | -0.0035396 | 5.4491e-07 | 3.0972e-07 | 0.021551 | 0.021551 | 0.021551 | 0.97499 | -0.48237 | 0.97494 | -0.48318 | 5.9205
138 | 0.0064102 | 0.0016044 | -0.0064078 | -0.0016036 | 2.4645e-06 | 7.2006e-07 | 0.0097792 | 0.0097795 | 0.0097795 | 0.97531 | -0.47587 | 0.97491 | -0.48396 | 2.6867
139 | 0.0021731 | 0.00054432 | -0.002173 | -0.00054441 | 3.5388e-08 | -8.5125e-08 | 0.0033104 | 0.0033105 | 0.0033105 | 0.97674 | -0.44773 | 0.97673 | -0.44807 | 0.90947
140 | 0.01194 | 0.0029933 | -0.011935 | -0.0029909 | 4.5038e-06 | 2.4316e-06 | 0.018224 | 0.018224 | 0.018224 | 0.97494 | -0.48318 | 0.97454 | -0.4911 | 5.0066
141 | 0.0013653 | 0.00034153 | -0.0013652 | -0.00034215 | 8.8649e-08 | -6.2208e-07 | 0.0020836 | 0.0020839 | 0.0020839 | 0.97491 | -0.48396 | 0.97484 | -0.48532 | 0.57249
142 | 0.002173 | 0.00054441 | -0.0021729 | -0.00054459 | 7.6548e-08 | -1.8412e-07 | 0.0033105 | 0.0033106 | 0.0033106 | 0.97673 | -0.44807 | 0.97669 | -0.44881 | 0.90949
143 | 0.0065157 | 0.0016329 | -0.0065146 | -0.0016325 | 1.0655e-06 | 3.2431e-07 | 0.0099486 | 0.0099488 | 0.0099488 | 0.97454 | -0.4911 | 0.97437 | -0.49453 | 2.7332
144 | 0.0035512 | 0.00088973 | -0.0035508 | -0.00088992 | 3.7816e-07 | -1.8529e-07 | 0.0054222 | 0.0054223 | 0.0054223 | 0.97454 | -0.4911 | 0.97443 | -0.49333 | 1.4896
145 | 0.011686 | 0.0029298 | -0.011684 | -0.0029285 | 2.4784e-06 | 1.3153e-06 | 0.017638 | 0.017638 | 0.017638 | 0.98594 | -0.26885 | 0.98571 | -0.2733 | 4.8456
146 | 0.047122 | 0.01187 | -0.047099 | -0.011855 | 2.3104e-05 | 1.4632e-05 | 0.07114 | 0.07114 | 0.07114 | 0.98594 | -0.26885 | 0.98541 | -0.2791 | 19.5441
147 | 0.0078765 | 0.0019743 | -0.0078749 | -0.0019736 | 1.508e-06 | 6.0262e-07 | 0.01189 | 0.01189 | 0.01189 | 0.98571 | -0.2733 | 0.9855 | -0.27732 | 3.2666
148 | 0.044227 | 0.011135 | -0.044182 | -0.011106 | 4.5637e-05 | 2.8861e-05 | 0.066803 | 0.066804 | 0.066804 | 0.98541 | -0.2791 | 0.9843 | -0.30071 | 18.3526
149 | 0.0036954 | 0.00092613 | -0.0036954 | -0.00092614 | 4.2098e-08 | -1.6612e-08 | 0.0056547 | 0.0056547 | 0.0056547 | 0.97243 | -0.53258 | 0.97242 | -0.53282 | 1.5535
150 | 0.0033063 | 0.00082846 | -0.0033061 | -0.00082859 | 1.9149e-07 | -1.269e-07 | 0.0050492 | 0.0050493 | 0.0050493 | 0.97437 | -0.49453 | 0.97431 | -0.49575 | 1.3872
151 | -0.0025795 | -0.00064648 | 0.0025795 | 0.00064642 | 3.5207e-08 | -5.9693e-08 | 0.0038543 | 0.0038543 | 0.0038543 | 0.99585 | -0.078772 | 0.99586 | -0.078486 | 1.0589

## res_trafo
| p_hv_mw | q_hv_mvar | p_lv_mw | q_lv_mvar | pl_mw | ql_mvar | i_hv_ka | i_lv_ka | vm_hv_pu | va_hv_degree | vm_lv_pu | va_lv_degree | loading_percent
0 | -1.2729e-15 | -1.3162e-15 | 0.00165 | 1.2699e-07 | 0.00165 | 1.2699e-07 | 5.2857e-17 | 0.0023815 | 0.99998 | 149.9956 | 1 | 0 | 0.2619

## res_ext_grid
| p_mw | q_mvar
0 | 0.4138 | 0.10568

## res_load
| p_mw | q_mvar
0 | 0.0022762 | 0.00057046
1 | 0.0021852 | 0.00054765
2 | 0.0011674 | 0.00029258
3 | 0.0022768 | 0.00057063
4 | 0.0019183 | 0.00048078
5 | 0.0022769 | 0.00057065
6 | 0.0024398 | 0.00061147
7 | 0.0028468 | 0.00071347
8 | 0.0027494 | 0.00068906
9 | 0.002186 | 0.00054785
10 | 0.0021867 | 0.00054803
11 | 0.0028254 | 0.00070811
12 | 0.005534 | 0.0013869
13 | 0.0021049 | 0.00052754
14 | 0.001017 | 0.00025489
15 | 0.0068252 | 0.0017106
16 | 0.0060649 | 0.00152
17 | 0.0031542 | 0.00079052
18 | 0.003 | 0.00075186
19 | 0.0032688 | 0.00081924
20 | 0.010158 | 0.0025458
21 | 0.0067208 | 0.0016844
22 | 0.002608 | 0.00065363
23 | 0.0019178 | 0.00048064
24 | 0.00096945 | 0.00024297
25 | 0.00028886 | 7.2394e-05
26 | 0.0025614 | 0.00064194
27 | 0.0024788 | 0.00062124
28 | 0.0045498 | 0.0011403
29 | 0.003095 | 0.00077567
30 | 0.0024645 | 0.00061767
31 | 0.00088791 | 0.00022253
32 | 0.00078506 | 0.00019676
33 | 0.0037587 | 0.00094201
34 | 0.0026284 | 0.00065874
35 | 0.0043893 | 0.0011001
36 | 0.0041025 | 0.0010282
37 | 0.0053187 | 0.001333
38 | 0.0041329 | 0.0010358
39 | 0.0029016 | 0.0007272
40 | 0.0040507 | 0.0010152
41 | 0.0035726 | 0.00089539
42 | 0.003258 | 0.00081654
43 | 0.0027335 | 0.00068507
44 | 0.0013623 | 0.00034142
45 | 0.0058745 | 0.0014723
46 | 0.0010201 | 0.00025566
47 | 0.00087038 | 0.00021814
48 | 0.0018231 | 0.00045692
49 | 0.0039548 | 0.00099118
50 | 0.00039535 | 9.9084e-05
51 | 0.0038672 | 0.00096921
52 | 0.0012113 | 0.00030357
53 | 0.0023249 | 0.00058267
54 | 0.0016139 | 0.00040448
55 | 0.0015819 | 0.00039646
56 | 0.0027673 | 0.00069354
57 | 0.0095799 | 0.0024009
58 | 0.0087387 | 0.0021901
59 | 0.015115 | 0.0037881
60 | 0.01083 | 0.0027142
61 | 0.0086744 | 0.002174
62 | 0.0039113 | 0.00098026
63 | 0.0071356 | 0.0017884
64 | 0.0044743 | 0.0011214
65 | 0.0017624 | 0.00044171
66 | 0.0052649 | 0.0013195
67 | 0.0024952 | 0.00062536
68 | 0.0025929 | 0.00064984
69 | 0.0018227 | 0.00045682
70 | 0.006969 | 0.0017466
71 | 0.0019799 | 0.0004962
72 | 0.0034417 | 0.00086257
73 | 0.0023844 | 0.00059758
74 | 0.0043928 | 0.0011009
75 | 0.0071508 | 0.0017922
76 | 0.0036382 | 0.00091183
77 | 0.0025091 | 0.00062883
78 | 0.0036967 | 0.00092648
79 | 0.0025535 | 0.00063996
80 | 0.0029265 | 0.00073345
81 | 0.0036975 | 0.00092669
82 | 0.0040984 | 0.0010272
83 | 0.0023479 | 0.00058844
84 | 0.0030507 | 0.00076458
85 | 0.0028285 | 0.00070889
86 | 0.00087949 | 0.00022042
87 | 0.008451 | 0.002118
88 | 0.0046246 | 0.001159
89 | 0.0020527 | 0.00051445
90 | 0.0023055 | 0.00057781
91 | 0.0029408 | 0.00073705
92 | 0.0012128 | 0.00030397
93 | 0.0042687 | 0.0010698
94 | 0.0058736 | 0.0014721
95 | 0.0013373 | 0.00033516
96 | 0.002341 | 0.00058672
97 | 0.0015597 | 0.0003909
98 | 0.0014692 | 0.00036821
99 | 0.0064296 | 0.0016114
100 | 0.0021797 | 0.00054629
101 | 0.0018686 | 0.00046831
102 | 0.0013652 | 0.00034215
103 | 0.0021729 | 0.00054459
104 | 0.0038076 | 0.00095426
105 | 0.0028721 | 0.00071982
106 | 0.0078749 | 0.0019736
107 | 0.0027511 | 0.00068948
108 | 0.0042026 | 0.0010533
109 | 0.0036954 | 0.00092614
110 | 0.0032083 | 0.00080407
111 | 0.0035508 | 0.00088992
112 | 0.0033061 | 0.00082859
113 | 0.0025795 | 0.00064648
114 | 0.0073027 | 0.0018302

## dtypes
| element | column | dtype
0 | bus | name | object
1 | bus | vn_kv | float64
2 | bus | type | object
3 | bus | zone | object
4 | bus | in_service | bool
5 | load | name | object
6 | load | bus | uint32
7 | load | p_mw | float64
8 | load | q_mvar | float64
9 | load | const_z_percent | float64
10 | load | const_i_percent | float64
11 | load | sn_mva | float64
12 | load | scaling | float64
13 | load | in_service | bool
14 | load | type | object
15 | ext_grid | name | object
16 | ext_grid | bus | uint32
17 | ext_grid | vm_pu | float64
18 | ext_grid | va_degree | float64
19 | ext_grid | slack_weight | float64
20 | ext_grid | in_service | bool
21 | line | name | object
22 | line | std_type | object
23 | line | from_bus | uint32
24 | line | to_bus | uint32
25 | line | length_km | float64
26 | line | r_ohm_per_km | float64
27 | line | x_ohm_per_km | float64
28 | line | c_nf_per_km | float64
29 | line | g_us_per_km | float64
30 | line | max_i_ka | float64
31 | line | df | float64
32 | line | parallel | uint32
33 | line | type | object
34 | line | in_service | bool
35 | trafo | name | object
36 | trafo | std_type | object
37 | trafo | hv_bus | uint32
38 | trafo | lv_bus | uint32
39 | trafo | sn_mva | float64
40 | trafo | vn_hv_kv | float64
41 | trafo | vn_lv_kv | float64
42 | trafo | vk_percent | float64
43 | trafo | vkr_percent | float64
44 | trafo | pfe_kw | float64
45 | trafo | i0_percent | float64
46 | trafo | shift_degree | float64
47 | trafo | tap_side | object
48 | trafo | tap_neutral | int32
49 | trafo | tap_min | int32
50 | trafo | tap_max | int32
51 | trafo | tap_step_percent | float64
52 | trafo | tap_step_degree | float64
53 | trafo | tap_pos | int32
54 | trafo | tap_phase_shifter | bool
55 | trafo | parallel | uint32
56 | trafo | df | float64
57 | trafo | in_service | bool
58 | line_geodata | coords | object
59 | bus_geodata | x | float64
60 | bus_geodata | y | float64
61 | bus_geodata | coords | object
62 | res_bus | vm_pu | float64
63 | res_bus | va_degree | float64
64 | res_bus | p_mw | float64
65 | res_bus | q_mvar | float64
66 | res_line | p_from_mw | float64
67 | res_line | q_from_mvar | float64
68 | res_line | p_to_mw | float64
69 | res_line | q_to_mvar | float64
70 | res_line | pl_mw | float64
71 | res_line | ql_mvar | float64
72 | res_line | i_from_ka | float64
73 | res_line | i_to_ka | float64
74 | res_line | i_ka | float64
75 | res_line | vm_from_pu | float64
76 | res_line | va_from_degree | float64
77 | res_line | vm_to_pu | float64
78 | res_line | va_to_degree | float64
79 | res_line | loading_percent | float64
80 | res_trafo | p_hv_mw | float64
81 | res_trafo | q_hv_mvar | float64
82 | res_trafo | p_lv_mw | float64
83 | res_trafo | q_lv_mvar | float64
84 | res_trafo | pl_mw | float64
85 | res_trafo | ql_mvar | float64
86 | res_trafo | i_hv_ka | float64
87 | res_trafo | i_lv_ka | float64
88 | res_trafo | vm_hv_pu | float64
89 | res_trafo | va_hv_degree | float64
90 | res_trafo | vm_lv_pu | float64
91 | res_trafo | va_lv_degree | float64
92 | res_trafo | loading_percent | float64
93 | res_ext_grid | p_mw | float64
94 | res_ext_grid | q_mvar | float64
95 | res_load | p_mw | float64
96 | res_load | q_mvar | float64

## parameters
| version | format_version | converged | OPF_converged | name | f_hz | sn_mva
0 | 2.14.6 | 2.14.0 | TRUE | FALSE |  | 50 | 1