## bus
| name | vn_kv | type | zone | in_service
0 | bus_LV_2308-4_0_6_node_0 | 0.4 | n |  | TRUE
1 | bus_LV_2308-4_0_6_node_1 | 0.4 | n |  | TRUE
2 | bus_LV_2308-4_0_6_node_2 | 0.4 | n |  | TRUE
3 | bus_LV_2308-4_0_6_node_4 | 0.4 | n |  | TRUE
4 | bus_LV_2308-4_0_6_node_116 | 0.4 | n |  | TRUE
5 | bus_LV_2308-4_0_6_node_79 | 0.4 | n |  | TRUE
6 | bus_LV_2308-4_0_6_node_61 | 0.4 | n |  | TRUE
7 | bus_LV_2308-4_0_6_node_126 | 0.4 | n |  | TRUE
8 | bus_LV_2308-4_0_6_node_3 | 0.4 | n |  | TRUE
9 | bus_LV_2308-4_0_6_node_5 | 0.4 | n |  | TRUE
10 | bus_LV_2308-4_0_6_node_6 | 0.4 | n |  | TRUE
11 | bus_LV_2308-4_0_6_node_8 | 0.4 | n |  | TRUE
12 | bus_LV_2308-4_0_6_node_7 | 0.4 | n |  | TRUE
13 | bus_LV_2308-4_0_6_node_9 | 0.4 | n |  | TRUE
14 | bus_LV_2308-4_0_6_node_10 | 0.4 | n |  | TRUE
15 | bus_LV_2308-4_0_6_node_11 | 0.4 | n |  | TRUE
16 | bus_LV_2308-4_0_6_node_12 | 0.4 | n |  | TRUE
17 | bus_LV_2308-4_0_6_node_13 | 0.4 | n |  | TRUE
18 | bus_LV_2308-4_0_6_node_14 | 0.4 | n |  | TRUE
19 | bus_LV_2308-4_0_6_node_31 | 0.4 | n |  | TRUE
20 | bus_LV_2308-4_0_6_node_28 | 0.4 | n |  | TRUE
21 | bus_LV_2308-4_0_6_node_17 | 0.4 | n |  | TRUE
22 | bus_LV_2308-4_0_6_node_18 | 0.4 | n |  | TRUE
23 | bus_LV_2308-4_0_6_node_15 | 0.4 | n |  | TRUE
24 | bus_LV_2308-4_0_6_node_87 | 0.4 | n |  | TRUE
25 | bus_LV_2308-4_0_6_node_33 | 0.4 | n |  | TRUE
26 | bus_LV_2308-4_0_6_node_29 | 0.4 | n |  | TRUE
27 | bus_LV_2308-4_0_6_node_69 | 0.4 | n |  | TRUE
28 | bus_LV_2308-4_0_6_node_93 | 0.4 | n |  | TRUE
29 | bus_LV_2308-4_0_6_node_16 | 0.4 | n |  | TRUE
30 | bus_LV_2308-4_0_6_node_42 | 0.4 | n |  | TRUE
31 | bus_LV_2308-4_0_6_node_19 | 0.4 | n |  | TRUE
32 | bus_LV_2308-4_0_6_node_90 | 0.4 | n |  | TRUE
33 | bus_LV_2308-4_0_6_node_91 | 0.4 | n |  | TRUE
34 | bus_LV_2308-4_0_6_node_92 | 0.4 | n |  | TRUE
35 | bus_LV_2308-4_0_6_node_66 | 0.4 | n |  | TRUE
36 | bus_LV_2308-4_0_6_node_94 | 0.4 | n |  | TRUE
37 | bus_LV_2308-4_0_6_node_20 | 0.4 | n |  | TRUE
38 | bus_LV_2308-4_0_6_node_21 | 0.4 | n |  | TRUE
39 | bus_LV_2308-4_0_6_node_22 | 0.4 | n |  | TRUE
40 | bus_LV_2308-4_0_6_node_23 | 0.4 | n |  | TRUE
41 | bus_LV_2308-4_0_6_node_24 | 0.4 | n |  | TRUE
42 | bus_LV_2308-4_0_6_node_25 | 0.4 | n |  | TRUE
43 | bus_LV_2308-4_0_6_node_27 | 0.4 | n |  | TRUE
44 | bus_LV_2308-4_0_6_node_68 | 0.4 | n |  | TRUE
45 | bus_LV_2308-4_0_6_node_50 | 0.4 | n |  | TRUE
46 | bus_LV_2308-4_0_6_node_51 | 0.4 | n |  | TRUE
47 | bus_LV_2308-4_0_6_node_65 | 0.4 | n |  | TRUE
48 | bus_LV_2308-4_0_6_node_82 | 0.4 | n |  | TRUE
49 | bus_LV_2308-4_0_6_node_80 | 0.4 | n |  | TRUE
50 | bus_LV_2308-4_0_6_node_101 | 0.4 | n |  | TRUE
51 | bus_LV_2308-4_0_6_node_30 | 0.4 | n |  | TRUE
52 | bus_LV_2308-4_0_6_node_32 | 0.4 | n |  | TRUE
53 | bus_LV_2308-4_0_6_node_107 | 0.4 | n |  | TRUE
54 | bus_LV_2308-4_0_6_node_105 | 0.4 | n |  | TRUE
55 | bus_LV_2308-4_0_6_node_46 | 0.4 | n |  | TRUE
56 | bus_LV_2308-4_0_6_node_47 | 0.4 | n |  | TRUE
57 | bus_LV_2308-4_0_6_node_34 | 0.4 | n |  | TRUE
58 | bus_LV_2308-4_0_6_node_35 | 0.4 | n |  | TRUE
59 | bus_LV_2308-4_0_6_node_36 | 0.4 | n |  | TRUE
60 | bus_LV_2308-4_0_6_node_37 | 0.4 | n |  | TRUE
61 | bus_LV_2308-4_0_6_node_38 | 0.4 | n |  | TRUE
62 | bus_LV_2308-4_0_6_node_39 | 0.4 | n |  | TRUE
63 | bus_LV_2308-4_0_6_node_40 | 0.4 | n |  | TRUE
64 | bus_LV_2308-4_0_6_node_43 | 0.4 | n |  | TRUE
65 | bus_LV_2308-4_0_6_node_44 | 0.4 | n |  | TRUE
66 | bus_LV_2308-4_0_6_node_45 | 0.4 | n |  | TRUE
67 | bus_LV_2308-4_0_6_node_41 | 0.4 | n |  | TRUE
68 | bus_LV_2308-4_0_6_node_122 | 0.4 | n |  | TRUE
69 | bus_LV_2308-4_0_6_node_84 | 0.4 | n |  | TRUE
70 | bus_LV_2308-4_0_6_node_106 | 0.4 | n |  | TRUE
71 | bus_LV_2308-4_0_6_node_86 | 0.4 | n |  | TRUE
72 | bus_LV_2308-4_0_6_node_114 | 0.4 | n |  | TRUE
73 | bus_LV_2308-4_0_6_node_120 | 0.4 | n |  | TRUE
74 | bus_LV_2308-4_0_6_node_85 | 0.4 | n |  | TRUE
75 | bus_LV_2308-4_0_6_node_89 | 0.4 | n |  | TRUE
76 | bus_LV_2308-4_0_6_node_48 | 0.4 | n |  | TRUE
77 | bus_LV_2308-4_0_6_node_49 | 0.4 | n |  | TRUE
78 | bus_LV_2308-4_0_6_node_88 | 0.4 | n |  | TRUE
79 | bus_LV_2308-4_0_6_node_83 | 0.4 | n |  | TRUE
80 | bus_LV_2308-4_0_6_node_81 | 0.4 | n |  | TRUE
81 | bus_LV_2308-4_0_6_node_100 | 0.4 | n |  | TRUE
82 | bus_LV_2308-4_0_6_node_52 | 0.4 | n |  | TRUE
83 | bus_LV_2308-4_0_6_node_53 | 0.4 | n |  | TRUE
84 | bus_LV_2308-4_0_6_node_54 | 0.4 | n |  | TRUE
85 | bus_LV_2308-4_0_6_node_55 | 0.4 | n |  | TRUE
86 | bus_LV_2308-4_0_6_node_97 | 0.4 | n |  | TRUE
87 | bus_LV_2308-4_0_6_node_108 | 0.4 | n |  | TRUE
88 | bus_LV_2308-4_0_6_node_109 | 0.4 | n |  | TRUE
89 | bus_LV_2308-4_0_6_node_99 | 0.4 | n |  | TRUE
90 | bus_LV_2308-4_0_6_node_115 | 0.4 | n |  | TRUE
91 | bus_LV_2308-4_0_6_node_56 | 0.4 | n |  | TRUE
92 | bus_LV_2308-4_0_6_node_57 | 0.4 | n |  | TRUE
93 | bus_LV_2308-4_0_6_node_58 | 0.4 | n |  | TRUE
94 | bus_LV_2308-4_0_6_node_59 | 0.4 | n |  | TRUE
95 | bus_LV_2308-4_0_6_node_60 | 0.4 | n |  | TRUE
96 | bus_LV_2308-4_0_6_node_73 | 0.4 | n |  | TRUE
97 | bus_LV_2308-4_0_6_node_71 | 0.4 | n |  | TRUE
98 | bus_LV_2308-4_0_6_node_72 | 0.4 | n |  | TRUE
99 | bus_LV_2308-4_0_6_node_74 | 0.4 | n |  | TRUE
100 | bus_LV_2308-4_0_6_node_75 | 0.4 | n |  | TRUE
101 | bus_LV_2308-4_0_6_node_76 | 0.4 | n |  | TRUE
102 | bus_LV_2308-4_0_6_node_77 | 0.4 | n |  | TRUE
103 | bus_LV_2308-4_0_6_node_78 | 0.4 | n |  | TRUE
104 | bus_LV_2308-4_0_6_node_96 | 0.4 | n |  | TRUE
105 | bus_LV_2308-4_0_6_node_98 | 0.4 | n |  | TRUE
106 | bus_LV_2308-4_0_6_node_113 | 0.4 | n |  | TRUE
107 | bus_LV_2308-4_0_6_node_111 | 0.4 | n |  | TRUE
108 | bus_LV_2308-4_0_6_node_110 | 0.4 | n |  | TRUE
109 | bus_LV_2308-4_0_6_node_125 | 0.4 | n |  | TRUE
110 | bus_LV_2308-4_0_6_node_62 | 0.4 | n |  | TRUE
111 | bus_LV_2308-4_0_6_node_63 | 0.4 | n |  | TRUE
112 | bus_LV_2308-4_0_6_node_64 | 0.4 | n |  | TRUE
113 | bus_LV_2308-4_0_6_node_67 | 0.4 | n |  | TRUE
114 | bus_LV_2308-4_0_6_node_70 | 0.4 | n |  | TRUE
115 | bus_LV_2308-4_0_6_node_117 | 0.4 | n |  | TRUE
116 | bus_LV_2308-4_0_6_node_103 | 0.4 | n |  | TRUE
117 | bus_LV_2308-4_0_6_node_104 | 0.4 | n |  | TRUE
118 | bus_LV_2308-4_0_6_node_95 | 0.4 | n |  | TRUE
119 | bus_LV_2308-4_0_6_node_118 | 0.4 | n |  | TRUE
120 | bus_LV_2308-4_0_6_node_127 | 0.4 | n |  | TRUE
121 | bus_LV_2308-4_0_6_node_102 | 0.4 | n |  | TRUE
122 | bus_LV_2308-4_0_6_node_112 | 0.4 | n |  | TRUE
123 | bus_LV_2308-4_0_6_node_119 | 0.4 | n |  | TRUE
124 | bus_LV_2308-4_0_6_node_121 | 0.4 | n |  | TRUE
125 | bus_LV_2308-4_0_6_node_123 | 0.4 | n |  | TRUE
126 | bus_LV_2308-4_0_6_node_124 | 0.4 | n |  | TRUE
127 | bus_MV_120_0_node_10 | 20 | n |  | TRUE

## load
| name | bus | p_mw | q_mvar | const_z_percent | const_i_percent | sn_mva | scaling | in_service | type
0 | LV_2308-4_0_6_load_0 | 0 | 0.0010442 | 0.0002617 | 0 | 0 |  | 1 | TRUE | wye
1 | LV_2308-4_0_6_load_1 | 1 | 0.00024737 | 6.1996e-05 | 0 | 0 |  | 1 | TRUE | wye
2 | LV_2308-4_0_6_load_4 | 3 | 0.00068424 | 0.00017149 | 0 | 0 |  | 1 | TRUE | wye
3 | LV_2308-4_0_6_load_116 | 4 | 0.00024165 | 6.0563e-05 | 0 | 0 |  | 1 | TRUE | wye
4 | LV_2308-4_0_6_load_79 | 5 | 0.00023047 | 5.7762e-05 | 0 | 0 |  | 1 | TRUE | wye
5 | LV_2308-4_0_6_load_61 | 6 | 0.0027827 | 0.00069742 | 0 | 0 |  | 1 | TRUE | wye
6 | LV_2308-4_0_6_load_126 | 7 | 0.0022463 | 0.00056297 | 0 | 0 |  | 1 | TRUE | wye
7 | LV_2308-4_0_6_load_3 | 8 | 0.00095946 | 0.00024046 | 0 | 0 |  | 1 | TRUE | wye
8 | LV_2308-4_0_6_load_5 | 9 | 0.0061878 | 0.0015508 | 0 | 0 |  | 1 | TRUE | wye
9 | LV_2308-4_0_6_load_6 | 10 | 0.0046364 | 0.001162 | 0 | 0 |  | 1 | TRUE | wye
10 | LV_2308-4_0_6_load_10 | 14 | 0.010513 | 0.0026348 | 0 | 0 |  | 1 | TRUE | wye
11 | LV_2308-4_0_6_load_13 | 17 | 0.0062724 | 0.001572 | 0 | 0 |  | 1 | TRUE | wye
12 | LV_2308-4_0_6_load_14 | 18 | 0.0042112 | 0.0010554 | 0 | 0 |  | 1 | TRUE | wye
13 | LV_2308-4_0_6_load_31 | 19 | 0.0017874 | 0.00044796 | 0 | 0 |  | 1 | TRUE | wye
14 | LV_2308-4_0_6_load_28 | 20 | 0.0026354 | 0.0006605 | 0 | 0 |  | 1 | TRUE | wye
15 | LV_2308-4_0_6_load_18 | 22 | 0.010633 | 0.0026649 | 0 | 0 |  | 1 | TRUE | wye
16 | LV_2308-4_0_6_load_87 | 24 | 0.0035022 | 0.00087774 | 0 | 0 |  | 1 | TRUE | wye
17 | LV_2308-4_0_6_load_33 | 25 | 0.0030658 | 0.00076835 | 0 | 0 |  | 1 | TRUE | wye
18 | LV_2308-4_0_6_load_29 | 26 | 0.0017808 | 0.00044632 | 0 | 0 |  | 1 | TRUE | wye
19 | LV_2308-4_0_6_load_69 | 27 | 0.005018 | 0.0012576 | 0 | 0 |  | 1 | TRUE | wye
20 | LV_2308-4_0_6_load_16 | 29 | 0.0032645 | 0.00081817 | 0 | 0 |  | 1 | TRUE | wye
21 | LV_2308-4_0_6_load_19 | 31 | 0.0039652 | 0.00099378 | 0 | 0 |  | 1 | TRUE | wye
22 | LV_2308-4_0_6_load_91 | 33 | 0.0058525 | 0.0014668 | 0 | 0 |  | 1 | TRUE | wye
23 | LV_2308-4_0_6_load_92 | 34 | 0.011486 | 0.0028787 | 0 | 0 |  | 1 | TRUE | wye
24 | LV_2308-4_0_6_load_66 | 35 | 0.0022377 | 0.00056083 | 0 | 0 |  | 1 | TRUE | wye
25 | LV_2308-4_0_6_load_94 | 36 | 0.012198 | 0.0030571 | 0 | 0 |  | 1 | TRUE | wye
26 | LV_2308-4_0_6_load_20 | 37 | 0.0038973 | 0.00097675 | 0 | 0 |  | 1 | TRUE | wye
27 | LV_2308-4_0_6_load_21 | 38 | 0.0041764 | 0.0010467 | 0 | 0 |  | 1 | TRUE | wye
28 | LV_2308-4_0_6_load_22 | 39 | 0.0053277 | 0.0013352 | 0 | 0 |  | 1 | TRUE | wye
29 | LV_2308-4_0_6_load_23 | 40 | 0.0018981 | 0.00047572 | 0 | 0 |  | 1 | TRUE | wye
30 | LV_2308-4_0_6_load_24 | 41 | 0.0021661 | 0.00054287 | 0 | 0 |  | 1 | TRUE | wye
31 | LV_2308-4_0_6_load_25 | 42 | 0.0024701 | 0.00061906 | 0 | 0 |  | 1 | TRUE | wye
32 | LV_2308-4_0_6_load_68 | 44 | 0.0020487 | 0.00051346 | 0 | 0 |  | 1 | TRUE | wye
33 | LV_2308-4_0_6_load_51 | 46 | 0.002867 | 0.00071854 | 0 | 0 |  | 1 | TRUE | wye
34 | LV_2308-4_0_6_load_65 | 47 | 0.0022419 | 0.00056188 | 0 | 0 |  | 1 | TRUE | wye
35 | LV_2308-4_0_6_load_82 | 48 | 0.0020116 | 0.00050415 | 0 | 0 |  | 1 | TRUE | wye
36 | LV_2308-4_0_6_load_80 | 49 | 0.0033369 | 0.0008363 | 0 | 0 |  | 1 | TRUE | wye
37 | LV_2308-4_0_6_load_101 | 50 | 0.0028844 | 0.00072289 | 0 | 0 |  | 1 | TRUE | wye
38 | LV_2308-4_0_6_load_30 | 51 | 0.0024806 | 0.00062171 | 0 | 0 |  | 1 | TRUE | wye
39 | LV_2308-4_0_6_load_32 | 52 | 0.0020434 | 0.00051212 | 0 | 0 |  | 1 | TRUE | wye
40 | LV_2308-4_0_6_load_107 | 53 | 0.0045598 | 0.0011428 | 0 | 0 |  | 1 | TRUE | wye
41 | LV_2308-4_0_6_load_105 | 54 | 0.0021312 | 0.00053414 | 0 | 0 |  | 1 | TRUE | wye
42 | LV_2308-4_0_6_load_46 | 55 | 0.0027981 | 0.00070126 | 0 | 0 |  | 1 | TRUE | wye
43 | LV_2308-4_0_6_load_47 | 56 | 0.0051971 | 0.0013025 | 0 | 0 |  | 1 | TRUE | wye
44 | LV_2308-4_0_6_load_34 | 57 | 0.0059984 | 0.0015033 | 0 | 0 |  | 1 | TRUE | wye
45 | LV_2308-4_0_6_load_37 | 60 | 0.0043015 | 0.0010781 | 0 | 0 |  | 1 | TRUE | wye
46 | LV_2308-4_0_6_load_39 | 62 | 0.0031309 | 0.00078467 | 0 | 0 |  | 1 | TRUE | wye
47 | LV_2308-4_0_6_load_40 | 63 | 0.0028929 | 0.00072502 | 0 | 0 |  | 1 | TRUE | wye
48 | LV_2308-4_0_6_load_43 | 64 | 0.0033332 | 0.00083537 | 0 | 0 |  | 1 | TRUE | wye
49 | LV_2308-4_0_6_load_44 | 65 | 0.0073463 | 0.0018412 | 0 | 0 |  | 1 | TRUE | wye
50 | LV_2308-4_0_6_load_45 | 66 | 0.0021984 | 0.00055096 | 0 | 0 |  | 1 | TRUE | wye
51 | LV_2308-4_0_6_load_41 | 67 | 0.0031186 | 0.0007816 | 0 | 0 |  | 1 | TRUE | wye
52 | LV_2308-4_0_6_load_84 | 69 | 0.0023516 | 0.00058938 | 0 | 0 |  | 1 | TRUE | wye
53 | LV_2308-4_0_6_load_106 | 70 | 0.0019604 | 0.00049132 | 0 | 0 |  | 1 | TRUE | wye
54 | LV_2308-4_0_6_load_86 | 71 | 0.0020511 | 0.00051404 | 0 | 0 |  | 1 | TRUE | wye
55 | LV_2308-4_0_6_load_114 | 72 | 0.0056759 | 0.0014225 | 0 | 0 |  | 1 | TRUE | wye
56 | LV_2308-4_0_6_load_120 | 73 | 0.0055513 | 0.0013913 | 0 | 0 |  | 1 | TRUE | wye
57 | LV_2308-4_0_6_load_85 | 74 | 0.0026907 | 0.00067435 | 0 | 0 |  | 1 | TRUE | wye
58 | LV_2308-4_0_6_load_89 | 75 | 0.0018718 | 0.00046911 | 0 | 0 |  | 1 | TRUE | wye
59 | LV_2308-4_0_6_load_48 | 76 | 0.0092936 | 0.0023292 | 0 | 0 |  | 1 | TRUE | wye
60 | LV_2308-4_0_6_load_49 | 77 | 0.012092 | 0.0030305 | 0 | 0 |  | 1 | TRUE | wye
61 | LV_2308-4_0_6_load_88 | 78 | 0.0056028 | 0.0014042 | 0 | 0 |  | 1 | TRUE | wye
62 | LV_2308-4_0_6_load_83 | 79 | 0.013284 | 0.0033293 | 0 | 0 |  | 1 | TRUE | wye
63 | LV_2308-4_0_6_load_81 | 80 | 0.0022739 | 0.00056989 | 0 | 0 |  | 1 | TRUE | wye
64 | LV_2308-4_0_6_load_100 | 81 | 0.0023662 | 0.00059302 | 0 | 0 |  | 1 | TRUE | wye
65 | LV_2308-4_0_6_load_52 | 82 | 0.0088696 | 0.0022229 | 0 | 0 |  | 1 | TRUE | wye
66 | LV_2308-4_0_6_load_53 | 83 | 0.018685 | 0.0046828 | 0 | 0 |  | 1 | TRUE | wye
67 | LV_2308-4_0_6_load_108 | 87 | 0.0030588 | 0.00076661 | 0 | 0 |  | 1 | TRUE | wye
68 | LV_2308-4_0_6_load_109 | 88 | 0.0030171 | 0.00075616 | 0 | 0 |  | 1 | TRUE | wye
69 | LV_2308-4_0_6_load_99 | 89 | 0.0027058 | 0.00067814 | 0 | 0 |  | 1 | TRUE | wye
70 | LV_2308-4_0_6_load_115 | 90 | 0.0026771 | 0.00067095 | 0 | 0 |  | 1 | TRUE | wye
71 | LV_2308-4_0_6_load_57 | 92 | 0.0042994 | 0.0010775 | 0 | 0 |  | 1 | TRUE | wye
72 | LV_2308-4_0_6_load_59 | 94 | 0.0034989 | 0.0008769 | 0 | 0 |  | 1 | TRUE | wye
73 | LV_2308-4_0_6_load_60 | 95 | 0.00099895 | 0.00025036 | 0 | 0 |  | 1 | TRUE | wye
74 | LV_2308-4_0_6_load_73 | 96 | 0.0016024 | 0.0004016 | 0 | 0 |  | 1 | TRUE | wye
75 | LV_2308-4_0_6_load_71 | 97 | 0.0056328 | 0.0014117 | 0 | 0 |  | 1 | TRUE | wye
76 | LV_2308-4_0_6_load_72 | 98 | 0.00018526 | 4.643e-05 | 0 | 0 |  | 1 | TRUE | wye
77 | LV_2308-4_0_6_load_74 | 99 | 0.00020703 | 5.1886e-05 | 0 | 0 |  | 1 | TRUE | wye
78 | LV_2308-4_0_6_load_75 | 100 | 0.00095649 | 0.00023972 | 0 | 0 |  | 1 | TRUE | wye
79 | LV_2308-4_0_6_load_76 | 101 | 0.0021547 | 0.00054001 | 0 | 0 |  | 1 | TRUE | wye
80 | LV_2308-4_0_6_load_77 | 102 | 0.00014501 | 3.6344e-05 | 0 | 0 |  | 1 | TRUE | wye
81 | LV_2308-4_0_6_load_96 | 104 | 0.0036154 | 0.00090611 | 0 | 0 |  | 1 | TRUE | wye
82 | LV_2308-4_0_6_load_98 | 105 | 0.0056828 | 0.0014242 | 0 | 0 |  | 1 | TRUE | wye
83 | LV_2308-4_0_6_load_113 | 106 | 0.0091309 | 0.0022884 | 0 | 0 |  | 1 | TRUE | wye
84 | LV_2308-4_0_6_load_111 | 107 | 0.0057641 | 0.0014446 | 0 | 0 |  | 1 | TRUE | wye
85 | LV_2308-4_0_6_load_110 | 108 | 0.0057641 | 0.0014446 | 0 | 0 |  | 1 | TRUE | wye
86 | LV_2308-4_0_6_load_125 | 109 | 0.0012892 | 0.00032312 | 0 | 0 |  | 1 | TRUE | wye
87 | LV_2308-4_0_6_load_62 | 110 | 0.016994 | 0.0042592 | 0 | 0 |  | 1 | TRUE | wye
88 | LV_2308-4_0_6_load_63 | 111 | 0.0024904 | 0.00062416 | 0 | 0 |  | 1 | TRUE | wye
89 | LV_2308-4_0_6_load_67 | 113 | 0.0015998 | 0.00040095 | 0 | 0 |  | 1 | TRUE | wye
90 | LV_2308-4_0_6_load_70 | 114 | 0.012919 | 0.0032378 | 0 | 0 |  | 1 | TRUE | wye
91 | LV_2308-4_0_6_load_117 | 115 | 0.0013174 | 0.00033018 | 0 | 0 |  | 1 | TRUE | wye
92 | LV_2308-4_0_6_load_103 | 116 | 0.0021898 | 0.00054883 | 0 | 0 |  | 1 | TRUE | wye
93 | LV_2308-4_0_6_load_104 | 117 | 0.0019601 | 0.00049125 | 0 | 0 |  | 1 | TRUE | wye
94 | LV_2308-4_0_6_load_127 | 120 | 0.0034722 | 0.00087022 | 0 | 0 |  | 1 | TRUE | wye
95 | LV_2308-4_0_6_load_102 | 121 | 0.0011481 | 0.00028775 | 0 | 0 |  | 1 | TRUE | wye
96 | LV_2308-4_0_6_load_112 | 122 | 0.00372 | 0.00093232 | 0 | 0 |  | 1 | TRUE | wye
97 | LV_2308-4_0_6_load_119 | 123 | 0.0033497 | 0.00083952 | 0 | 0 |  | 1 | TRUE | wye
98 | LV_2308-4_0_6_load_121 | 124 | 0.0029939 | 0.00075035 | 0 | 0 |  | 1 | TRUE | wye
99 | LV_2308-4_0_6_load_123 | 125 | 0.0028052 | 0.00070304 | 0 | 0 |  | 1 | TRUE | wye
100 | LV_2308-4_0_6_load_124 | 126 | 0.0025037 | 0.00062748 | 0 | 0 |  | 1 | TRUE | wye

## ext_grid
| name | bus | vm_pu | va_degree | slack_weight | in_service
0 |  | 63 | 1 | 0 | 1 | TRUE

## line
| name | std_type | from_bus | to_bus | length_km | r_ohm_per_km | x_ohm_per_km | c_nf_per_km | g_us_per_km | max_i_ka | df | parallel | type | in_service
0 | LV_2308-4_0_6_line_0 |  | 0 | 1 | 0.020554 | 0.125 | 0.08 | 261 | 0 | 0.364 | 1 | 1 | cs | TRUE
1 | LV_2308-4_0_6_line_1 |  | 0 | 2 | 0.018468 | 0.125 | 0.08 | 261 | 0 | 0.364 | 1 | 1 | cs | TRUE
2 | LV_2308-4_0_6_line_2 |  | 2 | 3 | 0.22031 | 0.125 | 0.08 | 261 | 0 | 0.364 | 1 | 1 | cs | TRUE
3 | LV_2308-4_0_6_line_3 |  | 3 | 4 | 0.9235 | 0.125 | 0.08 | 261 | 0 | 0.364 | 1 | 1 | cs | TRUE
4 | LV_2308-4_0_6_line_4 |  | 3 | 8 | 0.15485 | 0.125 | 0.08 | 261 | 0 | 0.364 | 1 | 1 | cs | TRUE
5 | LV_2308-4_0_6_line_5 |  | 4 | 5 | 0.018915 | 0.125 | 0.08 | 261 | 0 | 0.364 | 1 | 1 | cs | TRUE
6 | LV_2308-4_0_6_line_6 |  | 5 | 103 | 0.012886 | 0.125 | 0.08 | 261 | 0 | 0.364 | 1 | 1 | cs | TRUE
7 | LV_2308-4_0_6_line_7 |  | 6 | 7 | 0.024859 | 0.125 | 0.08 | 261 | 0 | 0.364 | 1 | 1 | cs | TRUE
8 | LV_2308-4_0_6_line_8 |  | 7 | 109 | 0.0031508 | 0.125 | 0.08 | 261 | 0 | 0.364 | 1 | 1 | cs | TRUE
9 | LV_2308-4_0_6_line_9 |  | 9 | 10 | 0.013733 | 0.125 | 0.08 | 261 | 0 | 0.364 | 1 | 1 | cs | TRUE
10 | LV_2308-4_0_6_line_10 |  | 10 | 11 | 0.044885 | 0.125 | 0.08 | 261 | 0 | 0.364 | 1 | 1 | cs | TRUE
11 | LV_2308-4_0_6_line_11 |  | 11 | 15 | 0.057296 | 0.125 | 0.08 | 261 | 0 | 0.364 | 1 | 1 | cs | TRUE
12 | LV_2308-4_0_6_line_12 |  | 12 | 13 | 0.00902 | 0.125 | 0.08 | 261 | 0 | 0.364 | 1 | 5 | cs | TRUE
13 | LV_2308-4_0_6_line_13 |  | 12 | 14 | 0.026182 | 0.125 | 0.08 | 261 | 0 | 0.364 | 1 | 5 | cs | TRUE
14 | LV_2308-4_0_6_line_14 |  | 13 | 16 | 0.022312 | 0.125 | 0.08 | 261 | 0 | 0.364 | 1 | 5 | cs | TRUE
15 | LV_2308-4_0_6_line_15 |  | 13 | 17 | 0.015162 | 0.125 | 0.08 | 261 | 0 | 0.364 | 1 | 1 | cs | TRUE
16 | LV_2308-4_0_6_line_16 |  | 14 | 18 | 0.015387 | 0.125 | 0.08 | 261 | 0 | 0.364 | 1 | 5 | cs | TRUE
17 | LV_2308-4_0_6_line_17 |  | 15 | 19 | 0.021073 | 0.125 | 0.08 | 261 | 0 | 0.364 | 1 | 1 | cs | TRUE
18 | LV_2308-4_0_6_line_18 |  | 15 | 20 | 0.059337 | 0.125 | 0.08 | 261 | 0 | 0.364 | 1 | 1 | cs | TRUE
19 | LV_2308-4_0_6_line_19 |  | 16 | 21 | 0.010553 | 0.125 | 0.08 | 261 | 0 | 0.364 | 1 | 5 | cs | TRUE
20 | LV_2308-4_0_6_line_20 |  | 16 | 22 | 0.01431 | 0.125 | 0.08 | 261 | 0 | 0.364 | 1 | 5 | cs | TRUE
21 | LV_2308-4_0_6_line_21 |  | 17 | 23 | 0.020194 | 0.125 | 0.08 | 261 | 0 | 0.364 | 1 | 1 | cs | TRUE
22 | LV_2308-4_0_6_line_22 |  | 18 | 24 | 0.02798 | 0.125 | 0.08 | 261 | 0 | 0.364 | 1 | 5 | cs | TRUE
23 | LV_2308-4_0_6_line_23 |  | 19 | 25 | 0.0015474 | 0.125 | 0.08 | 261 | 0 | 0.364 | 1 | 1 | cs | TRUE
24 | LV_2308-4_0_6_line_24 |  | 20 | 26 | 0.015358 | 0.125 | 0.08 | 261 | 0 | 0.364 | 1 | 1 | cs | TRUE
25 | LV_2308-4_0_6_line_25 |  | 21 | 27 | 0.0073412 | 0.125 | 0.08 | 261 | 0 | 0.364 | 1 | 5 | cs | TRUE
26 | LV_2308-4_0_6_line_26 |  | 22 | 28 | 0.016613 | 0.125 | 0.08 | 261 | 0 | 0.364 | 1 | 5 | cs | TRUE
27 | LV_2308-4_0_6_line_27 |  | 23 | 29 | 0.035336 | 0.125 | 0.08 | 261 | 0 | 0.364 | 1 | 1 | cs | TRUE
28 | LV_2308-4_0_6_line_28 |  | 24 | 30 | 0.042704 | 0.125 | 0.08 | 261 | 0 | 0.364 | 1 | 5 | cs | TRUE
29 | LV_2308-4_0_6_line_29 |  | 26 | 51 | 0.0097787 | 0.125 | 0.08 | 261 | 0 | 0.364 | 1 | 1 | cs | TRUE
30 | LV_2308-4_0_6_line_30 |  | 27 | 35 | 0.02716 | 0.125 | 0.08 | 261 | 0 | 0.364 | 1 | 5 | cs | TRUE
31 | LV_2308-4_0_6_line_31 |  | 28 | 36 | 0.003379 | 0.125 | 0.08 | 261 | 0 | 0.364 | 1 | 1 | cs | TRUE
32 | LV_2308-4_0_6_line_32 |  | 28 | 34 | 0.012846 | 0.125 | 0.08 | 261 | 0 | 0.364 | 1 | 5 | cs | TRUE
33 | LV_2308-4_0_6_line_33 |  | 29 | 31 | 0.031186 | 0.125 | 0.08 | 261 | 0 | 0.364 | 1 | 1 | cs | TRUE
34 | LV_2308-4_0_6_line_34 |  | 30 | 69 | 0.029346 | 0.125 | 0.08 | 261 | 0 | 0.364 | 1 | 5 | cs | TRUE
35 | LV_2308-4_0_6_line_35 |  | 32 | 33 | 0.014824 | 0.125 | 0.08 | 261 | 0 | 0.364 | 1 | 2 | cs | TRUE
36 | LV_2308-4_0_6_line_36 |  | 32 | 34 | 0.016815 | 0.125 | 0.08 | 261 | 0 | 0.364 | 1 | 5 | cs | TRUE
37 | LV_2308-4_0_6_line_37 |  | 33 | 118 | 0.058622 | 0.125 | 0.08 | 261 | 0 | 0.364 | 1 | 1 | cs | TRUE
38 | LV_2308-4_0_6_line_38 |  | 35 | 112 | 0.014893 | 0.125 | 0.08 | 261 | 0 | 0.364 | 1 | 5 | cs | TRUE
39 | LV_2308-4_0_6_line_39 |  | 37 | 38 | 0.0010711 | 0.125 | 0.08 | 261 | 0 | 0.364 | 1 | 5 | cs | TRUE
40 | LV_2308-4_0_6_line_40 |  | 37 | 39 | 0.025259 | 0.125 | 0.08 | 261 | 0 | 0.364 | 1 | 5 | cs | TRUE
41 | LV_2308-4_0_6_line_41 |  | 38 | 40 | 0.027231 | 0.125 | 0.08 | 261 | 0 | 0.364 | 1 | 5 | cs | TRUE
42 | LV_2308-4_0_6_line_42 |  | 39 | 41 | 0.016642 | 0.125 | 0.08 | 261 | 0 | 0.364 | 1 | 5 | cs | TRUE
43 | LV_2308-4_0_6_line_43 |  | 40 | 42 | 0.0093388 | 0.125 | 0.08 | 261 | 0 | 0.364 | 1 | 5 | cs | TRUE
44 | LV_2308-4_0_6_line_44 |  | 41 | 43 | 0.01638 | 0.125 | 0.08 | 261 | 0 | 0.364 | 1 | 5 | cs | TRUE
45 | LV_2308-4_0_6_line_45 |  | 42 | 44 | 0.0014226 | 0.125 | 0.08 | 261 | 0 | 0.364 | 1 | 5 | cs | TRUE
46 | LV_2308-4_0_6_line_46 |  | 43 | 45 | 0.031409 | 0.125 | 0.08 | 261 | 0 | 0.364 | 1 | 5 | cs | TRUE
47 | LV_2308-4_0_6_line_47 |  | 43 | 46 | 0.011517 | 0.125 | 0.08 | 261 | 0 | 0.364 | 1 | 1 | cs | TRUE
48 | LV_2308-4_0_6_line_48 |  | 44 | 47 | 0.0097572 | 0.125 | 0.08 | 261 | 0 | 0.364 | 1 | 5 | cs | TRUE
49 | LV_2308-4_0_6_line_49 |  | 45 | 48 | 0.0041241 | 0.125 | 0.08 | 261 | 0 | 0.364 | 1 | 5 | cs | TRUE
50 | LV_2308-4_0_6_line_50 |  | 45 | 49 | 0.012987 | 0.125 | 0.08 | 261 | 0 | 0.364 | 1 | 1 | cs | TRUE
51 | LV_2308-4_0_6_line_51 |  | 46 | 50 | 0.024706 | 0.125 | 0.08 | 261 | 0 | 0.364 | 1 | 1 | cs | TRUE
52 | LV_2308-4_0_6_line_52 |  | 47 | 111 | 0.026384 | 0.125 | 0.08 | 261 | 0 | 0.364 | 1 | 5 | cs | TRUE
53 | LV_2308-4_0_6_line_53 |  | 48 | 79 | 0.022108 | 0.125 | 0.08 | 261 | 0 | 0.364 | 1 | 5 | cs | TRUE
54 | LV_2308-4_0_6_line_54 |  | 49 | 80 | 0.020384 | 0.125 | 0.08 | 261 | 0 | 0.364 | 1 | 1 | cs | TRUE
55 | LV_2308-4_0_6_line_55 |  | 50 | 81 | 0.036408 | 0.125 | 0.08 | 261 | 0 | 0.364 | 1 | 1 | cs | TRUE
56 | LV_2308-4_0_6_line_56 |  | 51 | 52 | 0.010002 | 0.125 | 0.08 | 261 | 0 | 0.364 | 1 | 1 | cs | TRUE
57 | LV_2308-4_0_6_line_57 |  | 52 | 53 | 0.011262 | 0.125 | 0.08 | 261 | 0 | 0.364 | 1 | 1 | cs | TRUE
58 | LV_2308-4_0_6_line_58 |  | 53 | 54 | 0.0084516 | 0.125 | 0.08 | 261 | 0 | 0.364 | 1 | 1 | cs | TRUE
59 | LV_2308-4_0_6_line_59 |  | 54 | 117 | 0.020254 | 0.125 | 0.08 | 261 | 0 | 0.364 | 1 | 1 | cs | TRUE
60 | LV_2308-4_0_6_line_60 |  | 55 | 56 | 0.051623 | 0.125 | 0.08 | 261 | 0 | 0.364 | 1 | 1 | cs | TRUE
61 | LV_2308-4_0_6_line_61 |  | 56 | 76 | 0.013225 | 0.125 | 0.08 | 261 | 0 | 0.364 | 1 | 1 | cs | TRUE
62 | LV_2308-4_0_6_line_62 |  | 57 | 58 | 0.024528 | 0.125 | 0.08 | 261 | 0 | 0.364 | 1 | 1 | cs | TRUE
63 | LV_2308-4_0_6_line_63 |  | 57 | 59 | 0.012044 | 0.125 | 0.08 | 261 | 0 | 0.364 | 1 | 1 | cs | TRUE
64 | LV_2308-4_0_6_line_64 |  | 58 | 60 | 0.014837 | 0.125 | 0.08 | 261 | 0 | 0.364 | 1 | 1 | cs | TRUE
65 | LV_2308-4_0_6_line_65 |  | 58 | 61 | 0.024303 | 0.125 | 0.08 | 261 | 0 | 0.364 | 1 | 1 | cs | TRUE
66 | LV_2308-4_0_6_line_66 |  | 59 | 62 | 0.016547 | 0.125 | 0.08 | 261 | 0 | 0.364 | 1 | 1 | cs | TRUE
67 | LV_2308-4_0_6_line_67 |  | 59 | 63 | 0.014175 | 0.125 | 0.08 | 261 | 0 | 0.364 | 1 | 1 | cs | TRUE
68 | LV_2308-4_0_6_line_68 |  | 61 | 64 | 0.017577 | 0.125 | 0.08 | 261 | 0 | 0.364 | 1 | 1 | cs | TRUE
69 | LV_2308-4_0_6_line_69 |  | 62 | 65 | 0.004433 | 0.125 | 0.08 | 261 | 0 | 0.364 | 1 | 1 | cs | TRUE
70 | LV_2308-4_0_6_line_70 |  | 63 | 66 | 0.023502 | 0.125 | 0.08 | 261 | 0 | 0.364 | 1 | 5 | cs | TRUE
71 | LV_2308-4_0_6_line_71 |  | 64 | 70 | 0.022372 | 0.125 | 0.08 | 261 | 0 | 0.364 | 1 | 1 | cs | TRUE
72 | LV_2308-4_0_6_line_72 |  | 66 | 71 | 0.0021789 | 0.125 | 0.08 | 261 | 0 | 0.364 | 1 | 5 | cs | TRUE
73 | LV_2308-4_0_6_line_73 |  | 67 | 68 | 0.017676 | 0.125 | 0.08 | 261 | 0 | 0.364 | 1 | 1 | cs | TRUE
74 | LV_2308-4_0_6_line_74 |  | 68 | 72 | 0.02104 | 0.125 | 0.08 | 261 | 0 | 0.364 | 1 | 1 | cs | TRUE
75 | LV_2308-4_0_6_line_75 |  | 68 | 73 | 0.010646 | 0.125 | 0.08 | 261 | 0 | 0.364 | 1 | 1 | cs | TRUE
76 | LV_2308-4_0_6_line_76 |  | 69 | 74 | 0.0093682 | 0.125 | 0.08 | 261 | 0 | 0.364 | 1 | 5 | cs | TRUE
77 | LV_2308-4_0_6_line_77 |  | 70 | 75 | 0.018755 | 0.125 | 0.08 | 261 | 0 | 0.364 | 1 | 1 | cs | TRUE
78 | LV_2308-4_0_6_line_78 |  | 71 | 74 | 0.014144 | 0.125 | 0.08 | 261 | 0 | 0.364 | 1 | 5 | cs | TRUE
79 | LV_2308-4_0_6_line_79 |  | 72 | 106 | 0.024154 | 0.125 | 0.08 | 261 | 0 | 0.364 | 1 | 1 | cs | TRUE
80 | LV_2308-4_0_6_line_80 |  | 73 | 123 | 0.012672 | 0.125 | 0.08 | 261 | 0 | 0.364 | 1 | 1 | cs | TRUE
81 | LV_2308-4_0_6_line_81 |  | 75 | 116 | 0.021452 | 0.125 | 0.08 | 261 | 0 | 0.364 | 1 | 1 | cs | TRUE
82 | LV_2308-4_0_6_line_82 |  | 75 | 78 | 0.021828 | 0.125 | 0.08 | 261 | 0 | 0.364 | 1 | 1 | cs | TRUE
83 | LV_2308-4_0_6_line_83 |  | 76 | 77 | 0.033355 | 0.125 | 0.08 | 261 | 0 | 0.364 | 1 | 1 | cs | TRUE
84 | LV_2308-4_0_6_line_84 |  | 77 | 78 | 0.012518 | 0.125 | 0.08 | 261 | 0 | 0.364 | 1 | 1 | cs | TRUE
85 | LV_2308-4_0_6_line_85 |  | 79 | 92 | 0.015079 | 0.125 | 0.08 | 261 | 0 | 0.364 | 1 | 5 | cs | TRUE
86 | LV_2308-4_0_6_line_86 |  | 81 | 121 | 0.00068573 | 0.125 | 0.08 | 261 | 0 | 0.364 | 1 | 1 | cs | TRUE
87 | LV_2308-4_0_6_line_87 |  | 82 | 83 | 0.010604 | 0.125 | 0.08 | 261 | 0 | 0.364 | 1 | 5 | cs | TRUE
88 | LV_2308-4_0_6_line_88 |  | 82 | 84 | 0.023052 | 0.125 | 0.08 | 261 | 0 | 0.364 | 1 | 5 | cs | TRUE
89 | LV_2308-4_0_6_line_89 |  | 83 | 85 | 0.025433 | 0.125 | 0.08 | 261 | 0 | 0.364 | 1 | 5 | cs | TRUE
90 | LV_2308-4_0_6_line_90 |  | 84 | 86 | 0.064999 | 0.125 | 0.08 | 261 | 0 | 0.364 | 1 | 5 | cs | TRUE
91 | LV_2308-4_0_6_line_91 |  | 85 | 91 | 0.036942 | 0.125 | 0.08 | 261 | 0 | 0.364 | 1 | 5 | cs | TRUE
92 | LV_2308-4_0_6_line_92 |  | 85 | 92 | 0.039975 | 0.125 | 0.08 | 261 | 0 | 0.364 | 1 | 5 | cs | TRUE
93 | LV_2308-4_0_6_line_93 |  | 86 | 105 | 0.015728 | 0.125 | 0.08 | 261 | 0 | 0.364 | 1 | 1 | cs | TRUE
94 | LV_2308-4_0_6_line_94 |  | 86 | 94 | 0.026039 | 0.125 | 0.08 | 261 | 0 | 0.364 | 1 | 2 | cs | TRUE
95 | LV_2308-4_0_6_line_95 |  | 86 | 104 | 0.023335 | 0.125 | 0.08 | 261 | 0 | 0.364 | 1 | 1 | cs | TRUE
96 | LV_2308-4_0_6_line_96 |  | 87 | 88 | 0.0076691 | 0.125 | 0.08 | 261 | 0 | 0.364 | 1 | 1 | cs | TRUE
97 | LV_2308-4_0_6_line_97 |  | 87 | 89 | 0.021237 | 0.125 | 0.08 | 261 | 0 | 0.364 | 1 | 1 | cs | TRUE
98 | LV_2308-4_0_6_line_98 |  | 88 | 90 | 0.0027888 | 0.125 | 0.08 | 261 | 0 | 0.364 | 1 | 1 | cs | TRUE
99 | LV_2308-4_0_6_line_99 |  | 89 | 105 | 0.0064803 | 0.125 | 0.08 | 261 | 0 | 0.364 | 1 | 1 | cs | TRUE
100 | LV_2308-4_0_6_line_100 |  | 91 | 106 | 0.0098613 | 0.125 | 0.08 | 261 | 0 | 0.364 | 1 | 1 | cs | TRUE
101 | LV_2308-4_0_6_line_101 |  | 91 | 107 | 0.01624 | 0.125 | 0.08 | 261 | 0 | 0.364 | 1 | 5 | cs | TRUE
102 | LV_2308-4_0_6_line_102 |  | 93 | 94 | 0.039431 | 0.125 | 0.08 | 261 | 0 | 0.364 | 1 | 1 | cs | TRUE
103 | LV_2308-4_0_6_line_103 |  | 93 | 95 | 0.018428 | 0.125 | 0.08 | 261 | 0 | 0.364 | 1 | 1 | cs | TRUE
104 | LV_2308-4_0_6_line_104 |  | 95 | 96 | 0.062564 | 0.125 | 0.08 | 261 | 0 | 0.364 | 1 | 1 | cs | TRUE
105 | LV_2308-4_0_6_line_105 |  | 96 | 97 | 0.043098 | 0.125 | 0.08 | 261 | 0 | 0.364 | 1 | 1 | cs | TRUE
106 | LV_2308-4_0_6_line_106 |  | 97 | 98 | 0.032701 | 0.125 | 0.08 | 261 | 0 | 0.364 | 1 | 1 | cs | TRUE
107 | LV_2308-4_0_6_line_107 |  | 98 | 99 | 0.0019734 | 0.125 | 0.08 | 261 | 0 | 0.364 | 1 | 1 | cs | TRUE
108 | LV_2308-4_0_6_line_108 |  | 99 | 100 | 0.051109 | 0.125 | 0.08 | 261 | 0 | 0.364 | 1 | 1 | cs | TRUE
109 | LV_2308-4_0_6_line_109 |  | 100 | 101 | 0.019522 | 0.125 | 0.08 | 261 | 0 | 0.364 | 1 | 1 | cs | TRUE
110 | LV_2308-4_0_6_line_110 |  | 101 | 102 | 0.022224 | 0.125 | 0.08 | 261 | 0 | 0.364 | 1 | 1 | cs | TRUE
111 | LV_2308-4_0_6_line_111 |  | 102 | 103 | 0.0098801 | 0.125 | 0.08 | 261 | 0 | 0.364 | 1 | 1 | cs | TRUE
112 | LV_2308-4_0_6_line_112 |  | 107 | 108 | 0.019406 | 0.125 | 0.08 | 261 | 0 | 0.364 | 1 | 2 | cs | TRUE
113 | LV_2308-4_0_6_line_113 |  | 108 | 122 | 0.015702 | 0.125 | 0.08 | 261 | 0 | 0.364 | 1 | 1 | cs | TRUE
114 | LV_2308-4_0_6_line_114 |  | 109 | 126 | 0.013746 | 0.125 | 0.08 | 261 | 0 | 0.364 | 1 | 1 | cs | TRUE
115 | LV_2308-4_0_6_line_115 |  | 110 | 111 | 0.0087242 | 0.125 | 0.08 | 261 | 0 | 0.364 | 1 | 5 | cs | TRUE
116 | LV_2308-4_0_6_line_116 |  | 110 | 112 | 0.024282 | 0.125 | 0.08 | 261 | 0 | 0.364 | 1 | 5 | cs | TRUE
117 | LV_2308-4_0_6_line_117 |  | 112 | 113 | 0.0090487 | 0.125 | 0.08 | 261 | 0 | 0.364 | 1 | 1 | cs | TRUE
118 | LV_2308-4_0_6_line_118 |  | 113 | 114 | 0.010317 | 0.125 | 0.08 | 261 | 0 | 0.364 | 1 | 1 | cs | TRUE
119 | LV_2308-4_0_6_line_119 |  | 114 | 115 | 0.027146 | 0.125 | 0.08 | 261 | 0 | 0.364 | 1 | 1 | cs | TRUE
120 | LV_2308-4_0_6_line_120 |  | 116 | 117 | 0.020243 | 0.125 | 0.08 | 261 | 0 | 0.364 | 1 | 1 | cs | TRUE
121 | LV_2308-4_0_6_line_121 |  | 118 | 119 | 0.031429 | 0.125 | 0.08 | 261 | 0 | 0.364 | 1 | 1 | cs | TRUE
122 | LV_2308-4_0_6_line_122 |  | 119 | 120 | 0.070372 | 0.125 | 0.08 | 261 | 0 | 0.364 | 1 | 1 | cs | TRUE
123 | LV_2308-4_0_6_line_123 |  | 123 | 124 | 0.0053791 | 0.125 | 0.08 | 261 | 0 | 0.364 | 1 | 1 | cs | TRUE
124 | LV_2308-4_0_6_line_124 |  | 124 | 125 | 0.016172 | 0.125 | 0.08 | 261 | 0 | 0.364 | 1 | 1 | cs | TRUE
125 | LV_2308-4_0_6_line_125 |  | 125 | 126 | 0.0037309 | 0.125 | 0.08 | 261 | 0 | 0.364 | 1 | 1 | cs | TRUE

## trafo
| name | std_type | hv_bus | lv_bus | sn_mva | vn_hv_kv | vn_lv_kv | vk_percent | vkr_percent | pfe_kw | i0_percent | shift_degree | tap_side | tap_neutral | tap_min | tap_max | tap_step_percent | tap_step_degree | tap_pos | tap_phase_shifter | parallel | df | in_service
0 | LV_2308-4_0_6_trafo_40 | 0.63 MVA 20/0.4 kV | 127 | 63 | 0.63 | 20 | 0.4 | 6 | 1.206 | 1.65 | 0.2619 | 150 | hv | 0 | -2 | 2 | 2.5 | 0 | 0 | FALSE | 1 | 1 | TRUE

## line_geodata
| x0 | y0 | x1 | y1 | x2 | y2 | x3 | y3 | x4 | y4 | x5 | y5 | x6 | y6 | x7 | y7 | x8 | y8
0 | 2591466.3918 | 1189268.0472 | 2591466.2387 | 1189267.4106 | 2591469.1007 | 1189247.7184
1 | 2591470.7115 | 1189286.0027 | 2591466.3918 | 1189268.0472
2 | 2591470.7115 | 1189286.0027 | 2591673.4945 | 1189372.1051
3 | 2591292.7398 | 1190213.4642 | 2591673.4945 | 1189372.1051
4 | 2591700.406 | 1189219.6089 | 2591673.4945 | 1189372.1051
5 | 2591274.5254 | 1190218.5651 | 2591292.7398 | 1190213.4642
6 | 2591262.1166 | 1190222.0401 | 2591274.5254 | 1190218.5651
7 | 2590843.7891 | 1190172.6228 | 2590868.6481 | 1190172.6558
8 | 2590843.7891 | 1190172.6228 | 2590841.0422 | 1190174.1661
9 | 2590507.7245 | 1190252.4617 | 2590519.2359 | 1190259.9509
10 | 2590470.1007 | 1190227.9844 | 2590507.7245 | 1190252.4617
11 | 2590470.1007 | 1190227.9844 | 2590500.5767 | 1190179.4212
12 | 2590562.4509 | 1190306.4335 | 2590553.5628 | 1190308.1152
13 | 2590562.4509 | 1190306.4335 | 2590574.5376 | 1190302.3677 | 2590586.336 | 1190295.9518
14 | 2590553.5628 | 1190308.1152 | 2590556.5955 | 1190311.6122 | 2590567.2137 | 1190323.8684 | 2590568.1839 | 1190325.0008
15 | 2590553.5628 | 1190308.1152 | 2590538.6652 | 1190310.9326
16 | 2590586.336 | 1190295.9518 | 2590592.0676 | 1190292.8349 | 2590599.0059 | 1190287.3202
17 | 2590500.5767 | 1190179.4212 | 2590518.8146 | 1190189.978
18 | 2590500.5767 | 1190179.4212 | 2590530.2098 | 1190128.0137
19 | 2590575.1048 | 1190332.9829 | 2590568.1839 | 1190325.0008
20 | 2590568.1839 | 1190325.0008 | 2590561.8566 | 1190330.6805 | 2590557.2255 | 1190334.1855
21 | 2590518.8186 | 1190314.6629 | 2590526.7081 | 1190313.194 | 2590538.6652 | 1190310.9326
22 | 2590620.6484 | 1190269.5911 | 2590609.1795 | 1190279.234 | 2590599.0059 | 1190287.3202
23 | 2590518.8146 | 1190189.978 | 2590520.1538 | 1190190.7532
24 | 2590530.2098 | 1190128.0137 | 2590530.2098 | 1190128.0137 | 2590543.4825 | 1190135.7397
25 | 2590575.1048 | 1190332.9829 | 2590580.635 | 1190334.297 | 2590581.6264 | 1190335.6247
26 | 2590545.3035 | 1190345.459 | 2590549.0426 | 1190342.5182 | 2590551.0882 | 1190339.0575 | 2590556.6017 | 1190334.6576 | 2590557.2255 | 1190334.1855
27 | 2590518.8186 | 1190314.6629 | 2590517.2843 | 1190308.8401 | 2590513.1992 | 1190300.4422 | 2590496.6536 | 1190289.2489
28 | 2590653.3461 | 1190242.1227 | 2590629.5798 | 1190262.0817 | 2590620.6484 | 1190269.5911
29 | 2590543.4825 | 1190135.7397 | 2590551.9337 | 1190140.6591
30 | 2590581.6264 | 1190335.6247 | 2590593.8924 | 1190352.0519 | 2590596.5637 | 1190358.1514
31 | 2590545.3035 | 1190345.459 | 2590543.111 | 1190342.8834
32 | 2590545.3035 | 1190345.459 | 2590553.6211 | 1190355.2484
33 | 2590470.8234 | 1190271.7744 | 2590496.6536 | 1190289.2489
34 | 2590653.3461 | 1190242.1227 | 2590669.1231 | 1190266.8664
35 | 2590564.5085 | 1190368.0625 | 2590553.9534 | 1190378.4715
36 | 2590564.5085 | 1190368.0625 | 2590553.6211 | 1190355.2484
37 | 2590507.9989 | 1190414.8104 | 2590511.7229 | 1190411.9363 | 2590539.3517 | 1190390.581 | 2590550.0896 | 1190382.2818 | 2590553.9534 | 1190378.4715
38 | 2590604.4671 | 1190370.6783 | 2590598.5146 | 1190362.6057 | 2590596.5637 | 1190358.1514
39 | 2590706.9275 | 1190339.5117 | 2590706.9275 | 1190339.5117 | 2590705.8793 | 1190339.7322
40 | 2590706.9275 | 1190339.5117 | 2590710.1586 | 1190338.3172 | 2590715.6746 | 1190335.4737 | 2590728.8449 | 1190327.0967
41 | 2590705.8793 | 1190339.7322 | 2590703.2001 | 1190340.2958 | 2590694.0294 | 1190341.6442 | 2590682.7694 | 1190342.9403 | 2590678.9103 | 1190343.4267
42 | 2590728.8449 | 1190327.0967 | 2590739.7836 | 1190320.1391 | 2590742.963 | 1190318.2896
43 | 2590678.9103 | 1190343.4267 | 2590672.4092 | 1190344.2462 | 2590669.6776 | 1190344.7951
44 | 2590757.107 | 1190310.0291 | 2590748.5215 | 1190315.0562 | 2590742.963 | 1190318.2896
45 | 2590668.2828 | 1190345.0754 | 2590669.6776 | 1190344.7951
46 | 2590785.5731 | 1190296.6111 | 2590768.863 | 1190304.0076 | 2590757.107 | 1190310.0291
47 | 2590757.107 | 1190310.0291 | 2590752.3003 | 1190303.2219 | 2590750.345 | 1190300.709
48 | 2590658.8222 | 1190347.4361 | 2590664.6037 | 1190345.8148 | 2590668.2828 | 1190345.0754
49 | 2590785.5731 | 1190296.6111 | 2590788.1866 | 1190295.4509 | 2590789.3667 | 1190294.9965
50 | 2590785.5731 | 1190296.6111 | 2590777.2537 | 1190286.6388
51 | 2590742.4894 | 1190280.7306 | 2590741.5231 | 1190281.7052 | 2590740.3891 | 1190283.1077 | 2590739.6902 | 1190284.7319 | 2590739.5475 | 1190286.1662 | 2590739.9619 | 1190287.8219 | 2590740.6964 | 1190289.4216 | 2590748.4037 | 1190298.2142 | 2590750.345 | 1190300.709
52 | 2590633.7755 | 1190355.7035 | 2590644.6816 | 1190351.8049 | 2590655.2749 | 1190348.4308 | 2590658.8222 | 1190347.4361
53 | 2590809.9979 | 1190287.0528 | 2590789.3667 | 1190294.9965
54 | 2590777.2537 | 1190286.6388 | 2590764.1958 | 1190270.9866
55 | 2590767.6113 | 1190254.387 | 2590754.5718 | 1190268.5446 | 2590742.4894 | 1190280.7306
56 | 2590551.9337 | 1190140.6591 | 2590560.5777 | 1190145.6908
57 | 2590570.3105 | 1190151.3563 | 2590560.5777 | 1190145.6908
58 | 2590577.6147 | 1190155.6081 | 2590570.3105 | 1190151.3563
59 | 2590595.119 | 1190165.7973 | 2590577.6147 | 1190155.6081
60 | 2590551.0887 | 1190229.2775 | 2590548.8151 | 1190233.1724 | 2590549.3035 | 1190238.2409 | 2590552.0847 | 1190241.7606 | 2590576.0482 | 1190254.9071 | 2590581.5035 | 1190246.286
61 | 2590588.5753 | 1190235.1102 | 2590581.5035 | 1190246.286
62 | 2590699.8291 | 1190203.6517 | 2590702.3369 | 1190207.9278 | 2590712.2285 | 1190224.8147
63 | 2590717.333 | 1190235.5855 | 2590717.1628 | 1190234.0072 | 2590716.2594 | 1190231.6962 | 2590712.2285 | 1190224.8147
64 | 2590699.8291 | 1190203.6517 | 2590706.5181 | 1190199.9171 | 2590713.0863 | 1190197.0262
65 | 2590680.2171 | 1190218.0789 | 2590699.8291 | 1190203.6517
66 | 2590717.333 | 1190235.5855 | 2590721.4054 | 1190235.9904 | 2590723.8907 | 1190235.6864 | 2590733.2117 | 1190232.2042
67 | 2590717.333 | 1190235.5855 | 2590717.0301 | 1190236.9089 | 2590715.5842 | 1190238.7566 | 2590707.7626 | 1190245.7183
68 | 2590680.2171 | 1190218.0789 | 2590678.0171 | 1190215.5366 | 2590676.1531 | 1190213.2828 | 2590674.6864 | 1190211.5731 | 2590672.0219 | 1190209.4651 | 2590667.2108 | 1190206.5217
69 | 2590737.3644 | 1190230.6529 | 2590733.2117 | 1190232.2042
70 | 2590690.2075 | 1190261.3435 | 2590707.7626 | 1190245.7183
71 | 2590647.771 | 1190195.4681 | 2590655.5131 | 1190199.5192 | 2590664.2826 | 1190204.7303 | 2590667.2108 | 1190206.5217
72 | 2590690.2075 | 1190261.3435 | 2590688.58 | 1190262.7921
73 | 2590786.6884 | 1190204.7057 | 2590781.4527 | 1190201.5789 | 2590777.6215 | 1190199.3837 | 2590773.0431 | 1190197.2452 | 2590771.0574 | 1190196.534
74 | 2590786.6884 | 1190204.7057 | 2590792.2075 | 1190208.6436 | 2590800.667 | 1190215.6675 | 2590803.0937 | 1190217.8513
75 | 2590786.6884 | 1190204.7057 | 2590795.9701 | 1190199.4906
76 | 2590669.1231 | 1190266.8664 | 2590671.2234 | 1190269.0531 | 2590673.3986 | 1190270.3615 | 2590674.9319 | 1190270.7926 | 2590677.1355 | 1190270.7113 | 2590677.1355 | 1190270.7113
77 | 2590631.1536 | 1190186.7731 | 2590647.771 | 1190195.4681
78 | 2590677.1355 | 1190270.7113 | 2590679.2772 | 1190270.1744 | 2590681.8142 | 1190268.8141 | 2590688.58 | 1190262.7921
79 | 2590803.0937 | 1190217.8513 | 2590810.3109 | 1190224.346 | 2590820.8166 | 1190234.2595
80 | 2590807.0173 | 1190193.2836 | 2590795.9701 | 1190199.4906
81 | 2590631.1536 | 1190186.7731 | 2590612.6136 | 1190175.9809
82 | 2590631.1536 | 1190186.7731 | 2590620.0562 | 1190205.5693
83 | 2590588.5753 | 1190235.1102 | 2590588.5753 | 1190235.1102 | 2590606.2481 | 1190228.9568 | 2590613.692 | 1190216.3487
84 | 2590620.0562 | 1190205.5693 | 2590613.692 | 1190216.3487
85 | 2590809.9979 | 1190287.0528 | 2590824.0697 | 1190281.6347
86 | 2590767.6113 | 1190254.387 | 2590768.0758 | 1190253.8826
87 | 2590882.2756 | 1190257.657 | 2590891.9795 | 1190253.3814
88 | 2590913.3112 | 1190244.6758 | 2590904.2882 | 1190247.958 | 2590891.9795 | 1190253.3814
89 | 2590857.6447 | 1190262.126 | 2590862.9752 | 1190262.4958 | 2590868.3733 | 1190262.2096 | 2590872.6648 | 1190261.3581 | 2590877.931 | 1190259.5712 | 2590882.2756 | 1190257.657
90 | 2590913.3112 | 1190244.6758 | 2590960.1216 | 1190289.7724
91 | 2590857.6447 | 1190262.126 | 2590852.9075 | 1190260.8215 | 2590848.7568 | 1190259.0492 | 2590844.4063 | 1190256.3101 | 2590838.4967 | 1190251.2832 | 2590827.9888 | 1190241.0274
92 | 2590857.6447 | 1190262.126 | 2590856.185 | 1190264.9186 | 2590854.7773 | 1190266.8329 | 2590853.1255 | 1190268.6253 | 2590851.1379 | 1190270.2848 | 2590847.2376 | 1190272.7143 | 2590824.0697 | 1190281.6347
93 | 2590960.1216 | 1190289.7724 | 2590950.1664 | 1190301.9482
94 | 2590960.1216 | 1190289.7724 | 2590976.6067 | 1190269.6165
95 | 2590960.1216 | 1190289.7724 | 2590977.7571 | 1190305.054
96 | 2590927.7678 | 1190329.3429 | 2590932.6221 | 1190323.4057
97 | 2590946.0645 | 1190306.965 | 2590932.6221 | 1190323.4057
98 | 2590926.0025 | 1190331.5019 | 2590927.7678 | 1190329.3429
99 | 2590950.1664 | 1190301.9482 | 2590946.0645 | 1190306.965
100 | 2590827.9888 | 1190241.0274 | 2590820.8166 | 1190234.2595
101 | 2590827.9888 | 1190241.0274 | 2590842.2194 | 1190233.2036
102 | 2591001.5704 | 1190239.094 | 2590976.6067 | 1190269.6165
103 | 2591001.5704 | 1190239.094 | 2591019.974 | 1190238.1456
104 | 2591019.974 | 1190238.1456 | 2591056.9089 | 1190236.2422 | 2591082.4745 | 1190235.3879
105 | 2591125.5486 | 1190233.9487 | 2591082.4745 | 1190235.3879
106 | 2591125.5486 | 1190233.9487 | 2591158.2314 | 1190232.8566
107 | 2591158.2314 | 1190232.8566 | 2591160.2037 | 1190232.7907
108 | 2591211.2402 | 1190230.2986 | 2591193.7949 | 1190231.6683 | 2591160.2037 | 1190232.7907
109 | 2591230.6541 | 1190228.3812 | 2591226.2663 | 1190229.1189 | 2591211.2402 | 1190230.2986
110 | 2591230.6541 | 1190228.3812 | 2591241.2764 | 1190226.5954 | 2591252.4644 | 1190224.1499
111 | 2591262.1166 | 1190222.0401 | 2591252.4644 | 1190224.1499
112 | 2590859.2251 | 1190223.8541 | 2590842.2194 | 1190233.2036
113 | 2590872.9844 | 1190216.2895 | 2590859.2251 | 1190223.8541
114 | 2590841.0422 | 1190174.1661 | 2590829.0586 | 1190180.8993
115 | 2590625.7179 | 1190359.0467 | 2590633.3116 | 1190355.8694 | 2590633.7755 | 1190355.7035
116 | 2590604.4671 | 1190370.6783 | 2590607.2851 | 1190368.6283 | 2590615.581 | 1190363.8015 | 2590623.6039 | 1190359.9313 | 2590625.7179 | 1190359.0467
117 | 2590604.4671 | 1190370.6783 | 2590601.0627 | 1190373.1516 | 2590597.3678 | 1190376.2788
118 | 2590597.3678 | 1190376.2788 | 2590589.493 | 1190382.9436
119 | 2590569.9969 | 1190401.7615 | 2590576.4835 | 1190394.5129 | 2590581.1123 | 1190390.0365 | 2590589.493 | 1190382.9436
120 | 2590612.6136 | 1190175.9809 | 2590595.119 | 1190165.7973
121 | 2590507.9989 | 1190414.8104 | 2590525.2502 | 1190441.1077
122 | 2590525.2502 | 1190441.1077 | 2590548.4363 | 1190507.55
123 | 2590807.0173 | 1190193.2836 | 2590811.7069 | 1190190.6487
124 | 2590825.806 | 1190182.7269 | 2590811.7069 | 1190190.6487
125 | 2590829.0586 | 1190180.8993 | 2590825.806 | 1190182.7269

## bus_geodata
| x | y | coords
0 | 2591466.3918 | 1189268.0472
1 | 2591469.1007 | 1189247.7184
2 | 2591470.7115 | 1189286.0027
3 | 2591673.4945 | 1189372.1051
4 | 2591292.7398 | 1190213.4642
5 | 2591274.5254 | 1190218.5651
6 | 2590868.6481 | 1190172.6558
7 | 2590843.7891 | 1190172.6228
8 | 2591700.406 | 1189219.6089
9 | 2590519.2359 | 1190259.9509
10 | 2590507.7245 | 1190252.4617
11 | 2590470.1007 | 1190227.9844
12 | 2590562.4509 | 1190306.4335
13 | 2590553.5628 | 1190308.1152
14 | 2590586.336 | 1190295.9518
15 | 2590500.5767 | 1190179.4212
16 | 2590568.1839 | 1190325.0008
17 | 2590538.6652 | 1190310.9326
18 | 2590599.0059 | 1190287.3202
19 | 2590518.8146 | 1190189.978
20 | 2590530.2098 | 1190128.0137
21 | 2590575.1048 | 1190332.9829
22 | 2590557.2255 | 1190334.1855
23 | 2590518.8186 | 1190314.6629
24 | 2590620.6484 | 1190269.5911
25 | 2590520.1538 | 1190190.7532
26 | 2590543.4825 | 1190135.7397
27 | 2590581.6264 | 1190335.6247
28 | 2590545.3035 | 1190345.459
29 | 2590496.6536 | 1190289.2489
30 | 2590653.3461 | 1190242.1227
31 | 2590470.8234 | 1190271.7744
32 | 2590564.5085 | 1190368.0625
33 | 2590553.9534 | 1190378.4715
34 | 2590553.6211 | 1190355.2484
35 | 2590596.5637 | 1190358.1514
36 | 2590543.111 | 1190342.8834
37 | 2590706.9275 | 1190339.5117
38 | 2590705.8793 | 1190339.7322
39 | 2590728.8449 | 1190327.0967
40 | 2590678.9103 | 1190343.4267
41 | 2590742.963 | 1190318.2896
42 | 2590669.6776 | 1190344.7951
43 | 2590757.107 | 1190310.0291
44 | 2590668.2828 | 1190345.0754
45 | 2590785.5731 | 1190296.6111
46 | 2590750.345 | 1190300.709
47 | 2590658.8222 | 1190347.4361
48 | 2590789.3667 | 1190294.9965
49 | 2590777.2537 | 1190286.6388
50 | 2590742.4894 | 1190280.7306
51 | 2590551.9337 | 1190140.6591
52 | 2590560.5777 | 1190145.6908
53 | 2590570.3105 | 1190151.3563
54 | 2590577.6147 | 1190155.6081
55 | 2590551.0887 | 1190229.2775
56 | 2590581.5035 | 1190246.286
57 | 2590712.2285 | 1190224.8147
58 | 2590699.8291 | 1190203.6517
59 | 2590717.333 | 1190235.5855
60 | 2590713.0863 | 1190197.0262
61 | 2590680.2172 | 1190218.0789
62 | 2590733.2117 | 1190232.2042
63 | 2590707.7626 | 1190245.7183
64 | 2590667.2108 | 1190206.5217
65 | 2590737.3644 | 1190230.6529
66 | 2590690.2075 | 1190261.3435
67 | 2590771.0574 | 1190196.534
68 | 2590786.6884 | 1190204.7057
69 | 2590669.1231 | 1190266.8664
70 | 2590647.771 | 1190195.4681
71 | 2590688.58 | 1190262.7921
72 | 2590803.0937 | 1190217.8513
73 | 2590795.9701 | 1190199.4906
74 | 2590677.1355 | 1190270.7113
75 | 2590631.1536 | 1190186.7731
76 | 2590588.5753 | 1190235.1102
77 | 2590613.692 | 1190216.3487
78 | 2590620.0562 | 1190205.5693
79 | 2590809.9979 | 1190287.0528
80 | 2590764.1958 | 1190270.9866
81 | 2590767.6113 | 1190254.387
82 | 2590891.9795 | 1190253.3814
83 | 2590882.2756 | 1190257.657
84 | 2590913.3112 | 1190244.6758
85 | 2590857.6447 | 1190262.126
86 | 2590960.1216 | 1190289.7724
87 | 2590932.6221 | 1190323.4057
88 | 2590927.7678 | 1190329.3429
89 | 2590946.0645 | 1190306.965
90 | 2590926.0025 | 1190331.5019
91 | 2590827.9888 | 1190241.0274
92 | 2590824.0697 | 1190281.6347
93 | 2591001.5704 | 1190239.094
94 | 2590976.6067 | 1190269.6165
95 | 2591019.974 | 1190238.1456
96 | 2591082.4745 | 1190235.3879
97 | 2591125.5486 | 1190233.9487
98 | 2591158.2314 | 1190232.8566
99 | 2591160.2037 | 1190232.7907
100 | 2591211.2402 | 1190230.2986
101 | 2591230.6541 | 1190228.3812
102 | 2591252.4644 | 1190224.1499
103 | 2591262.1166 | 1190222.0401
104 | 2590977.7571 | 1190305.054
105 | 2590950.1664 | 1190301.9482
106 | 2590820.8166 | 1190234.2595
107 | 2590842.2194 | 1190233.2036
108 | 2590859.2251 | 1190223.8541
109 | 2590841.0422 | 1190174.1661
110 | 2590625.7179 | 1190359.0467
111 | 2590633.7755 | 1190355.7035
112 | 2590604.4671 | 1190370.6783
113 | 2590597.3678 | 1190376.2788
114 | 2590589.493 | 1190382.9436
115 | 2590569.9969 | 1190401.7614
116 | 2590612.6136 | 1190175.9809
117 | 2590595.119 | 1190165.7973
118 | 2590507.9989 | 1190414.8104
119 | 2590525.2502 | 1190441.1077
120 | 2590548.4363 | 1190507.55
121 | 2590768.0758 | 1190253.8826
122 | 2590872.9844 | 1190216.2895
123 | 2590807.0173 | 1190193.2836
124 | 2590811.7069 | 1190190.6487
125 | 2590825.806 | 1190182.7269
126 | 2590829.0586 | 1190180.8993
127 | 2590717.333 | 1190235.5855

## line_std_types
| c_nf_per_km | r_ohm_per_km | x_ohm_per_km | max_i_ka | type | q_mm2 | alpha | voltage_rating
NAYY 4x50 SE | 210 | 0.642 | 0.083 | 0.142 | cs | 50 | 0.00403 | LV
NAYY 4x120 SE | 264 | 0.225 | 0.08 | 0.242 | cs | 120 | 0.00403 | LV
NAYY 4x150 SE | 261 | 0.208 | 0.08 | 0.27 | cs | 150 | 0.00403 | LV
NA2XS2Y 1x95 RM/25 12/20 kV | 216 | 0.313 | 0.132 | 0.252 | cs | 95 | 0.00403 | MV
NA2XS2Y 1x185 RM/25 12/20 kV | 273 | 0.161 | 0.117 | 0.362 | cs | 185 | 0.00403 | MV
NA2XS2Y 1x240 RM/25 12/20 kV | 304 | 0.122 | 0.112 | 0.421 | cs | 240 | 0.00403 | MV
NA2XS2Y 1x95 RM/25 6/10 kV | 315 | 0.313 | 0.123 | 0.249 | cs | 95 | 0.00403 | MV
NA2XS2Y 1x185 RM/25 6/10 kV | 406 | 0.161 | 0.11 | 0.358 | cs | 185 | 0.00403 | MV
NA2XS2Y 1x240 RM/25 6/10 kV | 456 | 0.122 | 0.105 | 0.416 | cs | 240 | 0.00403 | MV
NA2XS2Y 1x150 RM/25 12/20 kV | 250 | 0.206 | 0.116 | 0.319 | cs | 150 | 0.00403 | MV
NA2XS2Y 1x120 RM/25 12/20 kV | 230 | 0.253 | 0.119 | 0.283 | cs | 120 | 0.00403 | MV
NA2XS2Y 1x70 RM/25 12/20 kV | 190 | 0.443 | 0.132 | 0.22 | cs | 70 | 0.00403 | MV
NA2XS2Y 1x150 RM/25 6/10 kV | 360 | 0.206 | 0.11 | 0.315 | cs | 150 | 0.00403 | MV
NA2XS2Y 1x120 RM/25 6/10 kV | 340 | 0.253 | 0.113 | 0.28 | cs | 120 | 0.00403 | MV
NA2XS2Y 1x70 RM/25 6/10 kV | 280 | 0.443 | 0.123 | 0.217 | cs | 70 | 0.00403 | MV
N2XS(FL)2Y 1x120 RM/35 64/110 kV | 112 | 0.153 | 0.166 | 0.366 | cs | 120 | 0.00393 | HV
N2XS(FL)2Y 1x185 RM/35 64/110 kV | 125 | 0.099 | 0.156 | 0.457 | cs | 185 | 0.00393 | HV
N2XS(FL)2Y 1x240 RM/35 64/110 kV | 135 | 0.075 | 0.149 | 0.526 | cs | 240 | 0.00393 | HV
N2XS(FL)2Y 1x300 RM/35 64/110 kV | 144 | 0.06 | 0.144 | 0.588 | cs | 300 | 0.00393 | HV
15-AL1/3-ST1A 0.4 | 11 | 1.8769 | 0.35 | 0.105 | ol | 16 | 0.00403 | LV
24-AL1/4-ST1A 0.4 | 11.25 | 1.2012 | 0.335 | 0.14 | ol | 24 | 0.00403 | LV
48-AL1/8-ST1A 0.4 | 12.2 | 0.5939 | 0.3 | 0.21 | ol | 48 | 0.00403 | LV
94-AL1/15-ST1A 0.4 | 13.2 | 0.306 | 0.29 | 0.35 | ol | 94 | 0.00403 | LV
34-AL1/6-ST1A 10.0 | 9.7 | 0.8342 | 0.36 | 0.17 | ol | 34 | 0.00403 | MV
48-AL1/8-ST1A 10.0 | 10.1 | 0.5939 | 0.35 | 0.21 | ol | 48 | 0.00403 | MV
70-AL1/11-ST1A 10.0 | 10.4 | 0.4132 | 0.339 | 0.29 | ol | 70 | 0.00403 | MV
94-AL1/15-ST1A 10.0 | 10.75 | 0.306 | 0.33 | 0.35 | ol | 94 | 0.00403 | MV
122-AL1/20-ST1A 10.0 | 11.1 | 0.2376 | 0.323 | 0.41 | ol | 122 | 0.00403 | MV
149-AL1/24-ST1A 10.0 | 11.25 | 0.194 | 0.315 | 0.47 | ol | 149 | 0.00403 | MV
34-AL1/6-ST1A 20.0 | 9.15 | 0.8342 | 0.382 | 0.17 | ol | 34 | 0.00403 | MV
48-AL1/8-ST1A 20.0 | 9.5 | 0.5939 | 0.372 | 0.21 | ol | 48 | 0.00403 | MV
70-AL1/11-ST1A 20.0 | 9.7 | 0.4132 | 0.36 | 0.29 | ol | 70 | 0.00403 | MV
94-AL1/15-ST1A 20.0 | 10 | 0.306 | 0.35 | 0.35 | ol | 94 | 0.00403 | MV
122-AL1/20-ST1A 20.0 | 10.3 | 0.2376 | 0.344 | 0.41 | ol | 122 | 0.00403 | MV
149-AL1/24-ST1A 20.0 | 10.5 | 0.194 | 0.337 | 0.47 | ol | 149 | 0.00403 | MV
184-AL1/30-ST1A 20.0 | 10.75 | 0.1571 | 0.33 | 0.535 | ol | 184 | 0.00403 | MV
243-AL1/39-ST1A 20.0 | 11 | 0.1188 | 0.32 | 0.645 | ol | 243 | 0.00403 | MV
48-AL1/8-ST1A 110.0 | 8 | 0.5939 | 0.46 | 0.21 | ol | 48 | 0.00403 | HV
70-AL1/11-ST1A 110.0 | 8.4 | 0.4132 | 0.45 | 0.29 | ol | 70 | 0.00403 | HV
94-AL1/15-ST1A 110.0 | 8.65 | 0.306 | 0.44 | 0.35 | ol | 94 | 0.00403 | HV
122-AL1/20-ST1A 110.0 | 8.5 | 0.2376 | 0.43 | 0.41 | ol | 122 | 0.00403 | HV
149-AL1/24-ST1A 110.0 | 8.75 | 0.194 | 0.41 | 0.47 | ol | 149 | 0.00403 | HV
184-AL1/30-ST1A 110.0 | 8.8 | 0.1571 | 0.4 | 0.535 | ol | 184 | 0.00403 | HV
243-AL1/39-ST1A 110.0 | 9 | 0.1188 | 0.39 | 0.645 | ol | 243 | 0.00403 | HV
305-AL1/39-ST1A 110.0 | 9.2 | 0.0949 | 0.38 | 0.74 | ol | 305 | 0.00403 | HV
490-AL1/64-ST1A 110.0 | 9.75 | 0.059 | 0.37 | 0.96 | ol | 490 | 0.00403 | HV
679-AL1/86-ST1A 110.0 | 9.95 | 0.042 | 0.36 | 1.15 | ol | 679 | 0.00403 | HV
490-AL1/64-ST1A 220.0 | 10 | 0.059 | 0.285 | 0.96 | ol | 490 | 0.00403 | HV
679-AL1/86-ST1A 220.0 | 11.7 | 0.042 | 0.275 | 1.15 | ol | 679 | 0.00403 | HV
490-AL1/64-ST1A 380.0 | 11 | 0.059 | 0.253 | 0.96 | ol | 490 | 0.00403 | HV
679-AL1/86-ST1A 380.0 | 14.6 | 0.042 | 0.25 | 1.15 | ol | 679 | 0.00403 | HV

## trafo_std_types
| i0_percent | pfe_kw | vkr_percent | sn_mva | vn_lv_kv | vn_hv_kv | vk_percent | shift_degree | vector_group | tap_side | tap_neutral | tap_min | tap_max | tap_step_degree | tap_step_percent | tap_phase_shifter
160 MVA 380/110 kV | 0.06 | 60 | 0.25 | 160 | 110 | 380 | 12.2 | 0 | Yy0 | hv | 0 | -9 | 9 | 0 | 1.5 | FALSE
100 MVA 220/110 kV | 0.06 | 55 | 0.26 | 100 | 110 | 220 | 12 | 0 | Yy0 | hv | 0 | -9 | 9 | 0 | 1.5 | FALSE
63 MVA 110/20 kV | 0.04 | 22 | 0.32 | 63 | 20 | 110 | 18 | 150 | YNd5 | hv | 0 | -9 | 9 | 0 | 1.5 | FALSE
40 MVA 110/20 kV | 0.05 | 18 | 0.34 | 40 | 20 | 110 | 16.2 | 150 | YNd5 | hv | 0 | -9 | 9 | 0 | 1.5 | FALSE
25 MVA 110/20 kV | 0.07 | 14 | 0.41 | 25 | 20 | 110 | 12 | 150 | YNd5 | hv | 0 | -9 | 9 | 0 | 1.5 | FALSE
63 MVA 110/10 kV | 0.04 | 22 | 0.32 | 63 | 10 | 110 | 18 | 150 | YNd5 | hv | 0 | -9 | 9 | 0 | 1.5 | FALSE
40 MVA 110/10 kV | 0.05 | 18 | 0.34 | 40 | 10 | 110 | 16.2 | 150 | YNd5 | hv | 0 | -9 | 9 | 0 | 1.5 | FALSE
25 MVA 110/10 kV | 0.07 | 14 | 0.41 | 25 | 10 | 110 | 12 | 150 | YNd5 | hv | 0 | -9 | 9 | 0 | 1.5 | FALSE
0.25 MVA 20/0.4 kV | 0.32 | 0.8 | 1.44 | 0.25 | 0.4 | 20 | 6 | 150 | Yzn5 | hv | 0 | -2 | 2 | 0 | 2.5 | FALSE
0.4 MVA 20/0.4 kV | 0.3375 | 1.35 | 1.425 | 0.4 | 0.4 | 20 | 6 | 150 | Dyn5 | hv | 0 | -2 | 2 | 0 | 2.5 | FALSE
0.63 MVA 20/0.4 kV | 0.2619 | 1.65 | 1.206 | 0.63 | 0.4 | 20 | 6 | 150 | Dyn5 | hv | 0 | -2 | 2 | 0 | 2.5 | FALSE
0.25 MVA 10/0.4 kV | 0.24 | 0.6 | 1.2 | 0.25 | 0.4 | 10 | 4 | 150 | Dyn5 | hv | 0 | -2 | 2 | 0 | 2.5 | FALSE
0.4 MVA 10/0.4 kV | 0.2375 | 0.95 | 1.325 | 0.4 | 0.4 | 10 | 4 | 150 | Dyn5 | hv | 0 | -2 | 2 | 0 | 2.5 | FALSE
0.63 MVA 10/0.4 kV | 0.1873 | 1.18 | 1.0794 | 0.63 | 0.4 | 10 | 4 | 150 | Dyn5 | hv | 0 | -2 | 2 | 0 | 2.5 | FALSE

## trafo3w_std_types
| sn_hv_mva | sn_mv_mva | sn_lv_mva | vn_hv_kv | vn_mv_kv | vn_lv_kv | vk_hv_percent | vk_mv_percent | vk_lv_percent | vkr_hv_percent | vkr_mv_percent | vkr_lv_percent | pfe_kw | i0_percent | shift_mv_degree | shift_lv_degree | vector_group | tap_side | tap_neutral | tap_min | tap_max | tap_step_percent
63/25/38 MVA 110/20/10 kV | 63 | 25 | 38 | 110 | 20 | 10 | 10.4 | 10.4 | 10.4 | 0.28 | 0.32 | 0.35 | 35 | 0.89 | 0 | 0 | YN0yn0yn0 | hv | 0 | -10 | 10 | 1.2
63/25/38 MVA 110/10/10 kV | 63 | 25 | 38 | 110 | 10 | 10 | 10.4 | 10.4 | 10.4 | 0.28 | 0.32 | 0.35 | 35 | 0.89 | 0 | 0 | YN0yn0yn0 | hv | 0 | -10 | 10 | 1.2

## fuse_std_types
| fuse_type | i_rated_a | t_avg | t_min | t_total | x_avg | x_min | x_total
HV 100A | HV 100A | 100 | 0 | [10.0, 3.64, 0.854, 0.281, 0.1, 0.0531, 0.022, 0.01] | [10.0, 4.267, 1.21, 0.403, 0.1, 0.058, 0.022, 0.01] | 0 | [300.0, 350.0, 450.0, 550.0, 700.0, 850.0, 1200.0, 1752.0] | [600.0, 700.0, 900.0, 1150.0, 1665.0, 2000.0, 3000.0, 4313.0]
HV 10A | HV 10A | 10 | 0 | [10.0, 1675.0, 0.344, 0.156, 0.1, 0.0417, 0.0171, 0.01] | [10.0, 1.3, 0.3, 0.155, 0.1, 0.0555, 0.023, 0.01] | 0 | [30.0, 32.0, 35.0, 37.0, 39.0, 50.0, 70.0, 88.0] | [60.0, 70.0, 80.0, 87.0, 94.0, 110.0, 150.0, 216.0]
HV 125A | HV 125A | 125 | 0 | [10.0, 1.82, 0.344, 0.1, 0.0467, 0.0269, 0.01] | [10.0, 2.478, 0.426, 0.1, 0.0427, 0.0211, 0.01] | 0 | [375.0, 500.0, 700.0, 925.0, 1200.0, 1500.0, 2341.0] | [750.0, 1000.0, 1500.0, 2200.0, 3000.0, 4000.0, 5765.0]
HV 160A | HV 160A | 160 | 0 | [10.0, 4.15, 1.03, 0.198, 0.1, 0.051, 0.0172, 0.01] | [10.0, 2.3, 0.734, 0.274, 0.1, 0.046, 0.0177, 0.01] | 0 | [480.0, 550.0, 700.0, 1000.0, 1260.0, 1600.0, 2500.0, 3227.0] | [960.0, 1300.0, 1700.0, 2200.0, 2996.0, 4000.0, 6000.0, 7946.0]
HV 16A | HV 16A | 16 | 0 | [10.0, 0.352, 0.164, 0.1, 0.0649, 0.0342, 0.01] | [10.0, 2.34, 0.722, 0.181, 0.1, 0.055, 0.0296, 0.01] | 0 | [48.0, 60.0, 65.0, 71.0, 80.0, 100.0, 162.0] | [96.0, 110.0, 125.0, 150.0, 168.0, 200.0, 250.0, 398.0]
HV 200A | HV 200A | 200 | 0 | [10.0, 4.267, 1.21, 0.403, 0.1, 0.058, 0.022, 0.01] | [10.0, 3.73, 1.654, 0.328, 0.1, 0.0531, 0.019, 0.01] | 0 | [600.0, 700.0, 900.0, 1150.0, 1665.0, 2000.0, 3000.0, 4313.0] | [1200.0, 1500.0, 1800.0, 2700.0, 3960.0, 5000.0, 7500.0, 10620.0]
HV 20A | HV 20A | 20 | 0 | [10.0, 1.3, 0.3, 0.155, 0.1, 0.0555, 0.023, 0.01] | [10.0, 1.3, 0.161, 0.1, 0.0611, 0.0399, 0.0141, 0.01] | 0 | [60.0, 70.0, 80.0, 87.0, 94.0, 110.0, 150.0, 216.0] | [120.0, 150.0, 200.0, 223.0, 260.0, 300.0, 450.0, 532.0]
HV 25A | HV 25A | 25 | 0 | [10.0, 2.512, 0.833, 0.299, 0.1, 0.0372, 0.0223, 0.01] | [10.0, 3.125, 0.597, 0.198, 0.1, 0.0378, 0.022, 0.01] | 0 | [75.0, 82.0, 90.0, 100.0, 124.0, 170.0, 200.0, 289.0] | [150.0, 170.0, 210.0, 250.0, 294.0, 400.0, 500.0, 711.0]
HV 31.5A | HV 31.5A | 31.5 | 0 | [10.0, 2.34, 0.722, 0.181, 0.1, 0.055, 0.0296, 0.01] | [10.0, 2.84, 0.368, 0.164, 0.1, 0.0621, 0.0378, 0.0195, 0.01] | 0 | [95.0, 110.0, 125.0, 150.0, 165.0, 200.0, 250.0, 390.0] | [189.0, 220.0, 300.0, 350.0, 393.0, 450.0, 530.0, 700.0, 960.0]
HV 40A | HV 40A | 40 | 0 | [10.0, 1.3, 0.161, 0.1, 0.0611, 0.0399, 0.0141, 0.01] | [10.0, 2.05, 0.369, 0.198, 0.1, 0.051, 0.0298, 0.01] | 0 | [120.0, 150.0, 200.0, 223.0, 260.0, 300.0, 450.0, 532.0] | [240.0, 300.0, 400.0, 450.0, 530.0, 650.0, 800.0, 1311.0]
HV 50A | HV 50A | 50 | 0 | [10.0, 3.215, 0.597, 0.198, 0.1, 0.0378, 0.022, 0.01] | [10.0, 3.64, 0.854, 0.281, 0.1, 0.0531, 0.022, 0.01] | 0 | [150.0, 170.0, 210.0, 250.0, 294.0, 400.0, 500.0, 711.0] | [300.0, 350.0, 450.0, 550.0, 700.0, 850.0, 1200.0, 1752.0]
HV 6.3A | HV 6.3A | 6.3 | 0 | [10.0, 1.39, 0.344, 0.168, 0.1, 0.056, 0.0263, 0.01] | [10.0, 1.711, 0.516, 0.198, 0.1, 0.0634, 0.0303, 0.01] | 0 | [19.0, 19.5, 20.4, 20.8, 22.0, 25.0, 32.0, 48.0] | [38.0, 40.0, 43.0, 48.0, 53.0, 60.0, 75.0, 118.0]
HV 63A | HV 63A | 63 | 0 | [10.0, 2.84, 0.368, 0.164, 0.1, 0.0621, 0.0378, 0.0195, 0.01] | [10.0, 1.82, 0.344, 0.1, 0.0467, 0.0269, 0.01] | 0 | [189.0, 220.0, 300.0, 350.0, 393.0, 450.0, 530.0, 700.0, 961.0] | [378.0, 500.0, 700.0, 934.0, 1200.0, 1500.0, 2366.0]
HV 80A | HV 80A | 80 | 0 | [10.0, 2.05, 0.369, 0.198, 0.1, 0.051, 0.0298, 0.01] | [10.0, 4.15, 1.03, 0.198, 0.1, 0.051, 0.0172, 0.01] | 0 | [240.0, 300.0, 400.0, 450.0, 530.0, 650.0, 800.0, 1311.0] | [480.0, 550.0, 700.0, 1000.0, 1260.0, 1600.0, 2500.0, 3227.0]
Siemens NH-1-100 | Siemens NH-1-100 | 100 | [5400.0, 2000.0, 400.0, 20.0, 1.0, 0.2, 0.012, 0.004] | 0 | 0 | [150.0, 190.0, 250.0, 430.0, 900.0, 1250.0, 2700.0, 3600.0] | 0 | 0
Siemens NH-1-125 | Siemens NH-1-125 | 125 | [4800.0, 120.0, 7.0, 0.1, 0.004] | 0 | 0 | [180.0, 400.0, 740.0, 2000.0, 4250.0] | 0 | 0
Siemens NH-1-16 | Siemens NH-1-16 | 16 | [4000.0, 400.0, 2.0, 0.1, 0.04, 0.01] | 0 | 0 | [26.0, 35.0, 75.0, 150.0, 200.0, 300.0] | 0 | 0
Siemens NH-1-160 | Siemens NH-1-160 | 160 | [4800.0, 120.0, 7.0, 0.1, 0.004] | 0 | 0 | [210.0, 500.0, 900.0, 2300.0, 5000.0] | 0 | 0
Siemens NH-1-25 | Siemens NH-1-25 | 25 | [4000.0, 1000.0, 10.0, 0.2, 0.02, 0.01] | 0 | 0 | [40.0, 50.0, 100.0, 210.0, 400.0, 500.0] | 0 | 0
Siemens NH-1-50 | Siemens NH-1-50 | 50 | [4000.0, 40.0, 4.0, 1.0, 0.02, 0.01] | 0 | 0 | [86.0, 200.0, 300.0, 400.0, 1000.0, 1280.0] | 0 | 0
Siemens NH-1-63 | Siemens NH-1-63 | 63 | [4000.0, 100.0, 10.0, 2.0, 0.04, 0.01] | 0 | 0 | [100.0, 200.0, 300.0, 400.0, 1000.0, 1500.0] | 0 | 0
Siemens NH-1-80 | Siemens NH-1-80 | 80 | [4800.0, 120.0, 7.0, 0.1, 0.01] | 0 | 0 | [150.58, 250.0, 450.0, 1150.0, 2470.0] | 0 | 0
Siemens NH-2-1000 | Siemens NH-2-1000 | 1000 | [4800.0, 120.0, 7.0, 0.1, 0.004] | 0 | 0 | [1900.0, 3500.0, 8400.0, 24000.0, 52000.0] | 0 | 0
Siemens NH-2-200 | Siemens NH-2-200 | 200 | [4800.0, 120.0, 7.0, 0.1, 0.004] | 0 | 0 | [280.0, 650.0, 1200.0, 3000.0, 7000.0] | 0 | 0
Siemens NH-2-224 | Siemens NH-2-224 | 224 | [4800.0, 120.0, 7.0, 0.2, 0.04, 0.004] | 0 | 0 | [400.0, 750.0, 1453.0, 3025.0, 4315.0, 7600.0] | 0 | 0
Siemens NH-2-250 | Siemens NH-2-250 | 250 | [4800.0, 120.0, 7.0, 0.1, 0.004] | 0 | 0 | [450.0, 800.0, 1650.0, 4000.0, 8500.0] | 0 | 0
Siemens NH-2-315 | Siemens NH-2-315 | 315 | [4800.0, 120.0, 7.0, 0.1, 0.004] | 0 | 0 | [550.0, 920.0, 1900.0, 5000.0, 11000.0] | 0 | 0
Siemens NH-2-355 | Siemens NH-2-355 | 355 | [4800.0, 120.0, 6.0, 0.1, 0.004] | 0 | 0 | [650.0, 1116.27, 2350.0, 5840.0, 12790.0] | 0 | 0
Siemens NH-2-400 | Siemens NH-2-400 | 400 | [4800.0, 120.0, 7.0, 0.1, 0.004] | 0 | 0 | [720.0, 1350.0, 2800.0, 6500.0, 15000.0] | 0 | 0
Siemens NH-2-425 | Siemens NH-2-425 | 425 | [4800.0, 120.0, 7.0, 0.1, 0.004] | 0 | 0 | [850.0, 1500.0, 3050.0, 7500.0, 16500.0] | 0 | 0
Siemens NH-2-630 | Siemens NH-2-630 | 630 | [4800.0, 120.0, 7.0, 0.1, 0.004] | 0 | 0 | [1200.0, 2000.0, 4800.0, 12000.0, 26000.0] | 0 | 0

## res_bus
| vm_pu | va_degree | p_mw | q_mvar
0 | 0.97001 | -0.58179 | 0.0010442 | 0.0002617
1 | 0.97 | -0.58188 | 0.00024737 | 6.1996e-05
2 | 0.97003 | -0.58134 | 0 | 0
3 | 0.9703 | -0.57605 | 0.00068424 | 0.00017149
4 | 0.97283 | -0.52553 | 0.00024165 | 6.0563e-05
5 | 0.97288 | -0.52441 | 0.00023047 | 5.7762e-05
6 | 0.97423 | -0.49752 | 0.0027827 | 0.00069742
7 | 0.97429 | -0.49625 | 0.0022463 | 0.00056297
8 | 0.97016 | -0.57881 | 0.00095946 | 0.00024046
9 | 0.98517 | -0.28574 | 0.0061878 | 0.0015508
10 | 0.98525 | -0.28421 | 0.0046364 | 0.001162
11 | 0.9857 | -0.27549 | 0 | 0
12 | 0.98946 | -0.20078 | 0 | 0
13 | 0.98899 | -0.20986 | 0 | 0
14 | 0.99083 | -0.17449 | 0.010513 | 0.0026348
15 | 0.98627 | -0.26437 | 0 | 0
16 | 0.98788 | -0.23126 | 0 | 0
17 | 0.9888 | -0.21351 | 0.0062724 | 0.001572
18 | 0.99166 | -0.1585 | 0.0042112 | 0.0010554
19 | 0.98617 | -0.2662 | 0.0017874 | 0.00044796
20 | 0.98712 | -0.24771 | 0.0026354 | 0.0006605
21 | 0.98744 | -0.23976 | 0 | 0
22 | 0.98776 | -0.23349 | 0.010633 | 0.0026649
23 | 0.98867 | -0.21611 | 0 | 0
24 | 0.9932 | -0.12908 | 0.0035022 | 0.00087774
25 | 0.98617 | -0.26629 | 0.0030658 | 0.00076835
26 | 0.98738 | -0.24268 | 0.0017808 | 0.00044632
27 | 0.98713 | -0.24567 | 0.005018 | 0.0012576
28 | 0.98766 | -0.23545 | 0 | 0
29 | 0.98843 | -0.22067 | 0.0032645 | 0.00081817
30 | 0.99557 | -0.083821 | 0 | 0
31 | 0.98832 | -0.22287 | 0.0039652 | 0.00099378
32 | 0.98758 | -0.23697 | 0 | 0
33 | 0.98752 | -0.23821 | 0.0058525 | 0.0014668
34 | 0.98761 | -0.23641 | 0.011486 | 0.0028787
35 | 0.98602 | -0.26709 | 0.0022377 | 0.00056083
36 | 0.98762 | -0.23619 | 0.012198 | 0.0030571
37 | 0.98173 | -0.3505 | 0.0038973 | 0.00097675
38 | 0.98176 | -0.34984 | 0.0041764 | 0.0010467
39 | 0.98095 | -0.36566 | 0.0053277 | 0.0013352
40 | 0.98264 | -0.33272 | 0.0018981 | 0.00047572
41 | 0.98045 | -0.37535 | 0.0021661 | 0.00054287
42 | 0.98294 | -0.3268 | 0.0024701 | 0.00061906
43 | 0.97997 | -0.38476 | 0 | 0
44 | 0.98299 | -0.32588 | 0.0020487 | 0.00051346
45 | 0.9791 | -0.40178 | 0 | 0
46 | 0.97987 | -0.3867 | 0.002867 | 0.00071854
47 | 0.98332 | -0.31953 | 0.0022419 | 0.00056188
48 | 0.97899 | -0.40393 | 0.0020116 | 0.00050415
49 | 0.97903 | -0.4031 | 0.0033369 | 0.0008363
50 | 0.97972 | -0.38957 | 0.0028844 | 0.00072289
51 | 0.98756 | -0.23917 | 0.0024806 | 0.00062171
52 | 0.98777 | -0.23513 | 0.0020434 | 0.00051212
53 | 0.98803 | -0.23018 | 0.0045598 | 0.0011428
54 | 0.98825 | -0.22577 | 0.0021312 | 0.00053414
55 | 0.98836 | -0.22381 | 0.0027981 | 0.00070126
56 | 0.98849 | -0.22123 | 0.0051971 | 0.0013025
57 | 0.99775 | -0.042865 | 0.0059984 | 0.0015033
58 | 0.99591 | -0.078113 | 0 | 0
59 | 0.99872 | -0.024343 | 0 | 0
60 | 0.99585 | -0.079235 | 0.0043015 | 0.0010781
61 | 0.99418 | -0.11132 | 0 | 0
62 | 0.99856 | -0.027373 | 0.0031309 | 0.00078467
63 | 1 | 0 | -0.41598 | -0.10617
64 | 0.99292 | -0.13541 | 0.0033332 | 0.00083537
65 | 0.99854 | -0.027942 | 0.0073463 | 0.0018412
66 | 0.99865 | -0.025426 | 0.0021984 | 0.00055096
67 | 0.97506 | -0.48111 | 0.0031186 | 0.0007816
68 | 0.97511 | -0.48009 | 0 | 0
69 | 0.9972 | -0.052843 | 0.0023516 | 0.00058938
70 | 0.9914 | -0.16484 | 0.0019604 | 0.00049132
71 | 0.99853 | -0.02777 | 0.0020511 | 0.00051404
72 | 0.97564 | -0.46982 | 0.0056759 | 0.0014225
73 | 0.97488 | -0.48469 | 0.0055513 | 0.0013913
74 | 0.99773 | -0.042898 | 0.0026907 | 0.00067435
75 | 0.99015 | -0.18892 | 0.0018718 | 0.00046911
76 | 0.98859 | -0.21934 | 0.0092936 | 0.0023292
77 | 0.98912 | -0.20906 | 0.012092 | 0.0030305
78 | 0.98945 | -0.20251 | 0.0056028 | 0.0014042
79 | 0.97841 | -0.41531 | 0.013284 | 0.0033293
80 | 0.97899 | -0.40394 | 0.0022739 | 0.00056989
81 | 0.97961 | -0.39189 | 0.0023662 | 0.00059302
82 | 0.97672 | -0.44854 | 0.0088696 | 0.0022229
83 | 0.97681 | -0.44666 | 0.018685 | 0.0046828
84 | 0.97655 | -0.45187 | 0 | 0
85 | 0.97713 | -0.44042 | 0 | 0
86 | 0.97607 | -0.46129 | 0 | 0
87 | 0.97558 | -0.47099 | 0.0030588 | 0.00076661
88 | 0.97554 | -0.47179 | 0.0030171 | 0.00075616
89 | 0.97575 | -0.46758 | 0.0027058 | 0.00067814
90 | 0.97553 | -0.47192 | 0.0026771 | 0.00067095
91 | 0.97674 | -0.44807 | 0 | 0
92 | 0.97805 | -0.42235 | 0.0042994 | 0.0010775
93 | 0.97528 | -0.47686 | 0 | 0
94 | 0.97584 | -0.46578 | 0.0034989 | 0.0008769
95 | 0.97502 | -0.48204 | 0.00099895 | 0.00025036
96 | 0.97419 | -0.4985 | 0.0016024 | 0.0004016
97 | 0.97368 | -0.50859 | 0.0056328 | 0.0014117
98 | 0.97346 | -0.51286 | 0.00018526 | 4.643e-05
99 | 0.97345 | -0.51311 | 0.00020703 | 5.1886e-05
100 | 0.97313 | -0.51942 | 0.00095649 | 0.00023972
101 | 0.97303 | -0.52149 | 0.0021547 | 0.00054001
102 | 0.97295 | -0.52296 | 0.00014501 | 3.6344e-05
103 | 0.97292 | -0.52359 | 0 | 0
104 | 0.97599 | -0.46283 | 0.0036154 | 0.00090611
105 | 0.97582 | -0.46622 | 0.0056828 | 0.0014242
106 | 0.97636 | -0.45554 | 0.0091309 | 0.0022884
107 | 0.9767 | -0.44897 | 0.0057641 | 0.0014446
108 | 0.97661 | -0.45066 | 0.0057641 | 0.0014446
109 | 0.97431 | -0.49596 | 0.0012892 | 0.00032312
110 | 0.98451 | -0.29637 | 0.016994 | 0.0042592
111 | 0.98421 | -0.30218 | 0.0024904 | 0.00062416
112 | 0.98542 | -0.27873 | 0 | 0
113 | 0.98529 | -0.28131 | 0.0015998 | 0.00040095
114 | 0.98515 | -0.28394 | 0.012919 | 0.0032378
115 | 0.98512 | -0.28459 | 0.0013174 | 0.00033018
116 | 0.98945 | -0.20246 | 0.0021898 | 0.00054883
117 | 0.98884 | -0.21446 | 0.0019601 | 0.00049125
118 | 0.98733 | -0.24185 | 0 | 0
119 | 0.98723 | -0.2438 | 0 | 0
120 | 0.98701 | -0.24818 | 0.0034722 | 0.00087022
121 | 0.97961 | -0.39191 | 0.0011481 | 0.00028775
122 | 0.97656 | -0.45172 | 0.00372 | 0.00093232
123 | 0.97467 | -0.48886 | 0.0033497 | 0.00083952
124 | 0.9746 | -0.49031 | 0.0029939 | 0.00075035
125 | 0.97442 | -0.49376 | 0.0028052 | 0.00070304
126 | 0.97439 | -0.49436 | 0.0025037 | 0.00062748
127 | 0.99998 | 149.9956 | 0 | 0

## res_line
| p_from_mw | q_from_mvar | p_to_mw | q_to_mvar | pl_mw | ql_mvar | i_from_ka | i_to_ka | i_ka | vm_from_pu | va_from_degree | vm_to_pu | va_to_degree | loading_percent
0 | 0.00024737 | 6.1743e-05 | -0.00024737 | -6.1996e-05 | 1.1096e-09 | -2.5301e-07 | 0.00037937 | 0.00037947 | 0.00037947 | 0.97001 | -0.58179 | 0.97 | -0.58188 | 0.10425
1 | -0.0012916 | -0.00032345 | 0.0012916 | 0.00032324 | 2.7183e-08 | -2.1058e-07 | 0.0019812 | 0.0019811 | 0.0019812 | 0.97001 | -0.58179 | 0.97003 | -0.58134 | 0.54429
2 | -0.0012916 | -0.00032324 | 0.0012919 | 0.00032072 | 3.2409e-07 | -2.5129e-06 | 0.0019811 | 0.0019802 | 0.0019811 | 0.97003 | -0.58134 | 0.9703 | -0.57605 | 0.54427
3 | -0.0029358 | -0.00073084 | 0.0029428 | 0.00072389 | 7.0077e-06 | -6.9515e-06 | 0.0045004 | 0.0044963 | 0.0045004 | 0.9703 | -0.57605 | 0.97283 | -0.52553 | 1.2364
4 | 0.00095959 | 0.00023863 | -0.00095946 | -0.00024046 | 1.257e-07 | -1.8319e-06 | 0.0014709 | 0.0014716 | 0.0014716 | 0.9703 | -0.57605 | 0.97016 | -0.57881 | 0.40429
5 | -0.0031844 | -0.00078445 | 0.0031846 | 0.00078432 | 1.6794e-07 | -1.2738e-07 | 0.0048659 | 0.0048658 | 0.0048659 | 0.97283 | -0.52553 | 0.97288 | -0.52441 | 1.3368
6 | -0.003415 | -0.00084209 | 0.0034152 | 0.00084201 | 1.3159e-07 | -7.5803e-08 | 0.0052184 | 0.0052183 | 0.0052184 | 0.97288 | -0.52441 | 0.97292 | -0.52359 | 1.4336
7 | -0.0027827 | -0.00069742 | 0.0027829 | 0.00069722 | 1.684e-07 | -2.0179e-07 | 0.0042503 | 0.0042502 | 0.0042503 | 0.97423 | -0.49752 | 0.97429 | -0.49625 | 1.1677
8 | -0.0050292 | -0.0012602 | 0.0050292 | 0.0012602 | 6.9705e-08 | 5.3725e-09 | 0.0076808 | 0.0076808 | 0.0076808 | 0.97429 | -0.49625 | 0.97431 | -0.49596 | 2.1101
9 | -0.0061878 | -0.0015508 | 0.0061882 | 0.0015509 | 4.4985e-07 | 1.1302e-07 | 0.0093461 | 0.0093461 | 0.0093461 | 0.98517 | -0.28574 | 0.98525 | -0.28421 | 2.5676
10 | -0.010825 | -0.0027129 | 0.010829 | 0.0027152 | 4.4986e-06 | 2.3072e-06 | 0.016348 | 0.016348 | 0.016348 | 0.98525 | -0.28421 | 0.9857 | -0.27549 | 4.4913
11 | -0.010829 | -0.0027152 | 0.010835 | 0.0027182 | 5.7423e-06 | 2.9443e-06 | 0.016348 | 0.016348 | 0.016348 | 0.9857 | -0.27549 | 0.98627 | -0.26437 | 4.4912
12 | 0.2846 | 0.072189 | -0.28448 | -0.07211 | 0.0001241 | 7.8848e-05 | 0.42831 | 0.42831 | 0.42831 | 0.98946 | -0.20078 | 0.98899 | -0.20986 | 23.5336
13 | -0.2846 | -0.072189 | 0.28496 | 0.072418 | 0.00036024 | 0.00022887 | 0.42831 | 0.42831 | 0.42831 | 0.98946 | -0.20078 | 0.99083 | -0.17449 | 23.5336
14 | 0.27097 | 0.068724 | -0.27069 | -0.068547 | 0.00027855 | 0.00017684 | 0.40799 | 0.40799 | 0.40799 | 0.98899 | -0.20986 | 0.98788 | -0.23126 | 22.417
15 | 0.013507 | 0.003386 | -0.013505 | -0.0033847 | 2.3484e-06 | 1.3084e-06 | 0.020323 | 0.020323 | 0.020323 | 0.98899 | -0.20986 | 0.9888 | -0.21351 | 5.5833
16 | -0.29548 | -0.075053 | 0.2957 | 0.075197 | 0.0002276 | 0.00014468 | 0.4441 | 0.4441 | 0.4441 | 0.99083 | -0.17449 | 0.99166 | -0.1585 | 24.4011
17 | 0.0048536 | 0.0012163 | -0.0048532 | -0.0012163 | 4.2375e-07 | 2.3025e-09 | 0.0073227 | 0.0073228 | 0.0073228 | 0.98627 | -0.26437 | 0.98617 | -0.2662 | 2.0118
18 | -0.015688 | -0.0039345 | 0.015701 | 0.0039417 | 1.2467e-05 | 7.2211e-06 | 0.023671 | 0.02367 | 0.023671 | 0.98627 | -0.26437 | 0.98712 | -0.24771 | 6.5029
19 | 0.22704 | 0.057608 | -0.22695 | -0.05755 | 9.2702e-05 | 5.8654e-05 | 0.34224 | 0.34224 | 0.34224 | 0.98788 | -0.23126 | 0.98744 | -0.23976 | 18.8042
20 | 0.043653 | 0.010939 | -0.043649 | -0.010937 | 4.6404e-06 | 2.0539e-06 | 0.065753 | 0.065754 | 0.065754 | 0.98788 | -0.23126 | 0.98776 | -0.23349 | 3.6128
21 | 0.0072326 | 0.0018127 | -0.0072317 | -0.0018124 | 8.9712e-07 | 3.1516e-07 | 0.010884 | 0.010884 | 0.010884 | 0.9888 | -0.21351 | 0.98867 | -0.21611 | 2.9902
22 | -0.29991 | -0.076253 | 0.30034 | 0.076523 | 0.00042573 | 0.00027066 | 0.45042 | 0.45042 | 0.45042 | 0.99166 | -0.1585 | 0.9932 | -0.12908 | 24.7483
23 | 0.0030658 | 0.00076834 | -0.0030658 | -0.00076835 | 1.2417e-08 | -1.1796e-08 | 0.0046259 | 0.0046259 | 0.0046259 | 0.98617 | -0.2662 | 0.98617 | -0.26629 | 1.2708
24 | -0.018336 | -0.0046022 | 0.018341 | 0.0046048 | 4.4008e-06 | 2.6201e-06 | 0.027643 | 0.027643 | 0.027643 | 0.98712 | -0.24771 | 0.98738 | -0.24268 | 7.5942
25 | 0.22695 | 0.05755 | -0.22688 | -0.057509 | 6.4488e-05 | 4.0803e-05 | 0.34224 | 0.34224 | 0.34224 | 0.98744 | -0.23976 | 0.98713 | -0.24567 | 18.8042
26 | 0.033016 | 0.0082718 | -0.033013 | -0.0082709 | 3.0822e-06 | 9.0944e-07 | 0.049736 | 0.049736 | 0.049736 | 0.98776 | -0.23349 | 0.98766 | -0.23545 | 2.7328
27 | 0.0072317 | 0.0018124 | -0.0072302 | -0.0018118 | 1.5699e-06 | 5.5168e-07 | 0.010884 | 0.010884 | 0.010884 | 0.98867 | -0.21611 | 0.98843 | -0.22067 | 2.9902
28 | -0.30384 | -0.077401 | 0.30451 | 0.077824 | 0.000665 | 0.00042283 | 0.45566 | 0.45566 | 0.45566 | 0.9932 | -0.12908 | 0.99557 | -0.083821 | 25.0365
29 | -0.020122 | -0.0050511 | 0.020125 | 0.0050532 | 3.3726e-06 | 2.0334e-06 | 0.030327 | 0.030327 | 0.030327 | 0.98738 | -0.24268 | 0.98756 | -0.23917 | 8.3315
30 | 0.22186 | 0.056251 | -0.22164 | -0.056107 | 0.00022816 | 0.00014429 | 0.33467 | 0.33467 | 0.33467 | 0.98713 | -0.24567 | 0.98602 | -0.26709 | 18.3886
31 | 0.012199 | 0.0030574 | -0.012198 | -0.0030571 | 4.2799e-07 | 2.3067e-07 | 0.018378 | 0.018378 | 0.018378 | 0.98766 | -0.23545 | 0.98762 | -0.23619 | 5.049
32 | 0.020814 | 0.0052135 | -0.020813 | -0.0052138 | 9.4736e-07 | -2.1562e-07 | 0.031358 | 0.031358 | 0.031358 | 0.98766 | -0.23545 | 0.98761 | -0.23641 | 1.723
33 | 0.0039656 | 0.00099364 | -0.0039652 | -0.00099378 | 4.1681e-07 | -1.3292e-07 | 0.0059699 | 0.00597 | 0.00597 | 0.98843 | -0.22067 | 0.98832 | -0.22287 | 1.6401
34 | -0.30451 | -0.077824 | 0.30496 | 0.078114 | 0.00045698 | 0.00029055 | 0.45566 | 0.45566 | 0.45566 | 0.99557 | -0.083821 | 0.9972 | -0.052843 | 25.0365
35 | 0.0093269 | 0.002336 | -0.0093264 | -0.002336 | 5.4889e-07 | -2.8053e-08 | 0.014053 | 0.014053 | 0.014053 | 0.98758 | -0.23697 | 0.98752 | -0.23821 | 1.9303
36 | -0.0093269 | -0.002336 | 0.0093272 | 0.0023351 | 2.4903e-07 | -9.1643e-07 | 0.014053 | 0.014052 | 0.014053 | 0.98758 | -0.23697 | 0.98761 | -0.23641 | 0.77212
37 | 0.0034739 | 0.00086922 | -0.0034733 | -0.00086959 | 6.0225e-07 | -3.6442e-07 | 0.005234 | 0.0052342 | 0.0052342 | 0.98752 | -0.23821 | 0.98733 | -0.24185 | 1.438
38 | 0.2194 | 0.055546 | -0.21928 | -0.055469 | 0.00012259 | 7.7511e-05 | 0.3313 | 0.3313 | 0.3313 | 0.98602 | -0.26709 | 0.98542 | -0.27873 | 18.2031
39 | -0.17048 | -0.042996 | 0.17048 | 0.042999 | 5.3675e-06 | 3.3675e-06 | 0.25849 | 0.25849 | 0.25849 | 0.98173 | -0.3505 | 0.98176 | -0.34984 | 14.2028
40 | 0.16658 | 0.042019 | -0.16646 | -0.041943 | 0.00012086 | 7.5757e-05 | 0.25258 | 0.25258 | 0.25258 | 0.98173 | -0.3505 | 0.98095 | -0.36566 | 13.8783
41 | -0.17466 | -0.044046 | 0.1748 | 0.044136 | 0.00014323 | 8.9943e-05 | 0.26482 | 0.26482 | 0.26482 | 0.98176 | -0.34984 | 0.98264 | -0.33272 | 14.5506
42 | 0.16113 | 0.040608 | -0.16106 | -0.040561 | 7.4617e-05 | 4.6705e-05 | 0.2445 | 0.2445 | 0.2445 | 0.98095 | -0.36566 | 0.98045 | -0.37535 | 13.4342
43 | -0.1767 | -0.044612 | 0.17675 | 0.044643 | 5.0192e-05 | 3.1531e-05 | 0.26769 | 0.26769 | 0.26769 | 0.98264 | -0.33272 | 0.98294 | -0.3268 | 14.7085
44 | 0.15889 | 0.040019 | -0.15882 | -0.039974 | 7.1479e-05 | 4.4714e-05 | 0.24122 | 0.24122 | 0.24122 | 0.98045 | -0.37535 | 0.97997 | -0.38476 | 13.2536
45 | -0.17922 | -0.045262 | 0.17923 | 0.045267 | 7.861e-06 | 4.9409e-06 | 0.27143 | 0.27143 | 0.27143 | 0.98294 | -0.3268 | 0.98299 | -0.32588 | 14.914
46 | 0.14955 | 0.037651 | -0.14943 | -0.037575 | 0.00012154 | 7.5808e-05 | 0.22714 | 0.22714 | 0.22714 | 0.97997 | -0.38476 | 0.9791 | -0.40178 | 12.4805
47 | 0.0092678 | 0.0023226 | -0.009267 | -0.0023222 | 8.5531e-07 | 4.0231e-07 | 0.014073 | 0.014073 | 0.014073 | 0.97997 | -0.38476 | 0.97987 | -0.3867 | 3.8661
48 | -0.18128 | -0.045781 | 0.18133 | 0.045815 | 5.5155e-05 | 3.468e-05 | 0.27454 | 0.27453 | 0.27454 | 0.98299 | -0.32588 | 0.98332 | -0.31953 | 15.0844
49 | 0.14382 | 0.036169 | -0.1438 | -0.03616 | 1.4783e-05 | 9.2016e-06 | 0.21862 | 0.21862 | 0.21862 | 0.9791 | -0.40178 | 0.97899 | -0.40393 | 12.0119
50 | 0.0056112 | 0.0014061 | -0.0056108 | -0.001406 | 3.5416e-07 | 6.3344e-08 | 0.0085277 | 0.0085278 | 0.0085278 | 0.9791 | -0.40178 | 0.97903 | -0.4031 | 2.3428
51 | 0.0064 | 0.0016037 | -0.0063991 | -0.0016034 | 8.7511e-07 | 2.4891e-07 | 0.0097188 | 0.0097189 | 0.0097189 | 0.97987 | -0.3867 | 0.97972 | -0.38957 | 2.67
52 | -0.18357 | -0.046377 | 0.18373 | 0.046473 | 0.00015285 | 9.6148e-05 | 0.27793 | 0.27793 | 0.27793 | 0.98332 | -0.31953 | 0.98421 | -0.30218 | 15.2707
53 | 0.14179 | 0.035656 | -0.14171 | -0.035608 | 7.7044e-05 | 4.7919e-05 | 0.21556 | 0.21556 | 0.21556 | 0.97899 | -0.40393 | 0.97841 | -0.41531 | 11.8439
54 | 0.002274 | 0.00056969 | -0.0022739 | -0.00056989 | 9.1306e-08 | -1.9788e-07 | 0.0034561 | 0.0034562 | 0.0034562 | 0.97903 | -0.4031 | 0.97899 | -0.40394 | 0.9495
55 | 0.0035147 | 0.00088055 | -0.0035143 | -0.00088076 | 3.8905e-07 | -2.0943e-07 | 0.0053381 | 0.0053382 | 0.0053382 | 0.97972 | -0.38957 | 0.97961 | -0.39189 | 1.4665
56 | -0.022606 | -0.0056749 | 0.02261 | 0.0056775 | 4.3522e-06 | 2.6574e-06 | 0.034064 | 0.034064 | 0.034064 | 0.98756 | -0.23917 | 0.98777 | -0.23513 | 9.3584
57 | -0.024653 | -0.0061896 | 0.024659 | 0.0061932 | 5.8261e-06 | 3.5845e-06 | 0.037143 | 0.037143 | 0.037143 | 0.98777 | -0.23513 | 0.98803 | -0.23018 | 10.204
58 | -0.029219 | -0.007336 | 0.029225 | 0.0073398 | 6.1386e-06 | 3.8204e-06 | 0.04401 | 0.04401 | 0.04401 | 0.98803 | -0.23018 | 0.98825 | -0.22577 | 12.0906
59 | -0.031356 | -0.007874 | 0.031373 | 0.0078846 | 1.6934e-05 | 1.0578e-05 | 0.047219 | 0.047219 | 0.047219 | 0.98825 | -0.22577 | 0.98884 | -0.21446 | 12.9722
60 | -0.0027981 | -0.00070126 | 0.0027984 | 0.00070082 | 3.4352e-07 | -4.4181e-07 | 0.0042126 | 0.0042124 | 0.0042126 | 0.98836 | -0.22381 | 0.98849 | -0.22123 | 1.1573
61 | -0.0079955 | -0.0020033 | 0.0079963 | 0.0020036 | 7.1844e-07 | 2.9025e-07 | 0.012036 | 0.012036 | 0.012036 | 0.98849 | -0.22123 | 0.98859 | -0.21934 | 3.3066
62 | 0.0826 | 0.020963 | -0.08246 | -0.020874 | 0.00013979 | 8.9145e-05 | 0.12328 | 0.12328 | 0.12328 | 0.99775 | -0.042865 | 0.99591 | -0.078113 | 33.868
63 | -0.088598 | -0.022467 | 0.088677 | 0.022517 | 7.8963e-05 | 5.0379e-05 | 0.13223 | 0.13223 | 0.13223 | 0.99775 | -0.042865 | 0.99872 | -0.024343 | 36.3256
64 | 0.0043017 | 0.001078 | -0.0043015 | -0.0010781 | 2.2985e-07 | -4.5947e-08 | 0.0064273 | 0.0064274 | 0.0064274 | 0.99591 | -0.078113 | 0.99585 | -0.079235 | 1.7658
65 | 0.078158 | 0.019796 | -0.078034 | -0.019717 | 0.00012444 | 7.9327e-05 | 0.11685 | 0.11685 | 0.11685 | 0.99591 | -0.078113 | 0.99418 | -0.11132 | 32.1023
66 | 0.010479 | 0.0026267 | -0.010477 | -0.0026259 | 1.5125e-06 | 7.5153e-07 | 0.015613 | 0.015613 | 0.015613 | 0.99872 | -0.024343 | 0.99856 | -0.027373 | 4.2893
67 | -0.099156 | -0.025144 | 0.099272 | 0.025218 | 0.00011618 | 7.4168e-05 | 0.14784 | 0.14784 | 0.14784 | 0.99872 | -0.024343 | 1 | 0 | 40.6148
68 | 0.078034 | 0.019717 | -0.077944 | -0.019659 | 9.0002e-05 | 5.7374e-05 | 0.11685 | 0.11685 | 0.11685 | 0.99418 | -0.11132 | 0.99292 | -0.13541 | 32.1023
69 | 0.0073465 | 0.0018412 | -0.0073463 | -0.0018412 | 1.9923e-07 | 6.9518e-08 | 0.010947 | 0.010947 | 0.010947 | 0.99856 | -0.027373 | 0.99854 | -0.027942 | 3.0075
70 | 0.31506 | 0.080952 | -0.31467 | -0.080705 | 0.00038856 | 0.00024714 | 0.46952 | 0.46952 | 0.46952 | 1 | 0 | 0.99865 | -0.025426 | 25.7976
71 | 0.074611 | 0.018824 | -0.074506 | -0.018757 | 0.00010497 | 6.6891e-05 | 0.11186 | 0.11186 | 0.11186 | 0.99292 | -0.13541 | 0.9914 | -0.16484 | 30.73
72 | 0.31247 | 0.080154 | -0.31243 | -0.080131 | 3.5523e-05 | 2.2592e-05 | 0.46624 | 0.46624 | 0.46624 | 0.99865 | -0.025426 | 0.99853 | -0.02777 | 25.6176
73 | -0.0031186 | -0.0007816 | 0.0031188 | 0.00078147 | 1.5014e-07 | -1.244e-07 | 0.0047592 | 0.0047591 | 0.0047592 | 0.97506 | -0.48111 | 0.97511 | -0.48009 | 1.3075
74 | -0.026653 | -0.0066836 | 0.026666 | 0.0066917 | 1.3053e-05 | 8.0914e-06 | 0.040674 | 0.040674 | 0.040674 | 0.97511 | -0.48009 | 0.97564 | -0.46982 | 11.1742
75 | 0.023535 | 0.0059021 | -0.02353 | -0.005899 | 5.1498e-06 | 3.1631e-06 | 0.035915 | 0.035915 | 0.035915 | 0.97511 | -0.48009 | 0.97488 | -0.48469 | 9.8668
76 | -0.30732 | -0.078704 | 0.30746 | 0.078798 | 0.00014814 | 9.4197e-05 | 0.45917 | 0.45917 | 0.45917 | 0.9972 | -0.052843 | 0.99773 | -0.042898 | 25.2292
77 | 0.072545 | 0.018266 | -0.072462 | -0.018213 | 8.3429e-05 | 5.3153e-05 | 0.10891 | 0.10892 | 0.10892 | 0.9914 | -0.16484 | 0.99015 | -0.18892 | 29.9217
78 | 0.31038 | 0.079617 | -0.31016 | -0.079472 | 0.00022759 | 0.00014473 | 0.46318 | 0.46318 | 0.46318 | 0.99853 | -0.02777 | 0.99773 | -0.042898 | 25.4497
79 | -0.032342 | -0.0081142 | 0.032364 | 0.008128 | 2.2042e-05 | 1.3805e-05 | 0.049331 | 0.049331 | 0.049331 | 0.97564 | -0.46982 | 0.97636 | -0.45554 | 13.5524
80 | 0.017978 | 0.0045077 | -0.017975 | -0.0045056 | 3.5784e-06 | 2.1322e-06 | 0.027442 | 0.027442 | 0.027442 | 0.97488 | -0.48469 | 0.97467 | -0.48886 | 7.539
81 | 0.035565 | 0.008951 | -0.035542 | -0.0089366 | 2.2993e-05 | 1.444e-05 | 0.053461 | 0.053461 | 0.053461 | 0.99015 | -0.18892 | 0.98945 | -0.20246 | 14.6872
82 | 0.035025 | 0.0087924 | -0.035002 | -0.0087782 | 2.2682e-05 | 1.4236e-05 | 0.052641 | 0.052641 | 0.052641 | 0.99015 | -0.18892 | 0.98945 | -0.20251 | 14.4618
83 | -0.01729 | -0.0043328 | 0.017298 | 0.0043378 | 8.4713e-06 | 4.9938e-06 | 0.026024 | 0.026024 | 0.026024 | 0.98859 | -0.21934 | 0.98912 | -0.20906 | 7.1496
84 | -0.02939 | -0.0073683 | 0.029399 | 0.007374 | 9.1771e-06 | 5.7126e-06 | 0.044215 | 0.044215 | 0.044215 | 0.98912 | -0.20906 | 0.98945 | -0.20251 | 12.147
85 | 0.12843 | 0.032279 | -0.12839 | -0.032252 | 4.3161e-05 | 2.6676e-05 | 0.19536 | 0.19536 | 0.19536 | 0.97841 | -0.41531 | 0.97805 | -0.42235 | 10.7339
86 | 0.0011481 | 0.00028774 | -0.0011481 | -0.00028775 | 7.8212e-10 | -8.1325e-09 | 0.001744 | 0.001744 | 0.001744 | 0.97961 | -0.39189 | 0.97961 | -0.39191 | 0.47913
87 | -0.048492 | -0.012155 | 0.048496 | 0.012157 | 4.3406e-06 | 2.1143e-06 | 0.073877 | 0.073877 | 0.073877 | 0.97672 | -0.44854 | 0.97681 | -0.44666 | 4.0592
88 | 0.039622 | 0.0099321 | -0.039616 | -0.0099295 | 6.2999e-06 | 2.5897e-06 | 0.060364 | 0.060365 | 0.060365 | 0.97672 | -0.44854 | 0.97655 | -0.45187 | 3.3167
89 | -0.067181 | -0.01684 | 0.067201 | 0.016851 | 1.9978e-05 | 1.1193e-05 | 0.10234 | 0.10234 | 0.10234 | 0.97681 | -0.44666 | 0.97713 | -0.44042 | 5.6231
90 | 0.039616 | 0.0099295 | -0.039598 | -0.0099222 | 1.7764e-05 | 7.3051e-06 | 0.060365 | 0.060366 | 0.060366 | 0.97655 | -0.45187 | 0.97607 | -0.46129 | 3.3168
91 | 0.056781 | 0.014258 | -0.05676 | -0.014247 | 2.072e-05 | 1.0948e-05 | 0.086478 | 0.086478 | 0.086478 | 0.97713 | -0.44042 | 0.97674 | -0.44807 | 4.7516
92 | -0.12398 | -0.031109 | 0.12409 | 0.031175 | 0.00010689 | 6.5902e-05 | 0.18882 | 0.18882 | 0.18882 | 0.97713 | -0.44042 | 0.97805 | -0.42235 | 10.3745
93 | 0.017148 | 0.0042995 | -0.017144 | -0.0042972 | 4.0309e-06 | 2.3832e-06 | 0.026143 | 0.026143 | 0.026143 | 0.97607 | -0.46129 | 0.97582 | -0.46622 | 7.1821
94 | 0.018834 | 0.0047166 | -0.01883 | -0.0047147 | 4.0247e-06 | 1.9251e-06 | 0.028711 | 0.028712 | 0.028712 | 0.97607 | -0.46129 | 0.97584 | -0.46578 | 3.9439
95 | 0.0036157 | 0.00090599 | -0.0036154 | -0.00090611 | 2.6588e-07 | -1.2148e-07 | 0.0055121 | 0.0055122 | 0.0055122 | 0.97607 | -0.46129 | 0.97599 | -0.46283 | 1.5143
96 | 0.0056945 | 0.0014271 | -0.0056943 | -0.0014271 | 2.1696e-07 | 4.3099e-08 | 0.0086856 | 0.0086856 | 0.0086856 | 0.97558 | -0.47099 | 0.97554 | -0.47179 | 2.3862
97 | -0.0087533 | -0.0021937 | 0.0087547 | 0.0021944 | 1.4195e-06 | 6.4329e-07 | 0.013351 | 0.013351 | 0.013351 | 0.97558 | -0.47099 | 0.97575 | -0.46758 | 3.6679
98 | 0.0026772 | 0.00067093 | -0.0026771 | -0.00067095 | 1.7439e-08 | -2.3658e-08 | 0.0040835 | 0.0040835 | 0.0040835 | 0.97554 | -0.47179 | 0.97553 | -0.47192 | 1.1219
99 | -0.011461 | -0.0028725 | 0.011461 | 0.0028729 | 7.4229e-07 | 3.9412e-07 | 0.017477 | 0.017477 | 0.017477 | 0.97575 | -0.46758 | 0.97582 | -0.46622 | 4.8015
100 | 0.04151 | 0.010426 | -0.041495 | -0.010416 | 1.4792e-05 | 9.3438e-06 | 0.063247 | 0.063247 | 0.063247 | 0.97674 | -0.44807 | 0.97636 | -0.45554 | 17.3754
101 | 0.01525 | 0.0038209 | -0.015249 | -0.0038215 | 6.5737e-07 | -5.9552e-07 | 0.023232 | 0.023232 | 0.023232 | 0.97674 | -0.44807 | 0.9767 | -0.44897 | 1.2765
102 | -0.015323 | -0.0038331 | 0.015331 | 0.0038378 | 8.0803e-06 | 4.679e-06 | 0.023377 | 0.023376 | 0.023377 | 0.97528 | -0.47686 | 0.97584 | -0.46578 | 6.4221
103 | 0.015323 | 0.0038331 | -0.015319 | -0.0038309 | 3.7763e-06 | 2.187e-06 | 0.023377 | 0.023377 | 0.023377 | 0.97528 | -0.47686 | 0.97502 | -0.48204 | 6.4221
104 | 0.01432 | 0.0035806 | -0.014309 | -0.0035742 | 1.1203e-05 | 6.3905e-06 | 0.021852 | 0.021852 | 0.021852 | 0.97502 | -0.48204 | 0.97419 | -0.4985 | 6.0034
105 | 0.012707 | 0.0031726 | -0.012701 | -0.0031692 | 6.0857e-06 | 3.3585e-06 | 0.019405 | 0.019405 | 0.019405 | 0.97419 | -0.4985 | 0.97368 | -0.50859 | 5.331
106 | 0.007068 | 0.0017575 | -0.0070666 | -0.001757 | 1.4295e-06 | 5.0824e-07 | 0.010797 | 0.010797 | 0.010797 | 0.97368 | -0.50859 | 0.97346 | -0.51286 | 2.9662
107 | 0.0068814 | 0.0017106 | -0.0068813 | -0.0017105 | 8.18e-08 | 2.7819e-08 | 0.010514 | 0.010514 | 0.010514 | 0.97346 | -0.51286 | 0.97345 | -0.51311 | 2.8884
108 | 0.0066742 | 0.0016587 | -0.0066722 | -0.001658 | 1.993e-06 | 6.4033e-07 | 0.010197 | 0.010197 | 0.010197 | 0.97345 | -0.51311 | 0.97313 | -0.51942 | 2.8015
109 | 0.0057158 | 0.0014183 | -0.0057152 | -0.0014182 | 5.5856e-07 | 1.1497e-07 | 0.0087349 | 0.0087349 | 0.0087349 | 0.97313 | -0.51942 | 0.97303 | -0.52149 | 2.3997
110 | 0.0035605 | 0.00087818 | -0.0035603 | -0.0008783 | 2.4663e-07 | -1.1818e-07 | 0.0054399 | 0.00544 | 0.00544 | 0.97303 | -0.52149 | 0.97295 | -0.52296 | 1.4945
111 | 0.0034153 | 0.00084195 | -0.0034152 | -0.00084201 | 1.0089e-07 | -5.813e-08 | 0.0052182 | 0.0052183 | 0.0052183 | 0.97295 | -0.52296 | 0.97292 | -0.52359 | 1.4336
112 | 0.009485 | 0.0023769 | -0.0094843 | -0.0023769 | 7.5983e-07 | 5.952e-10 | 0.014451 | 0.014451 | 0.014451 | 0.9767 | -0.44897 | 0.97661 | -0.45066 | 1.985
113 | 0.0037202 | 0.00093224 | -0.00372 | -0.00093232 | 1.8918e-07 | -7.5384e-08 | 0.0056682 | 0.0056683 | 0.0056683 | 0.97661 | -0.45066 | 0.97656 | -0.45172 | 1.5572
114 | -0.0063185 | -0.0015833 | 0.006319 | 0.0015834 | 4.7999e-07 | 1.3599e-07 | 0.0096498 | 0.0096498 | 0.0096498 | 0.97431 | -0.49596 | 0.97439 | -0.49436 | 2.6511
115 | 0.18627 | 0.04713 | -0.18622 | -0.047098 | 5.192e-05 | 3.2675e-05 | 0.28169 | 0.28169 | 0.28169 | 0.98451 | -0.29637 | 0.98421 | -0.30218 | 15.4776
116 | -0.20326 | -0.051389 | 0.20344 | 0.051498 | 0.00017206 | 0.00010858 | 0.30738 | 0.30738 | 0.30738 | 0.98451 | -0.29637 | 0.98542 | -0.27873 | 16.8889
117 | 0.01584 | 0.0039708 | -0.015838 | -0.0039696 | 1.9414e-06 | 1.1272e-06 | 0.023919 | 0.023919 | 0.023919 | 0.98542 | -0.27873 | 0.98529 | -0.28131 | 6.5712
118 | 0.014238 | 0.0035687 | -0.014236 | -0.0035677 | 1.7889e-06 | 1.0135e-06 | 0.021503 | 0.021503 | 0.021503 | 0.98529 | -0.28131 | 0.98515 | -0.28394 | 5.9075
119 | 0.0013175 | 0.00032986 | -0.0013174 | -0.00033018 | 4.0309e-08 | -3.1983e-07 | 0.0019899 | 0.00199 | 0.00199 | 0.98515 | -0.28394 | 0.98512 | -0.28459 | 0.5467
120 | 0.033352 | 0.0083878 | -0.033333 | -0.0083758 | 1.9105e-05 | 1.1968e-05 | 0.050168 | 0.050168 | 0.050168 | 0.98945 | -0.20246 | 0.98884 | -0.21446 | 13.7825
121 | 0.0034733 | 0.00086959 | -0.0034729 | -0.00086978 | 3.2291e-07 | -1.9524e-07 | 0.0052342 | 0.0052344 | 0.0052344 | 0.98733 | -0.24185 | 0.98723 | -0.2438 | 1.438
122 | 0.0034729 | 0.00086978 | -0.0034722 | -0.00087022 | 7.2308e-07 | -4.3683e-07 | 0.0052344 | 0.0052347 | 0.0052347 | 0.98723 | -0.2438 | 0.98701 | -0.24818 | 1.4381
123 | 0.014625 | 0.003666 | -0.014624 | -0.0036655 | 1.0056e-06 | 5.7657e-07 | 0.022328 | 0.022328 | 0.022328 | 0.97467 | -0.48886 | 0.9746 | -0.49031 | 6.1341
124 | 0.01163 | 0.0029151 | -0.011628 | -0.0029141 | 1.9122e-06 | 1.0223e-06 | 0.017757 | 0.017757 | 0.017757 | 0.9746 | -0.49031 | 0.97442 | -0.49376 | 4.8783
125 | 0.0088229 | 0.002211 | -0.0088227 | -0.0022109 | 2.5397e-07 | 1.1607e-07 | 0.013473 | 0.013473 | 0.013473 | 0.97442 | -0.49376 | 0.97439 | -0.49436 | 3.7014

## res_trafo
| p_hv_mw | q_hv_mvar | p_lv_mw | q_lv_mvar | pl_mw | ql_mvar | i_hv_ka | i_lv_ka | vm_hv_pu | va_hv_degree | vm_lv_pu | va_lv_degree | loading_percent
0 | -1.2729e-15 | -1.3162e-15 | 0.00165 | 1.2699e-07 | 0.00165 | 1.2699e-07 | 5.2857e-17 | 0.0023815 | 0.99998 | 149.9956 | 1 | 0 | 0.2619

## res_ext_grid
| p_mw | q_mvar
0 | 0.41887 | 0.10689

## res_load
| p_mw | q_mvar
0 | 0.0010442 | 0.0002617
1 | 0.00024737 | 6.1996e-05
2 | 0.00068424 | 0.00017149
3 | 0.00024165 | 6.0563e-05
4 | 0.00023047 | 5.7762e-05
5 | 0.0027827 | 0.00069742
6 | 0.0022463 | 0.00056297
7 | 0.00095946 | 0.00024046
8 | 0.0061878 | 0.0015508
9 | 0.0046364 | 0.001162
10 | 0.010513 | 0.0026348
11 | 0.0062724 | 0.001572
12 | 0.0042112 | 0.0010554
13 | 0.0017874 | 0.00044796
14 | 0.0026354 | 0.0006605
15 | 0.010633 | 0.0026649
16 | 0.0035022 | 0.00087774
17 | 0.0030658 | 0.00076835
18 | 0.0017808 | 0.00044632
19 | 0.005018 | 0.0012576
20 | 0.0032645 | 0.00081817
21 | 0.0039652 | 0.00099378
22 | 0.0058525 | 0.0014668
23 | 0.011486 | 0.0028787
24 | 0.0022377 | 0.00056083
25 | 0.012198 | 0.0030571
26 | 0.0038973 | 0.00097675
27 | 0.0041764 | 0.0010467
28 | 0.0053277 | 0.0013352
29 | 0.0018981 | 0.00047572
30 | 0.0021661 | 0.00054287
31 | 0.0024701 | 0.00061906
32 | 0.0020487 | 0.00051346
33 | 0.002867 | 0.00071854
34 | 0.0022419 | 0.00056188
35 | 0.0020116 | 0.00050415
36 | 0.0033369 | 0.0008363
37 | 0.0028844 | 0.00072289
38 | 0.0024806 | 0.00062171
39 | 0.0020434 | 0.00051212
40 | 0.0045598 | 0.0011428
41 | 0.0021312 | 0.00053414
42 | 0.0027981 | 0.00070126
43 | 0.0051971 | 0.0013025
44 | 0.0059984 | 0.0015033
45 | 0.0043015 | 0.0010781
46 | 0.0031309 | 0.00078467
47 | 0.0028929 | 0.00072502
48 | 0.0033332 | 0.00083537
49 | 0.0073463 | 0.0018412
50 | 0.0021984 | 0.00055096
51 | 0.0031186 | 0.0007816
52 | 0.0023516 | 0.00058938
53 | 0.0019604 | 0.00049132
54 | 0.0020511 | 0.00051404
55 | 0.0056759 | 0.0014225
56 | 0.0055513 | 0.0013913
57 | 0.0026907 | 0.00067435
58 | 0.0018718 | 0.00046911
59 | 0.0092936 | 0.0023292
60 | 0.012092 | 0.0030305
61 | 0.0056028 | 0.0014042
62 | 0.013284 | 0.0033293
63 | 0.0022739 | 0.00056989
64 | 0.0023662 | 0.00059302
65 | 0.0088696 | 0.0022229
66 | 0.018685 | 0.0046828
67 | 0.0030588 | 0.00076661
68 | 0.0030171 | 0.00075616
69 | 0.0027058 | 0.00067814
70 | 0.0026771 | 0.00067095
71 | 0.0042994 | 0.0010775
72 | 0.0034989 | 0.0008769
73 | 0.00099895 | 0.00025036
74 | 0.0016024 | 0.0004016
75 | 0.0056328 | 0.0014117
76 | 0.00018526 | 4.643e-05
77 | 0.00020703 | 5.1886e-05
78 | 0.00095649 | 0.00023972
79 | 0.0021547 | 0.00054001
80 | 0.00014501 | 3.6344e-05
81 | 0.0036154 | 0.00090611
82 | 0.0056828 | 0.0014242
83 | 0.0091309 | 0.0022884
84 | 0.0057641 | 0.0014446
85 | 0.0057641 | 0.0014446
86 | 0.0012892 | 0.00032312
87 | 0.016994 | 0.0042592
88 | 0.0024904 | 0.00062416
89 | 0.0015998 | 0.00040095
90 | 0.012919 | 0.0032378
91 | 0.0013174 | 0.00033018
92 | 0.0021898 | 0.00054883
93 | 0.0019601 | 0.00049125
94 | 0.0034722 | 0.00087022
95 | 0.0011481 | 0.00028775
96 | 0.00372 | 0.00093232
97 | 0.0033497 | 0.00083952
98 | 0.0029939 | 0.00075035
99 | 0.0028052 | 0.00070304
100 | 0.0025037 | 0.00062748

## dtypes
| element | column | dtype
0 | bus | name | object
1 | bus | vn_kv | float64
2 | bus | type | object
3 | bus | zone | object
4 | bus | in_service | bool
5 | load | name | object
6 | load | bus | uint32
7 | load | p_mw | float64
8 | load | q_mvar | float64
9 | load | const_z_percent | float64
10 | load | const_i_percent | float64
11 | load | sn_mva | float64
12 | load | scaling | float64
13 | load | in_service | bool
14 | load | type | object
15 | ext_grid | name | object
16 | ext_grid | bus | uint32
17 | ext_grid | vm_pu | float64
18 | ext_grid | va_degree | float64
19 | ext_grid | slack_weight | float64
20 | ext_grid | in_service | bool
21 | line | name | object
22 | line | std_type | object
23 | line | from_bus | uint32
24 | line | to_bus | uint32
25 | line | length_km | float64
26 | line | r_ohm_per_km | float64
27 | line | x_ohm_per_km | float64
28 | line | c_nf_per_km | float64
29 | line | g_us_per_km | float64
30 | line | max_i_ka | float64
31 | line | df | float64
32 | line | parallel | uint32
33 | line | type | object
34 | line | in_service | bool
35 | trafo | name | object
36 | trafo | std_type | object
37 | trafo | hv_bus | uint32
38 | trafo | lv_bus | uint32
39 | trafo | sn_mva | float64
40 | trafo | vn_hv_kv | float64
41 | trafo | vn_lv_kv | float64
42 | trafo | vk_percent | float64
43 | trafo | vkr_percent | float64
44 | trafo | pfe_kw | float64
45 | trafo | i0_percent | float64
46 | trafo | shift_degree | float64
47 | trafo | tap_side | object
48 | trafo | tap_neutral | int32
49 | trafo | tap_min | int32
50 | trafo | tap_max | int32
51 | trafo | tap_step_percent | float64
52 | trafo | tap_step_degree | float64
53 | trafo | tap_pos | int32
54 | trafo | tap_phase_shifter | bool
55 | trafo | parallel | uint32
56 | trafo | df | float64
57 | trafo | in_service | bool
58 | line_geodata | coords | object
59 | bus_geodata | x | float64
60 | bus_geodata | y | float64
61 | bus_geodata | coords | object
62 | res_bus | vm_pu | float64
63 | res_bus | va_degree | float64
64 | res_bus | p_mw | float64
65 | res_bus | q_mvar | float64
66 | res_line | p_from_mw | float64
67 | res_line | q_from_mvar | float64
68 | res_line | p_to_mw | float64
69 | res_line | q_to_mvar | float64
70 | res_line | pl_mw | float64
71 | res_line | ql_mvar | float64
72 | res_line | i_from_ka | float64
73 | res_line | i_to_ka | float64
74 | res_line | i_ka | float64
75 | res_line | vm_from_pu | float64
76 | res_line | va_from_degree | float64
77 | res_line | vm_to_pu | float64
78 | res_line | va_to_degree | float64
79 | res_line | loading_percent | float64
80 | res_trafo | p_hv_mw | float64
81 | res_trafo | q_hv_mvar | float64
82 | res_trafo | p_lv_mw | float64
83 | res_trafo | q_lv_mvar | float64
84 | res_trafo | pl_mw | float64
85 | res_trafo | ql_mvar | float64
86 | res_trafo | i_hv_ka | float64
87 | res_trafo | i_lv_ka | float64
88 | res_trafo | vm_hv_pu | float64
89 | res_trafo | va_hv_degree | float64
90 | res_trafo | vm_lv_pu | float64
91 | res_trafo | va_lv_degree | float64
92 | res_trafo | loading_percent | float64
93 | res_ext_grid | p_mw | float64
94 | res_ext_grid | q_mvar | float64
95 | res_load | p_mw | float64
96 | res_load | q_mvar | float64

## parameters
| version | format_version | converged | OPF_converged | name | f_hz | sn_mva
0 | 2.14.6 | 2.14.0 | TRUE | FALSE |  | 50 | 1