## bus
| name | vn_kv | type | zone | in_service
0 | bus_LV_2333-2_0_5_node_0 | 0.4 | n |  | TRUE
1 | bus_LV_2333-2_0_5_node_1 | 0.4 | n |  | TRUE
2 | bus_LV_2333-2_0_5_node_2 | 0.4 | n |  | TRUE
3 | bus_LV_2333-2_0_5_node_3 | 0.4 | n |  | TRUE
4 | bus_LV_2333-2_0_5_node_4 | 0.4 | n |  | TRUE
5 | bus_LV_2333-2_0_5_node_5 | 0.4 | n |  | TRUE
6 | bus_LV_2333-2_0_5_node_125 | 0.4 | n |  | TRUE
7 | bus_LV_2333-2_0_5_node_124 | 0.4 | n |  | TRUE
8 | bus_LV_2333-2_0_5_node_61 | 0.4 | n |  | TRUE
9 | bus_LV_2333-2_0_5_node_126 | 0.4 | n |  | TRUE
10 | bus_LV_2333-2_0_5_node_114 | 0.4 | n |  | TRUE
11 | bus_LV_2333-2_0_5_node_53 | 0.4 | n |  | TRUE
12 | bus_LV_2333-2_0_5_node_63 | 0.4 | n |  | TRUE
13 | bus_LV_2333-2_0_5_node_59 | 0.4 | n |  | TRUE
14 | bus_LV_2333-2_0_5_node_6 | 0.4 | n |  | TRUE
15 | bus_LV_2333-2_0_5_node_72 | 0.4 | n |  | TRUE
16 | bus_LV_2333-2_0_5_node_32 | 0.4 | n |  | TRUE
17 | bus_LV_2333-2_0_5_node_73 | 0.4 | n |  | TRUE
18 | bus_LV_2333-2_0_5_node_30 | 0.4 | n |  | TRUE
19 | bus_LV_2333-2_0_5_node_31 | 0.4 | n |  | TRUE
20 | bus_LV_2333-2_0_5_node_33 | 0.4 | n |  | TRUE
21 | bus_LV_2333-2_0_5_node_7 | 0.4 | n |  | TRUE
22 | bus_LV_2333-2_0_5_node_8 | 0.4 | n |  | TRUE
23 | bus_LV_2333-2_0_5_node_9 | 0.4 | n |  | TRUE
24 | bus_LV_2333-2_0_5_node_75 | 0.4 | n |  | TRUE
25 | bus_LV_2333-2_0_5_node_15 | 0.4 | n |  | TRUE
26 | bus_LV_2333-2_0_5_node_12 | 0.4 | n |  | TRUE
27 | bus_LV_2333-2_0_5_node_10 | 0.4 | n |  | TRUE
28 | bus_LV_2333-2_0_5_node_11 | 0.4 | n |  | TRUE
29 | bus_LV_2333-2_0_5_node_13 | 0.4 | n |  | TRUE
30 | bus_LV_2333-2_0_5_node_14 | 0.4 | n |  | TRUE
31 | bus_LV_2333-2_0_5_node_26 | 0.4 | n |  | TRUE
32 | bus_LV_2333-2_0_5_node_134 | 0.4 | n |  | TRUE
33 | bus_LV_2333-2_0_5_node_19 | 0.4 | n |  | TRUE
34 | bus_LV_2333-2_0_5_node_68 | 0.4 | n |  | TRUE
35 | bus_LV_2333-2_0_5_node_16 | 0.4 | n |  | TRUE
36 | bus_LV_2333-2_0_5_node_17 | 0.4 | n |  | TRUE
37 | bus_LV_2333-2_0_5_node_18 | 0.4 | n |  | TRUE
38 | bus_LV_2333-2_0_5_node_20 | 0.4 | n |  | TRUE
39 | bus_LV_2333-2_0_5_node_81 | 0.4 | n |  | TRUE
40 | bus_LV_2333-2_0_5_node_21 | 0.4 | n |  | TRUE
41 | bus_LV_2333-2_0_5_node_22 | 0.4 | n |  | TRUE
42 | bus_LV_2333-2_0_5_node_23 | 0.4 | n |  | TRUE
43 | bus_LV_2333-2_0_5_node_24 | 0.4 | n |  | TRUE
44 | bus_LV_2333-2_0_5_node_25 | 0.4 | n |  | TRUE
45 | bus_LV_2333-2_0_5_node_90 | 0.4 | n |  | TRUE
46 | bus_LV_2333-2_0_5_node_70 | 0.4 | n |  | TRUE
47 | bus_LV_2333-2_0_5_node_89 | 0.4 | n |  | TRUE
48 | bus_LV_2333-2_0_5_node_71 | 0.4 | n |  | TRUE
49 | bus_LV_2333-2_0_5_node_27 | 0.4 | n |  | TRUE
50 | bus_LV_2333-2_0_5_node_28 | 0.4 | n |  | TRUE
51 | bus_LV_2333-2_0_5_node_29 | 0.4 | n |  | TRUE
52 | bus_LV_2333-2_0_5_node_74 | 0.4 | n |  | TRUE
53 | bus_LV_2333-2_0_5_node_116 | 0.4 | n |  | TRUE
54 | bus_LV_2333-2_0_5_node_132 | 0.4 | n |  | TRUE
55 | bus_LV_2333-2_0_5_node_115 | 0.4 | n |  | TRUE
56 | bus_LV_2333-2_0_5_node_34 | 0.4 | n |  | TRUE
57 | bus_LV_2333-2_0_5_node_35 | 0.4 | n |  | TRUE
58 | bus_LV_2333-2_0_5_node_109 | 0.4 | n |  | TRUE
59 | bus_LV_2333-2_0_5_node_112 | 0.4 | n |  | TRUE
60 | bus_LV_2333-2_0_5_node_113 | 0.4 | n |  | TRUE
61 | bus_LV_2333-2_0_5_node_108 | 0.4 | n |  | TRUE
62 | bus_LV_2333-2_0_5_node_94 | 0.4 | n |  | TRUE
63 | bus_LV_2333-2_0_5_node_93 | 0.4 | n |  | TRUE
64 | bus_LV_2333-2_0_5_node_38 | 0.4 | n |  | TRUE
65 | bus_LV_2333-2_0_5_node_39 | 0.4 | n |  | TRUE
66 | bus_LV_2333-2_0_5_node_40 | 0.4 | n |  | TRUE
67 | bus_LV_2333-2_0_5_node_41 | 0.4 | n |  | TRUE
68 | bus_LV_2333-2_0_5_node_42 | 0.4 | n |  | TRUE
69 | bus_LV_2333-2_0_5_node_43 | 0.4 | n |  | TRUE
70 | bus_LV_2333-2_0_5_node_82 | 0.4 | n |  | TRUE
71 | bus_LV_2333-2_0_5_node_51 | 0.4 | n |  | TRUE
72 | bus_LV_2333-2_0_5_node_139 | 0.4 | n |  | TRUE
73 | bus_LV_2333-2_0_5_node_141 | 0.4 | n |  | TRUE
74 | bus_LV_2333-2_0_5_node_69 | 0.4 | n |  | TRUE
75 | bus_LV_2333-2_0_5_node_49 | 0.4 | n |  | TRUE
76 | bus_LV_2333-2_0_5_node_140 | 0.4 | n |  | TRUE
77 | bus_LV_2333-2_0_5_node_142 | 0.4 | n |  | TRUE
78 | bus_LV_2333-2_0_5_node_44 | 0.4 | n |  | TRUE
79 | bus_LV_2333-2_0_5_node_45 | 0.4 | n |  | TRUE
80 | bus_LV_2333-2_0_5_node_46 | 0.4 | n |  | TRUE
81 | bus_LV_2333-2_0_5_node_47 | 0.4 | n |  | TRUE
82 | bus_LV_2333-2_0_5_node_48 | 0.4 | n |  | TRUE
83 | bus_LV_2333-2_0_5_node_56 | 0.4 | n |  | TRUE
84 | bus_LV_2333-2_0_5_node_50 | 0.4 | n |  | TRUE
85 | bus_LV_2333-2_0_5_node_52 | 0.4 | n |  | TRUE
86 | bus_LV_2333-2_0_5_node_54 | 0.4 | n |  | TRUE
87 | bus_LV_2333-2_0_5_node_55 | 0.4 | n |  | TRUE
88 | bus_LV_2333-2_0_5_node_57 | 0.4 | n |  | TRUE
89 | bus_LV_2333-2_0_5_node_58 | 0.4 | n |  | TRUE
90 | bus_LV_2333-2_0_5_node_120 | 0.4 | n |  | TRUE
91 | bus_LV_2333-2_0_5_node_117 | 0.4 | n |  | TRUE
92 | bus_LV_2333-2_0_5_node_77 | 0.4 | n |  | TRUE
93 | bus_LV_2333-2_0_5_node_118 | 0.4 | n |  | TRUE
94 | bus_LV_2333-2_0_5_node_79 | 0.4 | n |  | TRUE
95 | bus_LV_2333-2_0_5_node_76 | 0.4 | n |  | TRUE
96 | bus_LV_2333-2_0_5_node_60 | 0.4 | n |  | TRUE
97 | bus_LV_2333-2_0_5_node_62 | 0.4 | n |  | TRUE
98 | bus_LV_2333-2_0_5_node_92 | 0.4 | n |  | TRUE
99 | bus_LV_2333-2_0_5_node_91 | 0.4 | n |  | TRUE
100 | bus_LV_2333-2_0_5_node_64 | 0.4 | n |  | TRUE
101 | bus_LV_2333-2_0_5_node_65 | 0.4 | n |  | TRUE
102 | bus_LV_2333-2_0_5_node_66 | 0.4 | n |  | TRUE
103 | bus_LV_2333-2_0_5_node_67 | 0.4 | n |  | TRUE
104 | bus_LV_2333-2_0_5_node_136 | 0.4 | n |  | TRUE
105 | bus_LV_2333-2_0_5_node_146 | 0.4 | n |  | TRUE
106 | bus_LV_2333-2_0_5_node_78 | 0.4 | n |  | TRUE
107 | bus_LV_2333-2_0_5_node_80 | 0.4 | n |  | TRUE
108 | bus_LV_2333-2_0_5_node_88 | 0.4 | n |  | TRUE
109 | bus_LV_2333-2_0_5_node_98 | 0.4 | n |  | TRUE
110 | bus_LV_2333-2_0_5_node_95 | 0.4 | n |  | TRUE
111 | bus_LV_2333-2_0_5_node_121 | 0.4 | n |  | TRUE
112 | bus_LV_2333-2_0_5_node_96 | 0.4 | n |  | TRUE
113 | bus_LV_2333-2_0_5_node_83 | 0.4 | n |  | TRUE
114 | bus_LV_2333-2_0_5_node_84 | 0.4 | n |  | TRUE
115 | bus_LV_2333-2_0_5_node_85 | 0.4 | n |  | TRUE
116 | bus_LV_2333-2_0_5_node_86 | 0.4 | n |  | TRUE
117 | bus_LV_2333-2_0_5_node_87 | 0.4 | n |  | TRUE
118 | bus_LV_2333-2_0_5_node_97 | 0.4 | n |  | TRUE
119 | bus_LV_2333-2_0_5_node_110 | 0.4 | n |  | TRUE
120 | bus_LV_2333-2_0_5_node_111 | 0.4 | n |  | TRUE
121 | bus_LV_2333-2_0_5_node_122 | 0.4 | n |  | TRUE
122 | bus_LV_2333-2_0_5_node_123 | 0.4 | n |  | TRUE
123 | bus_LV_2333-2_0_5_node_99 | 0.4 | n |  | TRUE
124 | bus_LV_2333-2_0_5_node_100 | 0.4 | n |  | TRUE
125 | bus_LV_2333-2_0_5_node_144 | 0.4 | n |  | TRUE
126 | bus_LV_2333-2_0_5_node_101 | 0.4 | n |  | TRUE
127 | bus_LV_2333-2_0_5_node_104 | 0.4 | n |  | TRUE
128 | bus_LV_2333-2_0_5_node_107 | 0.4 | n |  | TRUE
129 | bus_LV_2333-2_0_5_node_102 | 0.4 | n |  | TRUE
130 | bus_LV_2333-2_0_5_node_103 | 0.4 | n |  | TRUE
131 | bus_LV_2333-2_0_5_node_105 | 0.4 | n |  | TRUE
132 | bus_LV_2333-2_0_5_node_106 | 0.4 | n |  | TRUE
133 | bus_LV_2333-2_0_5_node_135 | 0.4 | n |  | TRUE
134 | bus_LV_2333-2_0_5_node_131 | 0.4 | n |  | TRUE
135 | bus_LV_2333-2_0_5_node_145 | 0.4 | n |  | TRUE
136 | bus_LV_2333-2_0_5_node_119 | 0.4 | n |  | TRUE
137 | bus_LV_2333-2_0_5_node_137 | 0.4 | n |  | TRUE
138 | bus_LV_2333-2_0_5_node_138 | 0.4 | n |  | TRUE
139 | bus_LV_2333-2_0_5_node_127 | 0.4 | n |  | TRUE
140 | bus_LV_2333-2_0_5_node_128 | 0.4 | n |  | TRUE
141 | bus_LV_2333-2_0_5_node_129 | 0.4 | n |  | TRUE
142 | bus_LV_2333-2_0_5_node_130 | 0.4 | n |  | TRUE
143 | bus_LV_2333-2_0_5_node_143 | 0.4 | n |  | TRUE
144 | bus_MV_37_0_node_119 | 20 | n |  | TRUE

## load
| name | bus | p_mw | q_mvar | const_z_percent | const_i_percent | sn_mva | scaling | in_service | type
0 | LV_2333-2_0_5_load_0 | 0 | 0.0035628 | 0.00089292 | 0 | 0 |  | 1 | TRUE | wye
1 | LV_2333-2_0_5_load_1 | 1 | 0.0039672 | 0.00099427 | 0 | 0 |  | 1 | TRUE | wye
2 | LV_2333-2_0_5_load_3 | 3 | 0.0010568 | 0.00026485 | 0 | 0 |  | 1 | TRUE | wye
3 | LV_2333-2_0_5_load_4 | 4 | 0.0015807 | 0.00039616 | 0 | 0 |  | 1 | TRUE | wye
4 | LV_2333-2_0_5_load_5 | 5 | 0.0032204 | 0.00080712 | 0 | 0 |  | 1 | TRUE | wye
5 | LV_2333-2_0_5_load_124 | 7 | 0.0032697 | 0.00081947 | 0 | 0 |  | 1 | TRUE | wye
6 | LV_2333-2_0_5_load_126 | 9 | 0.0092517 | 0.0023187 | 0 | 0 |  | 1 | TRUE | wye
7 | LV_2333-2_0_5_load_53 | 11 | 0.0022254 | 0.00055774 | 0 | 0 |  | 1 | TRUE | wye
8 | LV_2333-2_0_5_load_63 | 12 | 0.0012546 | 0.00031442 | 0 | 0 |  | 1 | TRUE | wye
9 | LV_2333-2_0_5_load_59 | 13 | 0.0075064 | 0.0018813 | 0 | 0 |  | 1 | TRUE | wye
10 | LV_2333-2_0_5_load_6 | 14 | 0.0064241 | 0.00161 | 0 | 0 |  | 1 | TRUE | wye
11 | LV_2333-2_0_5_load_72 | 15 | 0.0010276 | 0.00025753 | 0 | 0 |  | 1 | TRUE | wye
12 | LV_2333-2_0_5_load_32 | 16 | 0.0032563 | 0.00081611 | 0 | 0 |  | 1 | TRUE | wye
13 | LV_2333-2_0_5_load_30 | 18 | 0.0066133 | 0.0016574 | 0 | 0 |  | 1 | TRUE | wye
14 | LV_2333-2_0_5_load_31 | 19 | 0.00031668 | 7.9367e-05 | 0 | 0 |  | 1 | TRUE | wye
15 | LV_2333-2_0_5_load_33 | 20 | 0.0030572 | 0.0007662 | 0 | 0 |  | 1 | TRUE | wye
16 | LV_2333-2_0_5_load_9 | 23 | 0.005878 | 0.0014732 | 0 | 0 |  | 1 | TRUE | wye
17 | LV_2333-2_0_5_load_75 | 24 | 0.0026337 | 0.00066007 | 0 | 0 |  | 1 | TRUE | wye
18 | LV_2333-2_0_5_load_15 | 25 | 0.0082616 | 0.0020706 | 0 | 0 |  | 1 | TRUE | wye
19 | LV_2333-2_0_5_load_10 | 27 | 0.0055642 | 0.0013945 | 0 | 0 |  | 1 | TRUE | wye
20 | LV_2333-2_0_5_load_11 | 28 | 0.0035012 | 0.00087747 | 0 | 0 |  | 1 | TRUE | wye
21 | LV_2333-2_0_5_load_13 | 29 | 0.0022505 | 0.00056403 | 0 | 0 |  | 1 | TRUE | wye
22 | LV_2333-2_0_5_load_14 | 30 | 0.005865 | 0.0014699 | 0 | 0 |  | 1 | TRUE | wye
23 | LV_2333-2_0_5_load_26 | 31 | 0.0038698 | 0.00096987 | 0 | 0 |  | 1 | TRUE | wye
24 | LV_2333-2_0_5_load_134 | 32 | 0.0051324 | 0.0012863 | 0 | 0 |  | 1 | TRUE | wye
25 | LV_2333-2_0_5_load_19 | 33 | 0.013507 | 0.0033852 | 0 | 0 |  | 1 | TRUE | wye
26 | LV_2333-2_0_5_load_16 | 35 | 0.0049053 | 0.0012294 | 0 | 0 |  | 1 | TRUE | wye
27 | LV_2333-2_0_5_load_17 | 36 | 0.0054753 | 0.0013722 | 0 | 0 |  | 1 | TRUE | wye
28 | LV_2333-2_0_5_load_18 | 37 | 0.0044408 | 0.001113 | 0 | 0 |  | 1 | TRUE | wye
29 | LV_2333-2_0_5_load_20 | 38 | 0.0076039 | 0.0019057 | 0 | 0 |  | 1 | TRUE | wye
30 | LV_2333-2_0_5_load_81 | 39 | 0.0044159 | 0.0011067 | 0 | 0 |  | 1 | TRUE | wye
31 | LV_2333-2_0_5_load_21 | 40 | 0.004283 | 0.0010734 | 0 | 0 |  | 1 | TRUE | wye
32 | LV_2333-2_0_5_load_22 | 41 | 0.0032521 | 0.00081506 | 0 | 0 |  | 1 | TRUE | wye
33 | LV_2333-2_0_5_load_23 | 42 | 0.0043064 | 0.0010793 | 0 | 0 |  | 1 | TRUE | wye
34 | LV_2333-2_0_5_load_24 | 43 | 0.0048267 | 0.0012097 | 0 | 0 |  | 1 | TRUE | wye
35 | LV_2333-2_0_5_load_25 | 44 | 0.00097551 | 0.00024449 | 0 | 0 |  | 1 | TRUE | wye
36 | LV_2333-2_0_5_load_90 | 45 | 0.0032237 | 0.00080792 | 0 | 0 |  | 1 | TRUE | wye
37 | LV_2333-2_0_5_load_70 | 46 | 0.0068307 | 0.0017119 | 0 | 0 |  | 1 | TRUE | wye
38 | LV_2333-2_0_5_load_89 | 47 | 0.0046944 | 0.0011765 | 0 | 0 |  | 1 | TRUE | wye
39 | LV_2333-2_0_5_load_71 | 48 | 0.00067852 | 0.00017005 | 0 | 0 |  | 1 | TRUE | wye
40 | LV_2333-2_0_5_load_27 | 49 | 0.0036596 | 0.00091719 | 0 | 0 |  | 1 | TRUE | wye
41 | LV_2333-2_0_5_load_28 | 50 | 0.002708 | 0.00067868 | 0 | 0 |  | 1 | TRUE | wye
42 | LV_2333-2_0_5_load_74 | 52 | 0.0027544 | 0.00069032 | 0 | 0 |  | 1 | TRUE | wye
43 | LV_2333-2_0_5_load_132 | 54 | 0.0012396 | 0.00031068 | 0 | 0 |  | 1 | TRUE | wye
44 | LV_2333-2_0_5_load_115 | 55 | 0.0031174 | 0.00078128 | 0 | 0 |  | 1 | TRUE | wye
45 | LV_2333-2_0_5_load_34 | 56 | 0.0044109 | 0.0011055 | 0 | 0 |  | 1 | TRUE | wye
46 | LV_2333-2_0_5_load_35 | 57 | 0.0033915 | 0.00084998 | 0 | 0 |  | 1 | TRUE | wye
47 | LV_2333-2_0_5_load_109 | 58 | 0.0072849 | 0.0018258 | 0 | 0 |  | 1 | TRUE | wye
48 | LV_2333-2_0_5_load_112 | 59 | 0.0082435 | 0.002066 | 0 | 0 |  | 1 | TRUE | wye
49 | LV_2333-2_0_5_load_113 | 60 | 0.002862 | 0.00071728 | 0 | 0 |  | 1 | TRUE | wye
50 | LV_2333-2_0_5_load_108 | 61 | 0.0036552 | 0.00091609 | 0 | 0 |  | 1 | TRUE | wye
51 | LV_2333-2_0_5_load_94 | 62 | 0.0025797 | 0.00064654 | 0 | 0 |  | 1 | TRUE | wye
52 | LV_2333-2_0_5_load_38 | 64 | 0.0041395 | 0.0010375 | 0 | 0 |  | 1 | TRUE | wye
53 | LV_2333-2_0_5_load_39 | 65 | 0.0040437 | 0.0010134 | 0 | 0 |  | 1 | TRUE | wye
54 | LV_2333-2_0_5_load_41 | 67 | 0.003587 | 0.00089898 | 0 | 0 |  | 1 | TRUE | wye
55 | LV_2333-2_0_5_load_43 | 69 | 0.0024522 | 0.00061459 | 0 | 0 |  | 1 | TRUE | wye
56 | LV_2333-2_0_5_load_82 | 70 | 0.0039884 | 0.00099959 | 0 | 0 |  | 1 | TRUE | wye
57 | LV_2333-2_0_5_load_51 | 71 | 0.0026018 | 0.00065207 | 0 | 0 |  | 1 | TRUE | wye
58 | LV_2333-2_0_5_load_139 | 72 | 0.0034464 | 0.00086375 | 0 | 0 |  | 1 | TRUE | wye
59 | LV_2333-2_0_5_load_141 | 73 | 0.0028526 | 0.00071494 | 0 | 0 |  | 1 | TRUE | wye
60 | LV_2333-2_0_5_load_69 | 74 | 0.0039878 | 0.00099945 | 0 | 0 |  | 1 | TRUE | wye
61 | LV_2333-2_0_5_load_49 | 75 | 0.0045094 | 0.0011302 | 0 | 0 |  | 1 | TRUE | wye
62 | LV_2333-2_0_5_load_140 | 76 | 0.0026443 | 0.00066272 | 0 | 0 |  | 1 | TRUE | wye
63 | LV_2333-2_0_5_load_142 | 77 | 0.0049259 | 0.0012345 | 0 | 0 |  | 1 | TRUE | wye
64 | LV_2333-2_0_5_load_44 | 78 | 0.0025176 | 0.00063096 | 0 | 0 |  | 1 | TRUE | wye
65 | LV_2333-2_0_5_load_45 | 79 | 0.0027588 | 0.00069143 | 0 | 0 |  | 1 | TRUE | wye
66 | LV_2333-2_0_5_load_48 | 82 | 0.00069426 | 0.000174 | 0 | 0 |  | 1 | TRUE | wye
67 | LV_2333-2_0_5_load_56 | 83 | 0.0038958 | 0.00097638 | 0 | 0 |  | 1 | TRUE | wye
68 | LV_2333-2_0_5_load_50 | 84 | 0.0036919 | 0.00092529 | 0 | 0 |  | 1 | TRUE | wye
69 | LV_2333-2_0_5_load_52 | 85 | 0.0032537 | 0.00081546 | 0 | 0 |  | 1 | TRUE | wye
70 | LV_2333-2_0_5_load_54 | 86 | 0.0064491 | 0.0016163 | 0 | 0 |  | 1 | TRUE | wye
71 | LV_2333-2_0_5_load_58 | 89 | 0.0017812 | 0.00044642 | 0 | 0 |  | 1 | TRUE | wye
72 | LV_2333-2_0_5_load_120 | 90 | 0.0035223 | 0.00088278 | 0 | 0 |  | 1 | TRUE | wye
73 | LV_2333-2_0_5_load_117 | 91 | 0.0040395 | 0.0010124 | 0 | 0 |  | 1 | TRUE | wye
74 | LV_2333-2_0_5_load_118 | 93 | 0.0051839 | 0.0012992 | 0 | 0 |  | 1 | TRUE | wye
75 | LV_2333-2_0_5_load_79 | 94 | 0.005828 | 0.0014606 | 0 | 0 |  | 1 | TRUE | wye
76 | LV_2333-2_0_5_load_76 | 95 | 0.013026 | 0.0032646 | 0 | 0 |  | 1 | TRUE | wye
77 | LV_2333-2_0_5_load_60 | 96 | 0.0051827 | 0.0012989 | 0 | 0 |  | 1 | TRUE | wye
78 | LV_2333-2_0_5_load_62 | 97 | 0.007675 | 0.0019235 | 0 | 0 |  | 1 | TRUE | wye
79 | LV_2333-2_0_5_load_92 | 98 | 0.0047099 | 0.0011804 | 0 | 0 |  | 1 | TRUE | wye
80 | LV_2333-2_0_5_load_91 | 99 | 0.0022235 | 0.00055726 | 0 | 0 |  | 1 | TRUE | wye
81 | LV_2333-2_0_5_load_64 | 100 | 0.003876 | 0.00097142 | 0 | 0 |  | 1 | TRUE | wye
82 | LV_2333-2_0_5_load_65 | 101 | 0.0069587 | 0.001744 | 0 | 0 |  | 1 | TRUE | wye
83 | LV_2333-2_0_5_load_67 | 103 | 0.013916 | 0.0034876 | 0 | 0 |  | 1 | TRUE | wye
84 | LV_2333-2_0_5_load_136 | 104 | 0.0011697 | 0.00029316 | 0 | 0 |  | 1 | TRUE | wye
85 | LV_2333-2_0_5_load_146 | 105 | 0.0064701 | 0.0016216 | 0 | 0 |  | 1 | TRUE | wye
86 | LV_2333-2_0_5_load_88 | 108 | 0.003365 | 0.00084335 | 0 | 0 |  | 1 | TRUE | wye
87 | LV_2333-2_0_5_load_98 | 109 | 0.0021091 | 0.00052859 | 0 | 0 |  | 1 | TRUE | wye
88 | LV_2333-2_0_5_load_95 | 110 | 0.0031624 | 0.00079257 | 0 | 0 |  | 1 | TRUE | wye
89 | LV_2333-2_0_5_load_96 | 112 | 0.002677 | 0.00067093 | 0 | 0 |  | 1 | TRUE | wye
90 | LV_2333-2_0_5_load_83 | 113 | 0.0018477 | 0.00046309 | 0 | 0 |  | 1 | TRUE | wye
91 | LV_2333-2_0_5_load_84 | 114 | 0.0016373 | 0.00041035 | 0 | 0 |  | 1 | TRUE | wye
92 | LV_2333-2_0_5_load_85 | 115 | 0.0014636 | 0.00036681 | 0 | 0 |  | 1 | TRUE | wye
93 | LV_2333-2_0_5_load_86 | 116 | 0.0022542 | 0.00056495 | 0 | 0 |  | 1 | TRUE | wye
94 | LV_2333-2_0_5_load_87 | 117 | 0.0020199 | 0.00050624 | 0 | 0 |  | 1 | TRUE | wye
95 | LV_2333-2_0_5_load_122 | 121 | 0.0036017 | 0.00090267 | 0 | 0 |  | 1 | TRUE | wye
96 | LV_2333-2_0_5_load_123 | 122 | 0.0023717 | 0.00059439 | 0 | 0 |  | 1 | TRUE | wye
97 | LV_2333-2_0_5_load_99 | 123 | 0.0041621 | 0.0010431 | 0 | 0 |  | 1 | TRUE | wye
98 | LV_2333-2_0_5_load_144 | 125 | 0.0080656 | 0.0020214 | 0 | 0 |  | 1 | TRUE | wye
99 | LV_2333-2_0_5_load_101 | 126 | 0.0041521 | 0.0010406 | 0 | 0 |  | 1 | TRUE | wye
100 | LV_2333-2_0_5_load_107 | 128 | 0.0041805 | 0.0010477 | 0 | 0 |  | 1 | TRUE | wye
101 | LV_2333-2_0_5_load_102 | 129 | 0.0030678 | 0.00076887 | 0 | 0 |  | 1 | TRUE | wye
102 | LV_2333-2_0_5_load_105 | 131 | 0.0023913 | 0.00059931 | 0 | 0 |  | 1 | TRUE | wye
103 | LV_2333-2_0_5_load_106 | 132 | 0.0031812 | 0.00079729 | 0 | 0 |  | 1 | TRUE | wye
104 | LV_2333-2_0_5_load_135 | 133 | 0.0019759 | 0.00049521 | 0 | 0 |  | 1 | TRUE | wye
105 | LV_2333-2_0_5_load_131 | 134 | 0.0018192 | 0.00045594 | 0 | 0 |  | 1 | TRUE | wye
106 | LV_2333-2_0_5_load_145 | 135 | 0.0021758 | 0.00054531 | 0 | 0 |  | 1 | TRUE | wye
107 | LV_2333-2_0_5_load_119 | 136 | 0.0036483 | 0.00091435 | 0 | 0 |  | 1 | TRUE | wye
108 | LV_2333-2_0_5_load_137 | 137 | 0.0048715 | 0.0012209 | 0 | 0 |  | 1 | TRUE | wye
109 | LV_2333-2_0_5_load_138 | 138 | 0.0055044 | 0.0013795 | 0 | 0 |  | 1 | TRUE | wye
110 | LV_2333-2_0_5_load_127 | 139 | 0.0014448 | 0.00036209 | 0 | 0 |  | 1 | TRUE | wye
111 | LV_2333-2_0_5_load_128 | 140 | 0.0048737 | 0.0012215 | 0 | 0 |  | 1 | TRUE | wye
112 | LV_2333-2_0_5_load_129 | 141 | 0.0024892 | 0.00062386 | 0 | 0 |  | 1 | TRUE | wye
113 | LV_2333-2_0_5_load_130 | 142 | 0.00061281 | 0.00015358 | 0 | 0 |  | 1 | TRUE | wye
114 | LV_2333-2_0_5_load_143 | 143 | 0.0069588 | 0.001744 | 0 | 0 |  | 1 | TRUE | wye

## ext_grid
| name | bus | vm_pu | va_degree | slack_weight | in_service
0 |  | 137 | 1 | 0 | 1 | TRUE

## line
| name | std_type | from_bus | to_bus | length_km | r_ohm_per_km | x_ohm_per_km | c_nf_per_km | g_us_per_km | max_i_ka | df | parallel | type | in_service
0 | LV_2333-2_0_5_line_0 |  | 0 | 1 | 0.021827 | 0.125 | 0.08 | 261 | 0 | 0.364 | 1 | 4 | cs | TRUE
1 | LV_2333-2_0_5_line_1 |  | 0 | 2 | 0.027001 | 0.125 | 0.08 | 261 | 0 | 0.364 | 1 | 4 | cs | TRUE
2 | LV_2333-2_0_5_line_2 |  | 1 | 3 | 0.028201 | 0.125 | 0.08 | 261 | 0 | 0.364 | 1 | 4 | cs | TRUE
3 | LV_2333-2_0_5_line_3 |  | 2 | 4 | 0.013441 | 0.125 | 0.08 | 261 | 0 | 0.364 | 1 | 4 | cs | TRUE
4 | LV_2333-2_0_5_line_4 |  | 2 | 5 | 0.04023 | 0.125 | 0.08 | 261 | 0 | 0.364 | 1 | 1 | cs | TRUE
5 | LV_2333-2_0_5_line_5 |  | 3 | 6 | 0.023785 | 0.125 | 0.08 | 261 | 0 | 0.364 | 1 | 4 | cs | TRUE
6 | LV_2333-2_0_5_line_6 |  | 4 | 7 | 0.004622 | 0.125 | 0.08 | 261 | 0 | 0.364 | 1 | 4 | cs | TRUE
7 | LV_2333-2_0_5_line_7 |  | 5 | 8 | 0.039675 | 0.125 | 0.08 | 261 | 0 | 0.364 | 1 | 1 | cs | TRUE
8 | LV_2333-2_0_5_line_8 |  | 6 | 9 | 0.036833 | 0.125 | 0.08 | 261 | 0 | 0.364 | 1 | 4 | cs | TRUE
9 | LV_2333-2_0_5_line_9 |  | 6 | 10 | 0.015881 | 0.125 | 0.08 | 261 | 0 | 0.364 | 1 | 4 | cs | TRUE
10 | LV_2333-2_0_5_line_10 |  | 7 | 11 | 0.016032 | 0.125 | 0.08 | 261 | 0 | 0.364 | 1 | 4 | cs | TRUE
11 | LV_2333-2_0_5_line_11 |  | 8 | 12 | 0.029489 | 0.125 | 0.08 | 261 | 0 | 0.364 | 1 | 1 | cs | TRUE
12 | LV_2333-2_0_5_line_12 |  | 8 | 13 | 0.016611 | 0.125 | 0.08 | 261 | 0 | 0.364 | 1 | 1 | cs | TRUE
13 | LV_2333-2_0_5_line_13 |  | 9 | 137 | 0.030975 | 0.125 | 0.08 | 261 | 0 | 0.364 | 1 | 4 | cs | TRUE
14 | LV_2333-2_0_5_line_14 |  | 10 | 60 | 0.013663 | 0.125 | 0.08 | 261 | 0 | 0.364 | 1 | 1 | cs | TRUE
15 | LV_2333-2_0_5_line_15 |  | 10 | 120 | 0.00892 | 0.125 | 0.08 | 261 | 0 | 0.364 | 1 | 4 | cs | TRUE
16 | LV_2333-2_0_5_line_16 |  | 11 | 71 | 0.023006 | 0.125 | 0.08 | 261 | 0 | 0.364 | 1 | 4 | cs | TRUE
17 | LV_2333-2_0_5_line_17 |  | 12 | 39 | 0.017601 | 0.125 | 0.08 | 261 | 0 | 0.364 | 1 | 1 | cs | TRUE
18 | LV_2333-2_0_5_line_18 |  | 13 | 96 | 0.027847 | 0.125 | 0.08 | 261 | 0 | 0.364 | 1 | 1 | cs | TRUE
19 | LV_2333-2_0_5_line_19 |  | 14 | 15 | 0.051117 | 0.125 | 0.08 | 261 | 0 | 0.364 | 1 | 1 | cs | TRUE
20 | LV_2333-2_0_5_line_20 |  | 14 | 16 | 0.069615 | 0.125 | 0.08 | 261 | 0 | 0.364 | 1 | 1 | cs | TRUE
21 | LV_2333-2_0_5_line_21 |  | 15 | 17 | 0.02073 | 0.125 | 0.08 | 261 | 0 | 0.364 | 1 | 1 | cs | TRUE
22 | LV_2333-2_0_5_line_22 |  | 16 | 18 | 0.042902 | 0.125 | 0.08 | 261 | 0 | 0.364 | 1 | 1 | cs | TRUE
23 | LV_2333-2_0_5_line_23 |  | 17 | 24 | 0.026023 | 0.125 | 0.08 | 261 | 0 | 0.364 | 1 | 4 | cs | TRUE
24 | LV_2333-2_0_5_line_24 |  | 17 | 52 | 0.037789 | 0.125 | 0.08 | 261 | 0 | 0.364 | 1 | 4 | cs | TRUE
25 | LV_2333-2_0_5_line_25 |  | 18 | 19 | 0.031897 | 0.125 | 0.08 | 261 | 0 | 0.364 | 1 | 1 | cs | TRUE
26 | LV_2333-2_0_5_line_26 |  | 19 | 20 | 0.017466 | 0.125 | 0.08 | 261 | 0 | 0.364 | 1 | 1 | cs | TRUE
27 | LV_2333-2_0_5_line_27 |  | 21 | 22 | 0.015865 | 0.125 | 0.08 | 261 | 0 | 0.364 | 1 | 1 | cs | TRUE
28 | LV_2333-2_0_5_line_28 |  | 21 | 23 | 0.059336 | 0.125 | 0.08 | 261 | 0 | 0.364 | 1 | 1 | cs | TRUE
29 | LV_2333-2_0_5_line_29 |  | 22 | 24 | 0.034677 | 0.125 | 0.08 | 261 | 0 | 0.364 | 1 | 4 | cs | TRUE
30 | LV_2333-2_0_5_line_30 |  | 22 | 25 | 0.010064 | 0.125 | 0.08 | 261 | 0 | 0.364 | 1 | 4 | cs | TRUE
31 | LV_2333-2_0_5_line_31 |  | 25 | 26 | 0.049046 | 0.125 | 0.08 | 261 | 0 | 0.364 | 1 | 4 | cs | TRUE
32 | LV_2333-2_0_5_line_32 |  | 26 | 30 | 0.016852 | 0.125 | 0.08 | 261 | 0 | 0.364 | 1 | 4 | cs | TRUE
33 | LV_2333-2_0_5_line_33 |  | 26 | 27 | 0.012072 | 0.125 | 0.08 | 261 | 0 | 0.364 | 1 | 1 | cs | TRUE
34 | LV_2333-2_0_5_line_34 |  | 28 | 29 | 0.011485 | 0.125 | 0.08 | 261 | 0 | 0.364 | 1 | 1 | cs | TRUE
35 | LV_2333-2_0_5_line_35 |  | 29 | 31 | 0.015684 | 0.125 | 0.08 | 261 | 0 | 0.364 | 1 | 1 | cs | TRUE
36 | LV_2333-2_0_5_line_36 |  | 30 | 32 | 0.0084525 | 0.125 | 0.08 | 261 | 0 | 0.364 | 1 | 4 | cs | TRUE
37 | LV_2333-2_0_5_line_37 |  | 31 | 33 | 0.021377 | 0.125 | 0.08 | 261 | 0 | 0.364 | 1 | 1 | cs | TRUE
38 | LV_2333-2_0_5_line_38 |  | 32 | 34 | 0.03143 | 0.125 | 0.08 | 261 | 0 | 0.364 | 1 | 4 | cs | TRUE
39 | LV_2333-2_0_5_line_39 |  | 33 | 36 | 0.0091749 | 0.125 | 0.08 | 261 | 0 | 0.364 | 1 | 1 | cs | TRUE
40 | LV_2333-2_0_5_line_40 |  | 34 | 104 | 0.013189 | 0.125 | 0.08 | 261 | 0 | 0.364 | 1 | 1 | cs | TRUE
41 | LV_2333-2_0_5_line_41 |  | 34 | 102 | 0.024172 | 0.125 | 0.08 | 261 | 0 | 0.364 | 1 | 4 | cs | TRUE
42 | LV_2333-2_0_5_line_42 |  | 35 | 36 | 0.0031554 | 0.125 | 0.08 | 261 | 0 | 0.364 | 1 | 1 | cs | TRUE
43 | LV_2333-2_0_5_line_43 |  | 35 | 37 | 0.029618 | 0.125 | 0.08 | 261 | 0 | 0.364 | 1 | 1 | cs | TRUE
44 | LV_2333-2_0_5_line_44 |  | 37 | 38 | 0.019028 | 0.125 | 0.08 | 261 | 0 | 0.364 | 1 | 1 | cs | TRUE
45 | LV_2333-2_0_5_line_45 |  | 38 | 39 | 0.00055117 | 0.125 | 0.08 | 261 | 0 | 0.364 | 1 | 1 | cs | TRUE
46 | LV_2333-2_0_5_line_46 |  | 40 | 41 | 0.023805 | 0.125 | 0.08 | 261 | 0 | 0.364 | 1 | 1 | cs | TRUE
47 | LV_2333-2_0_5_line_47 |  | 40 | 42 | 0.013871 | 0.125 | 0.08 | 261 | 0 | 0.364 | 1 | 1 | cs | TRUE
48 | LV_2333-2_0_5_line_48 |  | 41 | 43 | 0.0045131 | 0.125 | 0.08 | 261 | 0 | 0.364 | 1 | 1 | cs | TRUE
49 | LV_2333-2_0_5_line_49 |  | 42 | 44 | 0.030157 | 0.125 | 0.08 | 261 | 0 | 0.364 | 1 | 1 | cs | TRUE
50 | LV_2333-2_0_5_line_50 |  | 43 | 45 | 0.020519 | 0.125 | 0.08 | 261 | 0 | 0.364 | 1 | 1 | cs | TRUE
51 | LV_2333-2_0_5_line_51 |  | 44 | 46 | 0.0012944 | 0.125 | 0.08 | 261 | 0 | 0.364 | 1 | 1 | cs | TRUE
52 | LV_2333-2_0_5_line_52 |  | 45 | 47 | 0.0019003 | 0.125 | 0.08 | 261 | 0 | 0.364 | 1 | 1 | cs | TRUE
53 | LV_2333-2_0_5_line_53 |  | 46 | 48 | 0.022933 | 0.125 | 0.08 | 261 | 0 | 0.364 | 1 | 1 | cs | TRUE
54 | LV_2333-2_0_5_line_54 |  | 47 | 108 | 0.023357 | 0.125 | 0.08 | 261 | 0 | 0.364 | 1 | 1 | cs | TRUE
55 | LV_2333-2_0_5_line_55 |  | 48 | 82 | 0.00068343 | 0.125 | 0.08 | 261 | 0 | 0.364 | 1 | 1 | cs | TRUE
56 | LV_2333-2_0_5_line_56 |  | 49 | 50 | 0.026832 | 0.125 | 0.08 | 261 | 0 | 0.364 | 1 | 1 | cs | TRUE
57 | LV_2333-2_0_5_line_57 |  | 50 | 51 | 0.018007 | 0.125 | 0.08 | 261 | 0 | 0.364 | 1 | 1 | cs | TRUE
58 | LV_2333-2_0_5_line_58 |  | 51 | 52 | 0.010648 | 0.125 | 0.08 | 261 | 0 | 0.364 | 1 | 1 | cs | TRUE
59 | LV_2333-2_0_5_line_59 |  | 51 | 53 | 0.001824 | 0.125 | 0.08 | 261 | 0 | 0.364 | 1 | 1 | cs | TRUE
60 | LV_2333-2_0_5_line_60 |  | 53 | 54 | 0.012203 | 0.125 | 0.08 | 261 | 0 | 0.364 | 1 | 1 | cs | TRUE
61 | LV_2333-2_0_5_line_61 |  | 53 | 55 | 0.021905 | 0.125 | 0.08 | 261 | 0 | 0.364 | 1 | 1 | cs | TRUE
62 | LV_2333-2_0_5_line_62 |  | 54 | 135 | 0.032587 | 0.125 | 0.08 | 261 | 0 | 0.364 | 1 | 1 | cs | TRUE
63 | LV_2333-2_0_5_line_63 |  | 55 | 131 | 0.021283 | 0.125 | 0.08 | 261 | 0 | 0.364 | 1 | 1 | cs | TRUE
64 | LV_2333-2_0_5_line_64 |  | 56 | 57 | 0.05591 | 0.125 | 0.08 | 261 | 0 | 0.364 | 1 | 1 | cs | TRUE
65 | LV_2333-2_0_5_line_65 |  | 57 | 58 | 0.055034 | 0.125 | 0.08 | 261 | 0 | 0.364 | 1 | 1 | cs | TRUE
66 | LV_2333-2_0_5_line_66 |  | 58 | 61 | 0.047286 | 0.125 | 0.08 | 261 | 0 | 0.364 | 1 | 1 | cs | TRUE
67 | LV_2333-2_0_5_line_67 |  | 59 | 60 | 0.015952 | 0.125 | 0.08 | 261 | 0 | 0.364 | 1 | 1 | cs | TRUE
68 | LV_2333-2_0_5_line_68 |  | 61 | 119 | 0.0083903 | 0.125 | 0.08 | 261 | 0 | 0.364 | 1 | 1 | cs | TRUE
69 | LV_2333-2_0_5_line_69 |  | 62 | 63 | 0.032692 | 0.125 | 0.08 | 261 | 0 | 0.364 | 1 | 1 | cs | TRUE
70 | LV_2333-2_0_5_line_70 |  | 63 | 99 | 0.0066138 | 0.125 | 0.08 | 261 | 0 | 0.364 | 1 | 1 | cs | TRUE
71 | LV_2333-2_0_5_line_71 |  | 64 | 65 | 0.021617 | 0.125 | 0.08 | 261 | 0 | 0.364 | 1 | 4 | cs | TRUE
72 | LV_2333-2_0_5_line_72 |  | 64 | 66 | 0.0066656 | 0.125 | 0.08 | 261 | 0 | 0.364 | 1 | 4 | cs | TRUE
73 | LV_2333-2_0_5_line_73 |  | 65 | 67 | 0.023837 | 0.125 | 0.08 | 261 | 0 | 0.364 | 1 | 4 | cs | TRUE
74 | LV_2333-2_0_5_line_74 |  | 66 | 68 | 0.006246 | 0.125 | 0.08 | 261 | 0 | 0.364 | 1 | 4 | cs | TRUE
75 | LV_2333-2_0_5_line_75 |  | 66 | 69 | 0.012258 | 0.125 | 0.08 | 261 | 0 | 0.364 | 1 | 1 | cs | TRUE
76 | LV_2333-2_0_5_line_76 |  | 67 | 70 | 0.025256 | 0.125 | 0.08 | 261 | 0 | 0.364 | 1 | 4 | cs | TRUE
77 | LV_2333-2_0_5_line_77 |  | 68 | 71 | 0.030728 | 0.125 | 0.08 | 261 | 0 | 0.364 | 1 | 4 | cs | TRUE
78 | LV_2333-2_0_5_line_78 |  | 68 | 72 | 0.017968 | 0.125 | 0.08 | 261 | 0 | 0.364 | 1 | 1 | cs | TRUE
79 | LV_2333-2_0_5_line_79 |  | 69 | 73 | 0.011122 | 0.125 | 0.08 | 261 | 0 | 0.364 | 1 | 1 | cs | TRUE
80 | LV_2333-2_0_5_line_80 |  | 70 | 74 | 0.014182 | 0.125 | 0.08 | 261 | 0 | 0.364 | 1 | 4 | cs | TRUE
81 | LV_2333-2_0_5_line_81 |  | 71 | 75 | 0.022348 | 0.125 | 0.08 | 261 | 0 | 0.364 | 1 | 1 | cs | TRUE
82 | LV_2333-2_0_5_line_82 |  | 72 | 76 | 0.0071102 | 0.125 | 0.08 | 261 | 0 | 0.364 | 1 | 1 | cs | TRUE
83 | LV_2333-2_0_5_line_83 |  | 73 | 77 | 0.015586 | 0.125 | 0.08 | 261 | 0 | 0.364 | 1 | 1 | cs | TRUE
84 | LV_2333-2_0_5_line_84 |  | 74 | 102 | 0.01892 | 0.125 | 0.08 | 261 | 0 | 0.364 | 1 | 4 | cs | TRUE
85 | LV_2333-2_0_5_line_85 |  | 75 | 84 | 0.017553 | 0.125 | 0.08 | 261 | 0 | 0.364 | 1 | 1 | cs | TRUE
86 | LV_2333-2_0_5_line_86 |  | 78 | 79 | 0.00588 | 0.125 | 0.08 | 261 | 0 | 0.364 | 1 | 1 | cs | TRUE
87 | LV_2333-2_0_5_line_87 |  | 78 | 80 | 0.040298 | 0.125 | 0.08 | 261 | 0 | 0.364 | 1 | 1 | cs | TRUE
88 | LV_2333-2_0_5_line_88 |  | 79 | 81 | 0.019952 | 0.125 | 0.08 | 261 | 0 | 0.364 | 1 | 1 | cs | TRUE
89 | LV_2333-2_0_5_line_89 |  | 80 | 82 | 0.018624 | 0.125 | 0.08 | 261 | 0 | 0.364 | 1 | 1 | cs | TRUE
90 | LV_2333-2_0_5_line_90 |  | 81 | 83 | 0.034921 | 0.125 | 0.08 | 261 | 0 | 0.364 | 1 | 1 | cs | TRUE
91 | LV_2333-2_0_5_line_91 |  | 84 | 85 | 0.013621 | 0.125 | 0.08 | 261 | 0 | 0.364 | 1 | 1 | cs | TRUE
92 | LV_2333-2_0_5_line_92 |  | 86 | 87 | 0.02453 | 0.125 | 0.08 | 261 | 0 | 0.364 | 1 | 1 | cs | TRUE
93 | LV_2333-2_0_5_line_93 |  | 87 | 88 | 0.032359 | 0.125 | 0.08 | 261 | 0 | 0.364 | 1 | 1 | cs | TRUE
94 | LV_2333-2_0_5_line_94 |  | 87 | 89 | 0.03161 | 0.125 | 0.08 | 261 | 0 | 0.364 | 1 | 1 | cs | TRUE
95 | LV_2333-2_0_5_line_95 |  | 88 | 90 | 0.04317 | 0.125 | 0.08 | 261 | 0 | 0.364 | 1 | 1 | cs | TRUE
96 | LV_2333-2_0_5_line_96 |  | 88 | 91 | 0.01225 | 0.125 | 0.08 | 261 | 0 | 0.364 | 1 | 1 | cs | TRUE
97 | LV_2333-2_0_5_line_97 |  | 89 | 92 | 0.026135 | 0.125 | 0.08 | 261 | 0 | 0.364 | 1 | 1 | cs | TRUE
98 | LV_2333-2_0_5_line_98 |  | 91 | 93 | 0.011714 | 0.125 | 0.08 | 261 | 0 | 0.364 | 1 | 1 | cs | TRUE
99 | LV_2333-2_0_5_line_99 |  | 92 | 94 | 0.011096 | 0.125 | 0.08 | 261 | 0 | 0.364 | 1 | 1 | cs | TRUE
100 | LV_2333-2_0_5_line_100 |  | 92 | 95 | 0.02871 | 0.125 | 0.08 | 261 | 0 | 0.364 | 1 | 1 | cs | TRUE
101 | LV_2333-2_0_5_line_101 |  | 93 | 136 | 0.0046673 | 0.125 | 0.08 | 261 | 0 | 0.364 | 1 | 1 | cs | TRUE
102 | LV_2333-2_0_5_line_102 |  | 94 | 108 | 0.0049152 | 0.125 | 0.08 | 261 | 0 | 0.364 | 1 | 1 | cs | TRUE
103 | LV_2333-2_0_5_line_103 |  | 95 | 106 | 0.029071 | 0.125 | 0.08 | 261 | 0 | 0.364 | 1 | 1 | cs | TRUE
104 | LV_2333-2_0_5_line_104 |  | 96 | 97 | 0.0034361 | 0.125 | 0.08 | 261 | 0 | 0.364 | 1 | 1 | cs | TRUE
105 | LV_2333-2_0_5_line_105 |  | 97 | 98 | 0.0012145 | 0.125 | 0.08 | 261 | 0 | 0.364 | 1 | 1 | cs | TRUE
106 | LV_2333-2_0_5_line_106 |  | 98 | 99 | 0.034565 | 0.125 | 0.08 | 261 | 0 | 0.364 | 1 | 1 | cs | TRUE
107 | LV_2333-2_0_5_line_107 |  | 100 | 101 | 0.028614 | 0.125 | 0.08 | 261 | 0 | 0.364 | 1 | 1 | cs | TRUE
108 | LV_2333-2_0_5_line_108 |  | 100 | 102 | 0.013554 | 0.125 | 0.08 | 261 | 0 | 0.364 | 1 | 1 | cs | TRUE
109 | LV_2333-2_0_5_line_109 |  | 101 | 103 | 0.003214 | 0.125 | 0.08 | 261 | 0 | 0.364 | 1 | 1 | cs | TRUE
110 | LV_2333-2_0_5_line_110 |  | 104 | 105 | 0.0045425 | 0.125 | 0.08 | 261 | 0 | 0.364 | 1 | 1 | cs | TRUE
111 | LV_2333-2_0_5_line_111 |  | 106 | 107 | 0.058681 | 0.125 | 0.08 | 261 | 0 | 0.364 | 1 | 1 | cs | TRUE
112 | LV_2333-2_0_5_line_112 |  | 107 | 109 | 0.026442 | 0.125 | 0.08 | 261 | 0 | 0.364 | 1 | 1 | cs | TRUE
113 | LV_2333-2_0_5_line_113 |  | 107 | 110 | 0.036946 | 0.125 | 0.08 | 261 | 0 | 0.364 | 1 | 2 | cs | TRUE
114 | LV_2333-2_0_5_line_114 |  | 109 | 111 | 0.0080841 | 0.125 | 0.08 | 261 | 0 | 0.364 | 1 | 1 | cs | TRUE
115 | LV_2333-2_0_5_line_115 |  | 110 | 112 | 0.019591 | 0.125 | 0.08 | 261 | 0 | 0.364 | 1 | 4 | cs | TRUE
116 | LV_2333-2_0_5_line_116 |  | 111 | 121 | 0.018509 | 0.125 | 0.08 | 261 | 0 | 0.364 | 1 | 1 | cs | TRUE
117 | LV_2333-2_0_5_line_117 |  | 111 | 122 | 0.037548 | 0.125 | 0.08 | 261 | 0 | 0.364 | 1 | 1 | cs | TRUE
118 | LV_2333-2_0_5_line_118 |  | 112 | 118 | 0.043715 | 0.125 | 0.08 | 261 | 0 | 0.364 | 1 | 4 | cs | TRUE
119 | LV_2333-2_0_5_line_119 |  | 113 | 114 | 0.0033342 | 0.125 | 0.08 | 261 | 0 | 0.364 | 1 | 1 | cs | TRUE
120 | LV_2333-2_0_5_line_120 |  | 114 | 115 | 0.0074021 | 0.125 | 0.08 | 261 | 0 | 0.364 | 1 | 1 | cs | TRUE
121 | LV_2333-2_0_5_line_121 |  | 115 | 116 | 0.007311 | 0.125 | 0.08 | 261 | 0 | 0.364 | 1 | 1 | cs | TRUE
122 | LV_2333-2_0_5_line_122 |  | 116 | 117 | 0.0098147 | 0.125 | 0.08 | 261 | 0 | 0.364 | 1 | 1 | cs | TRUE
123 | LV_2333-2_0_5_line_123 |  | 117 | 118 | 0.021541 | 0.125 | 0.08 | 261 | 0 | 0.364 | 1 | 1 | cs | TRUE
124 | LV_2333-2_0_5_line_124 |  | 118 | 119 | 0.043261 | 0.125 | 0.08 | 261 | 0 | 0.364 | 1 | 4 | cs | TRUE
125 | LV_2333-2_0_5_line_125 |  | 119 | 120 | 0.055527 | 0.125 | 0.08 | 261 | 0 | 0.364 | 1 | 4 | cs | TRUE
126 | LV_2333-2_0_5_line_126 |  | 120 | 133 | 0.027077 | 0.125 | 0.08 | 261 | 0 | 0.364 | 1 | 1 | cs | TRUE
127 | LV_2333-2_0_5_line_127 |  | 123 | 124 | 0.027392 | 0.125 | 0.08 | 261 | 0 | 0.364 | 1 | 1 | cs | TRUE
128 | LV_2333-2_0_5_line_128 |  | 123 | 125 | 0.047219 | 0.125 | 0.08 | 261 | 0 | 0.364 | 1 | 1 | cs | TRUE
129 | LV_2333-2_0_5_line_129 |  | 124 | 126 | 0.0056707 | 0.125 | 0.08 | 261 | 0 | 0.364 | 1 | 1 | cs | TRUE
130 | LV_2333-2_0_5_line_130 |  | 126 | 127 | 0.023511 | 0.125 | 0.08 | 261 | 0 | 0.364 | 1 | 1 | cs | TRUE
131 | LV_2333-2_0_5_line_131 |  | 127 | 128 | 0.030074 | 0.125 | 0.08 | 261 | 0 | 0.364 | 1 | 1 | cs | TRUE
132 | LV_2333-2_0_5_line_132 |  | 127 | 129 | 0.010446 | 0.125 | 0.08 | 261 | 0 | 0.364 | 1 | 1 | cs | TRUE
133 | LV_2333-2_0_5_line_133 |  | 129 | 130 | 0.021542 | 0.125 | 0.08 | 261 | 0 | 0.364 | 1 | 1 | cs | TRUE
134 | LV_2333-2_0_5_line_134 |  | 130 | 131 | 0.028666 | 0.125 | 0.08 | 261 | 0 | 0.364 | 1 | 1 | cs | TRUE
135 | LV_2333-2_0_5_line_135 |  | 130 | 132 | 0.0071628 | 0.125 | 0.08 | 261 | 0 | 0.364 | 1 | 1 | cs | TRUE
136 | LV_2333-2_0_5_line_136 |  | 133 | 134 | 0.020967 | 0.125 | 0.08 | 261 | 0 | 0.364 | 1 | 1 | cs | TRUE
137 | LV_2333-2_0_5_line_137 |  | 134 | 141 | 0.011303 | 0.125 | 0.08 | 261 | 0 | 0.364 | 1 | 1 | cs | TRUE
138 | LV_2333-2_0_5_line_138 |  | 137 | 138 | 0.022862 | 0.125 | 0.08 | 261 | 0 | 0.364 | 1 | 1 | cs | TRUE
139 | LV_2333-2_0_5_line_139 |  | 138 | 143 | 0.029871 | 0.125 | 0.08 | 261 | 0 | 0.364 | 1 | 1 | cs | TRUE
140 | LV_2333-2_0_5_line_140 |  | 139 | 140 | 0.039282 | 0.125 | 0.08 | 261 | 0 | 0.364 | 1 | 1 | cs | TRUE
141 | LV_2333-2_0_5_line_141 |  | 139 | 141 | 0.052731 | 0.125 | 0.08 | 261 | 0 | 0.364 | 1 | 1 | cs | TRUE
142 | LV_2333-2_0_5_line_142 |  | 140 | 142 | 0.015985 | 0.125 | 0.08 | 261 | 0 | 0.364 | 1 | 1 | cs | TRUE

## trafo
| name | std_type | hv_bus | lv_bus | sn_mva | vn_hv_kv | vn_lv_kv | vk_percent | vkr_percent | pfe_kw | i0_percent | shift_degree | tap_side | tap_neutral | tap_min | tap_max | tap_step_percent | tap_step_degree | tap_pos | tap_phase_shifter | parallel | df | in_service
0 | LV_2333-2_0_5_trafo_137 | 0.63 MVA 20/0.4 kV | 144 | 137 | 0.63 | 20 | 0.4 | 6 | 1.206 | 1.65 | 0.2619 | 150 | hv | 0 | -2 | 2 | 2.5 | 0 | 0 | FALSE | 1 | 1 | TRUE

## line_geodata
| x0 | y0 | x1 | y1 | x2 | y2 | x3 | y3 | x4 | y4
0 | 2557116.5776 | 1153471.0363 | 2557135.7479 | 1153473.2814 | 2557138.2697 | 1153473.4168
1 | 2557089.7598 | 1153467.8958 | 2557116.5776 | 1153471.0363
2 | 2557166.43 | 1153474.9289 | 2557138.2697 | 1153473.4168
3 | 2557089.7598 | 1153467.8958 | 2557088.4683 | 1153481.2746
4 | 2557089.7598 | 1153467.8958 | 2557049.7639 | 1153463.562
5 | 2557190.1461 | 1153476.6952 | 2557189.0404 | 1153476.5697 | 2557182.9136 | 1153475.9686 | 2557167.3624 | 1153474.979 | 2557166.43 | 1153474.9289
6 | 2557088.4683 | 1153481.2746 | 2557088.0242 | 1153485.8752
7 | 2557010.2905 | 1153464.7845 | 2557037.0176 | 1153462.1808 | 2557049.7639 | 1153463.562
8 | 2557190.1461 | 1153476.6952 | 2557185.8559 | 1153513.2776
9 | 2557205.9788 | 1153478.4278 | 2557190.1461 | 1153476.6952
10 | 2557086.4837 | 1153501.8331 | 2557088.0242 | 1153485.8752
11 | 2557010.2905 | 1153464.7845 | 2557013.3051 | 1153478.6367 | 2557014.9939 | 1153493.8559
12 | 2557010.2905 | 1153464.7845 | 2557008.8299 | 1153457.9581 | 2557006.5398 | 1153448.604
13 | 2557182.2481 | 1153544.0418 | 2557182.2481 | 1153544.0418 | 2557185.8559 | 1153513.2776
14 | 2557205.9788 | 1153478.4278 | 2557206.447 | 1153469.8423 | 2557205.2784 | 1153464.9145
15 | 2557214.8703 | 1153479.4094 | 2557205.9788 | 1153478.4278
16 | 2557086.238 | 1153524.7613 | 2557085.4309 | 1153512.7387 | 2557086.4837 | 1153501.8331
17 | 2557014.9939 | 1153493.8559 | 2557015.1997 | 1153495.7097 | 2557014.3294 | 1153507.044 | 2557013.5865 | 1153511.349
18 | 2557006.5398 | 1153448.604 | 2557002.3095 | 1153431.3244 | 2557001.0376 | 1153421.348
19 | 2556985.2122 | 1153807.8448 | 2556962.1278 | 1153853.4528
20 | 2556962.1278 | 1153853.4528 | 2557007.5952 | 1153906.1687
21 | 2556981.6517 | 1153787.4224 | 2556985.2122 | 1153807.8448
22 | 2557007.5952 | 1153906.1687 | 2557008.0388 | 1153907.8845 | 2557012.2339 | 1153921.6282 | 2557020.0581 | 1153947.2188
23 | 2556981.6517 | 1153787.4224 | 2556967.9768 | 1153770.8785 | 2556967.6489 | 1153766.3311
24 | 2556981.6517 | 1153787.4224 | 2557019.1782 | 1153782.9733
25 | 2557031.2758 | 1153977.0785 | 2557028.8017 | 1153970.4904 | 2557020.0581 | 1153947.2188 | 2557020.0581 | 1153947.2188
26 | 2557031.2758 | 1153977.0785 | 2557036.4503 | 1153990.8574 | 2557037.4807 | 1153993.4039
27 | 2556957.5293 | 1153746.4963 | 2556963.7541 | 1153731.8998
28 | 2556957.5293 | 1153746.4963 | 2556951.6475 | 1153741.5137 | 2556931.8548 | 1153742.7228 | 2556916.2168 | 1153737.032 | 2556901.975 | 1153731.846
29 | 2556963.7541 | 1153731.8998 | 2556966.452 | 1153749.7341 | 2556967.6489 | 1153766.3311
30 | 2556963.7541 | 1153731.8998 | 2556968.5866 | 1153723.0717
31 | 2556988.1269 | 1153678.1864 | 2556982.5431 | 1153694.457 | 2556971.1831 | 1153718.3284 | 2556968.5866 | 1153723.0717
32 | 2556988.1269 | 1153678.1864 | 2557004.8817 | 1153676.3791
33 | 2556988.1269 | 1153678.1864 | 2556989.4073 | 1153666.1823
34 | 2556985.6338 | 1153603.1162 | 2556986.0321 | 1153607.4539 | 2556986.8189 | 1153614.5394
35 | 2556985.6338 | 1153603.1162 | 2556984.1996 | 1153587.4978
36 | 2557004.8817 | 1153676.3791 | 2557013.2854 | 1153675.4727
37 | 2556984.1996 | 1153587.4978 | 2556984.0183 | 1153585.5236 | 2556985.2924 | 1153573.8085 | 2556987.74 | 1153566.6026
38 | 2557044.5345 | 1153672.1019 | 2557013.2854 | 1153675.4727
39 | 2556990.9345 | 1153558.0313 | 2556990.3191 | 1153559.0093 | 2556987.74 | 1153566.6026
40 | 2557044.5345 | 1153672.1019 | 2557047.5994 | 1153684.9299
41 | 2557068.6369 | 1153669.5061 | 2557044.5345 | 1153672.1019
42 | 2556992.615 | 1153555.3606 | 2556990.9345 | 1153558.0313
43 | 2556992.615 | 1153555.3606 | 2557003.6703 | 1153537.7917 | 2557007.7957 | 1153529.9503
44 | 2557013.4928 | 1153511.8921 | 2557012.4509 | 1153517.9297 | 2557008.4843 | 1153528.6414 | 2557007.7957 | 1153529.9503
45 | 2557013.4928 | 1153511.8921 | 2557013.5865 | 1153511.349
46 | 2557467.9411 | 1153346.157 | 2557466.7326 | 1153354.1899 | 2557471.5179 | 1153369.1231
47 | 2557467.9411 | 1153346.157 | 2557470.0047 | 1153332.4407
48 | 2557472.8951 | 1153373.4209 | 2557471.5179 | 1153369.1231
49 | 2557468.7892 | 1153302.9536 | 2557472.4334 | 1153316.2967 | 2557470.0047 | 1153332.4407
50 | 2557472.8951 | 1153373.4209 | 2557479.1568 | 1153392.9614
51 | 2557468.7892 | 1153302.9536 | 2557468.4482 | 1153301.7049
52 | 2557479.1568 | 1153392.9614 | 2557479.7367 | 1153394.771
53 | 2557462.4062 | 1153279.5822 | 2557462.4062 | 1153279.5822 | 2557468.4482 | 1153301.7049
54 | 2557487.5078 | 1153416.7972 | 2557480.047 | 1153395.7393 | 2557479.7367 | 1153394.771
55 | 2557462.7458 | 1153278.9891 | 2557462.4062 | 1153279.5822
56 | 2557055.1262 | 1153804.327 | 2557036.6935 | 1153806.116 | 2557032.5755 | 1153802.0767 | 2557032.2259 | 1153799.556
57 | 2557029.7523 | 1153781.7197 | 2557032.2259 | 1153799.556
58 | 2557029.7523 | 1153781.7197 | 2557019.1782 | 1153782.9733
59 | 2557031.569 | 1153781.5066 | 2557029.7523 | 1153781.7197
60 | 2557031.569 | 1153781.5066 | 2557030.4363 | 1153769.3566
61 | 2557031.569 | 1153781.5066 | 2557053.3136 | 1153778.8612
62 | 2557019.0134 | 1153742.3206 | 2557026.2447 | 1153745.0592 | 2557028.7686 | 1153751.4667 | 2557030.4363 | 1153769.3566
63 | 2557068.4449 | 1153768.7422 | 2557068.5292 | 1153769.2471 | 2557067.4957 | 1153774.9241 | 2557062.6364 | 1153777.727 | 2557053.3136 | 1153778.8612
64 | 2557190.5826 | 1153391.9914 | 2557177.4383 | 1153398.8902 | 2557170.2368 | 1153397.1517 | 2557154.9394 | 1153376.9171 | 2557150.165 | 1153370.1388
65 | 2557231.341 | 1153428.9704 | 2557190.5826 | 1153391.9914
66 | 2557259.1288 | 1153465.2728 | 2557253.0054 | 1153463.7521 | 2557231.341 | 1153428.9704
67 | 2557201.5975 | 1153449.3925 | 2557205.2784 | 1153464.9145
68 | 2557266.9245 | 1153468.2776 | 2557262.0133 | 1153465.9892 | 2557259.1288 | 1153465.2728
69 | 2557004.9526 | 1153376.1326 | 2557014.8842 | 1153354.1057 | 2557018.832 | 1153346.5443
70 | 2557004.9526 | 1153376.1326 | 2557003.4299 | 1153382.5687
71 | 2557086.1661 | 1153567.7822 | 2557079.16 | 1153588.2326
72 | 2557088.3264 | 1153561.4764 | 2557086.1661 | 1153567.7822
73 | 2557079.16 | 1153588.2326 | 2557077.8273 | 1153592.1228 | 2557073.3921 | 1153611.3421 | 2557073.3921 | 1153611.3421
74 | 2557088.3264 | 1153561.4764 | 2557089.3795 | 1153555.3213
75 | 2557088.3264 | 1153561.4764 | 2557076.199 | 1153563.2592
76 | 2557071.3342 | 1153636.5141 | 2557073.3921 | 1153611.3421
77 | 2557086.238 | 1153524.7613 | 2557089.3795 | 1153555.3213
78 | 2557089.3795 | 1153555.3213 | 2557107.1546 | 1153552.6933
79 | 2557076.199 | 1153563.2592 | 2557065.1956 | 1153564.8768
80 | 2557071.3342 | 1153636.5141 | 2557070.1786 | 1153650.6491
81 | 2557086.238 | 1153524.7613 | 2557108.1605 | 1153520.4225
82 | 2557114.1883 | 1153551.6534 | 2557107.1546 | 1153552.6933
83 | 2557049.7756 | 1153567.1437 | 2557065.1956 | 1153564.8768
84 | 2557068.6369 | 1153669.5061 | 2557070.1786 | 1153650.6491
85 | 2557108.1605 | 1153520.4225 | 2557125.3799 | 1153517.0146
86 | 2557505.1476 | 1153285.6849 | 2557509.4524 | 1153287.9758 | 2557510.4121 | 1153288.2694
87 | 2557472.001 | 1153262.8278 | 2557484.0673 | 1153271.1134 | 2557501.3504 | 1153283.6642 | 2557505.1476 | 1153285.6849
88 | 2557529.8919 | 1153292.2779 | 2557518.4719 | 1153290.7357 | 2557510.4121 | 1153288.2694
89 | 2557472.001 | 1153262.8278 | 2557462.7458 | 1153278.9891
90 | 2557529.8919 | 1153292.2779 | 2557531.7353 | 1153308.829 | 2557534.3829 | 1153326.9039
91 | 2557138.7419 | 1153514.3701 | 2557125.3799 | 1153517.0146
92 | 2557548.1318 | 1153416.3129 | 2557544.3597 | 1153392.0749
93 | 2557548.1318 | 1153416.3129 | 2557553.5734 | 1153440.4646 | 2557553.8879 | 1153448.0552
94 | 2557548.1318 | 1153416.3129 | 2557519.0508 | 1153421.3766 | 2557517.1101 | 1153422.1554
95 | 2557553.8879 | 1153448.0552 | 2557552.8461 | 1153469.9961 | 2557549.0837 | 1153475.003 | 2557551.5129 | 1153489.7456
96 | 2557553.8879 | 1153448.0552 | 2557541.8398 | 1153450.2713
97 | 2557492.855 | 1153431.8895 | 2557517.1101 | 1153422.1554
98 | 2557541.8398 | 1153450.2713 | 2557530.3189 | 1153452.3903
99 | 2557492.855 | 1153431.8895 | 2557489.1493 | 1153421.4302
100 | 2557492.855 | 1153431.8895 | 2557474.1458 | 1153453.6669
101 | 2557525.7287 | 1153453.2346 | 2557530.3189 | 1153452.3903
102 | 2557487.5078 | 1153416.7972 | 2557489.1493 | 1153421.4302
103 | 2557451.244 | 1153469.2699 | 2557463.2687 | 1153466.3277 | 2557474.1458 | 1153453.6669
104 | 2557001.0376 | 1153421.348 | 2557000.603 | 1153417.9395
105 | 2557000.603 | 1153417.9395 | 2557000.4494 | 1153416.7347
106 | 2557003.4299 | 1153382.5687 | 2557001.3855 | 1153391.2103 | 2556999.4888 | 1153409.1998 | 2557000.4494 | 1153416.7347
107 | 2557081.4836 | 1153665.1844 | 2557108.6044 | 1153656.0606
108 | 2557068.6369 | 1153669.5061 | 2557081.4836 | 1153665.1844
109 | 2557111.6507 | 1153655.0359 | 2557108.6044 | 1153656.0606
110 | 2557048.655 | 1153689.348 | 2557047.5994 | 1153684.9299
111 | 2557398.7976 | 1153446.7967 | 2557437.5455 | 1153469.8784 | 2557451.244 | 1153469.2699
112 | 2557398.7976 | 1153446.7967 | 2557393.2456 | 1153467.7357 | 2557391.9412 | 1153472.3342
113 | 2557398.7976 | 1153446.7967 | 2557364.1678 | 1153433.92
114 | 2557389.7351 | 1153480.1115 | 2557391.9412 | 1153472.3342
115 | 2557364.1678 | 1153433.92 | 2557359.6035 | 1153432.2228 | 2557344.8846 | 1153431.9713
116 | 2557389.7351 | 1153480.1115 | 2557382.5827 | 1153486.3432 | 2557374.206 | 1153489.7933
117 | 2557389.7351 | 1153480.1115 | 2557383.0001 | 1153517.0449
118 | 2557304.68 | 1153447.7653 | 2557331.6742 | 1153435.2115 | 2557338.9239 | 1153431.8694 | 2557344.8846 | 1153431.9713
119 | 2557318.1365 | 1153495.3 | 2557317.2284 | 1153492.0919
120 | 2557315.2121 | 1153484.9697 | 2557317.2284 | 1153492.0919
121 | 2557315.2121 | 1153484.9697 | 2557313.2207 | 1153477.9351
122 | 2557310.5473 | 1153468.4915 | 2557313.2207 | 1153477.9351
123 | 2557304.68 | 1153447.7653 | 2557310.5473 | 1153468.4915
124 | 2557266.9245 | 1153468.2776 | 2557273.5701 | 1153461.9938 | 2557283.2591 | 1153457.5226 | 2557304.68 | 1153447.7653
125 | 2557214.8703 | 1153479.4094 | 2557224.2686 | 1153480.443 | 2557258.0384 | 1153476.6896 | 2557266.9245 | 1153468.2776
126 | 2557214.8703 | 1153479.4094 | 2557228.3828 | 1153491.475 | 2557232.2421 | 1153499.5636
127 | 2557124.1472 | 1153731.1303 | 2557151.1259 | 1153726.3917
128 | 2557151.1259 | 1153726.3917 | 2557154.091 | 1153773.5175
129 | 2557124.1472 | 1153731.1303 | 2557120.1934 | 1153731.8255 | 2557118.5668 | 1153732.1379
130 | 2557095.4774 | 1153736.5711 | 2557118.5668 | 1153732.1379
131 | 2557095.4774 | 1153736.5711 | 2557101.825 | 1153765.9632
132 | 2557095.4774 | 1153736.5711 | 2557085.1094 | 1153737.8432
133 | 2557063.7279 | 1153740.4666 | 2557085.1094 | 1153737.8432
134 | 2557063.7279 | 1153740.4666 | 2557068.4449 | 1153768.7422
135 | 2557063.7279 | 1153740.4666 | 2557062.7273 | 1153733.3741
136 | 2557232.2421 | 1153499.5636 | 2557235.5561 | 1153506.5094 | 2557238.1289 | 1153519.5283
137 | 2557240.3203 | 1153530.6172 | 2557238.1289 | 1153519.5283
138 | 2557182.2481 | 1153544.0418 | 2557183.0968 | 1153547.9377 | 2557191.6149 | 1153564.781
139 | 2557182.3657 | 1153589.5866 | 2557194.6058 | 1153574.9363 | 2557194.1549 | 1153569.8035 | 2557191.6149 | 1153564.781
140 | 2557251.8798 | 1153581.3447 | 2557260.9293 | 1153599.3433 | 2557277.1391 | 1153609.5142
141 | 2557240.3203 | 1153530.6172 | 2557241.3105 | 1153535.6279 | 2557244.5551 | 1153566.7764 | 2557251.8798 | 1153581.3447
142 | 2557290.6795 | 1153618.0101 | 2557277.1391 | 1153609.5142

## bus_geodata
| x | y | coords
0 | 2557116.5776 | 1153471.0363
1 | 2557138.2697 | 1153473.4168
2 | 2557089.7598 | 1153467.8958
3 | 2557166.43 | 1153474.9289
4 | 2557088.4683 | 1153481.2746
5 | 2557049.7639 | 1153463.562
6 | 2557190.1461 | 1153476.6952
7 | 2557088.0242 | 1153485.8752
8 | 2557010.2905 | 1153464.7845
9 | 2557185.8559 | 1153513.2776
10 | 2557205.9788 | 1153478.4278
11 | 2557086.4837 | 1153501.8331
12 | 2557014.9939 | 1153493.8559
13 | 2557006.5398 | 1153448.604
14 | 2556962.1278 | 1153853.4528
15 | 2556985.2122 | 1153807.8448
16 | 2557007.5952 | 1153906.1687
17 | 2556981.6517 | 1153787.4224
18 | 2557020.0581 | 1153947.2188
19 | 2557031.2758 | 1153977.0785
20 | 2557037.4807 | 1153993.4039
21 | 2556957.5293 | 1153746.4963
22 | 2556963.7541 | 1153731.8998
23 | 2556901.975 | 1153731.846
24 | 2556967.6489 | 1153766.3311
25 | 2556968.5866 | 1153723.0717
26 | 2556988.1269 | 1153678.1864
27 | 2556989.4073 | 1153666.1823
28 | 2556986.8189 | 1153614.5394
29 | 2556985.6338 | 1153603.1162
30 | 2557004.8817 | 1153676.3791
31 | 2556984.1996 | 1153587.4978
32 | 2557013.2854 | 1153675.4727
33 | 2556987.74 | 1153566.6026
34 | 2557044.5345 | 1153672.1019
35 | 2556992.615 | 1153555.3606
36 | 2556990.9345 | 1153558.0313
37 | 2557007.7957 | 1153529.9503
38 | 2557013.4928 | 1153511.8921
39 | 2557013.5865 | 1153511.349
40 | 2557467.9411 | 1153346.157
41 | 2557471.5179 | 1153369.1231
42 | 2557470.0047 | 1153332.4407
43 | 2557472.8951 | 1153373.4209
44 | 2557468.7892 | 1153302.9536
45 | 2557479.1568 | 1153392.9614
46 | 2557468.4482 | 1153301.7049
47 | 2557479.7367 | 1153394.771
48 | 2557462.4062 | 1153279.5822
49 | 2557055.1262 | 1153804.327
50 | 2557032.2259 | 1153799.556
51 | 2557029.7523 | 1153781.7197
52 | 2557019.1782 | 1153782.9733
53 | 2557031.569 | 1153781.5066
54 | 2557030.4363 | 1153769.3566
55 | 2557053.3136 | 1153778.8612
56 | 2557150.165 | 1153370.1388
57 | 2557190.5826 | 1153391.9914
58 | 2557231.341 | 1153428.9704
59 | 2557201.5975 | 1153449.3925
60 | 2557205.2784 | 1153464.9145
61 | 2557259.1288 | 1153465.2728
62 | 2557018.832 | 1153346.5443
63 | 2557004.9526 | 1153376.1326
64 | 2557086.1661 | 1153567.7822
65 | 2557079.16 | 1153588.2326
66 | 2557088.3264 | 1153561.4764
67 | 2557073.3921 | 1153611.3421
68 | 2557089.3795 | 1153555.3213
69 | 2557076.199 | 1153563.2592
70 | 2557071.3342 | 1153636.5141
71 | 2557086.238 | 1153524.7613
72 | 2557107.1546 | 1153552.6933
73 | 2557065.1956 | 1153564.8768
74 | 2557070.1786 | 1153650.6491
75 | 2557108.1605 | 1153520.4225
76 | 2557114.1883 | 1153551.6534
77 | 2557049.7756 | 1153567.1437
78 | 2557505.1476 | 1153285.6849
79 | 2557510.4121 | 1153288.2694
80 | 2557472.001 | 1153262.8278
81 | 2557529.8919 | 1153292.2779
82 | 2557462.7458 | 1153278.9891
83 | 2557534.3829 | 1153326.9039
84 | 2557125.3799 | 1153517.0146
85 | 2557138.7419 | 1153514.37
86 | 2557544.3597 | 1153392.0749
87 | 2557548.1318 | 1153416.3129
88 | 2557553.8879 | 1153448.0552
89 | 2557517.1101 | 1153422.1554
90 | 2557551.5129 | 1153489.7456
91 | 2557541.8398 | 1153450.2713
92 | 2557492.855 | 1153431.8895
93 | 2557530.3189 | 1153452.3903
94 | 2557489.1493 | 1153421.4302
95 | 2557474.1458 | 1153453.6669
96 | 2557001.0376 | 1153421.348
97 | 2557000.603 | 1153417.9395
98 | 2557000.4494 | 1153416.7347
99 | 2557003.4299 | 1153382.5687
100 | 2557081.4836 | 1153665.1844
101 | 2557108.6044 | 1153656.0606
102 | 2557068.6369 | 1153669.5061
103 | 2557111.6507 | 1153655.0359
104 | 2557047.5994 | 1153684.9299
105 | 2557048.655 | 1153689.348
106 | 2557451.244 | 1153469.2699
107 | 2557398.7976 | 1153446.7967
108 | 2557487.5078 | 1153416.7972
109 | 2557391.9412 | 1153472.3342
110 | 2557364.1678 | 1153433.92
111 | 2557389.7351 | 1153480.1115
112 | 2557344.8846 | 1153431.9713
113 | 2557318.1365 | 1153495.3
114 | 2557317.2284 | 1153492.0919
115 | 2557315.2121 | 1153484.9697
116 | 2557313.2207 | 1153477.9351
117 | 2557310.5473 | 1153468.4915
118 | 2557304.68 | 1153447.7653
119 | 2557266.9245 | 1153468.2776
120 | 2557214.8703 | 1153479.4094
121 | 2557374.206 | 1153489.7933
122 | 2557383.0001 | 1153517.0449
123 | 2557151.1259 | 1153726.3917
124 | 2557124.1472 | 1153731.1303
125 | 2557154.091 | 1153773.5175
126 | 2557118.5668 | 1153732.1379
127 | 2557095.4774 | 1153736.5711
128 | 2557101.825 | 1153765.9632
129 | 2557085.1094 | 1153737.8432
130 | 2557063.7279 | 1153740.4666
131 | 2557068.4449 | 1153768.7422
132 | 2557062.7273 | 1153733.3741
133 | 2557232.2421 | 1153499.5636
134 | 2557238.1289 | 1153519.5283
135 | 2557019.0134 | 1153742.3206
136 | 2557525.7287 | 1153453.2346
137 | 2557182.2481 | 1153544.0418
138 | 2557191.6149 | 1153564.781
139 | 2557251.8798 | 1153581.3447
140 | 2557277.1391 | 1153609.5142
141 | 2557240.3203 | 1153530.6172
142 | 2557290.6795 | 1153618.0101
143 | 2557182.3657 | 1153589.5866
144 | 2557182.3657 | 1153589.5866

## line_std_types
| c_nf_per_km | r_ohm_per_km | x_ohm_per_km | max_i_ka | type | q_mm2 | alpha | voltage_rating
NAYY 4x50 SE | 210 | 0.642 | 0.083 | 0.142 | cs | 50 | 0.00403 | LV
NAYY 4x120 SE | 264 | 0.225 | 0.08 | 0.242 | cs | 120 | 0.00403 | LV
NAYY 4x150 SE | 261 | 0.208 | 0.08 | 0.27 | cs | 150 | 0.00403 | LV
NA2XS2Y 1x95 RM/25 12/20 kV | 216 | 0.313 | 0.132 | 0.252 | cs | 95 | 0.00403 | MV
NA2XS2Y 1x185 RM/25 12/20 kV | 273 | 0.161 | 0.117 | 0.362 | cs | 185 | 0.00403 | MV
NA2XS2Y 1x240 RM/25 12/20 kV | 304 | 0.122 | 0.112 | 0.421 | cs | 240 | 0.00403 | MV
NA2XS2Y 1x95 RM/25 6/10 kV | 315 | 0.313 | 0.123 | 0.249 | cs | 95 | 0.00403 | MV
NA2XS2Y 1x185 RM/25 6/10 kV | 406 | 0.161 | 0.11 | 0.358 | cs | 185 | 0.00403 | MV
NA2XS2Y 1x240 RM/25 6/10 kV | 456 | 0.122 | 0.105 | 0.416 | cs | 240 | 0.00403 | MV
NA2XS2Y 1x150 RM/25 12/20 kV | 250 | 0.206 | 0.116 | 0.319 | cs | 150 | 0.00403 | MV
NA2XS2Y 1x120 RM/25 12/20 kV | 230 | 0.253 | 0.119 | 0.283 | cs | 120 | 0.00403 | MV
NA2XS2Y 1x70 RM/25 12/20 kV | 190 | 0.443 | 0.132 | 0.22 | cs | 70 | 0.00403 | MV
NA2XS2Y 1x150 RM/25 6/10 kV | 360 | 0.206 | 0.11 | 0.315 | cs | 150 | 0.00403 | MV
NA2XS2Y 1x120 RM/25 6/10 kV | 340 | 0.253 | 0.113 | 0.28 | cs | 120 | 0.00403 | MV
NA2XS2Y 1x70 RM/25 6/10 kV | 280 | 0.443 | 0.123 | 0.217 | cs | 70 | 0.00403 | MV
N2XS(FL)2Y 1x120 RM/35 64/110 kV | 112 | 0.153 | 0.166 | 0.366 | cs | 120 | 0.00393 | HV
N2XS(FL)2Y 1x185 RM/35 64/110 kV | 125 | 0.099 | 0.156 | 0.457 | cs | 185 | 0.00393 | HV
N2XS(FL)2Y 1x240 RM/35 64/110 kV | 135 | 0.075 | 0.149 | 0.526 | cs | 240 | 0.00393 | HV
N2XS(FL)2Y 1x300 RM/35 64/110 kV | 144 | 0.06 | 0.144 | 0.588 | cs | 300 | 0.00393 | HV
15-AL1/3-ST1A 0.4 | 11 | 1.8769 | 0.35 | 0.105 | ol | 16 | 0.00403 | LV
24-AL1/4-ST1A 0.4 | 11.25 | 1.2012 | 0.335 | 0.14 | ol | 24 | 0.00403 | LV
48-AL1/8-ST1A 0.4 | 12.2 | 0.5939 | 0.3 | 0.21 | ol | 48 | 0.00403 | LV
94-AL1/15-ST1A 0.4 | 13.2 | 0.306 | 0.29 | 0.35 | ol | 94 | 0.00403 | LV
34-AL1/6-ST1A 10.0 | 9.7 | 0.8342 | 0.36 | 0.17 | ol | 34 | 0.00403 | MV
48-AL1/8-ST1A 10.0 | 10.1 | 0.5939 | 0.35 | 0.21 | ol | 48 | 0.00403 | MV
70-AL1/11-ST1A 10.0 | 10.4 | 0.4132 | 0.339 | 0.29 | ol | 70 | 0.00403 | MV
94-AL1/15-ST1A 10.0 | 10.75 | 0.306 | 0.33 | 0.35 | ol | 94 | 0.00403 | MV
122-AL1/20-ST1A 10.0 | 11.1 | 0.2376 | 0.323 | 0.41 | ol | 122 | 0.00403 | MV
149-AL1/24-ST1A 10.0 | 11.25 | 0.194 | 0.315 | 0.47 | ol | 149 | 0.00403 | MV
34-AL1/6-ST1A 20.0 | 9.15 | 0.8342 | 0.382 | 0.17 | ol | 34 | 0.00403 | MV
48-AL1/8-ST1A 20.0 | 9.5 | 0.5939 | 0.372 | 0.21 | ol | 48 | 0.00403 | MV
70-AL1/11-ST1A 20.0 | 9.7 | 0.4132 | 0.36 | 0.29 | ol | 70 | 0.00403 | MV
94-AL1/15-ST1A 20.0 | 10 | 0.306 | 0.35 | 0.35 | ol | 94 | 0.00403 | MV
122-AL1/20-ST1A 20.0 | 10.3 | 0.2376 | 0.344 | 0.41 | ol | 122 | 0.00403 | MV
149-AL1/24-ST1A 20.0 | 10.5 | 0.194 | 0.337 | 0.47 | ol | 149 | 0.00403 | MV
184-AL1/30-ST1A 20.0 | 10.75 | 0.1571 | 0.33 | 0.535 | ol | 184 | 0.00403 | MV
243-AL1/39-ST1A 20.0 | 11 | 0.1188 | 0.32 | 0.645 | ol | 243 | 0.00403 | MV
48-AL1/8-ST1A 110.0 | 8 | 0.5939 | 0.46 | 0.21 | ol | 48 | 0.00403 | HV
70-AL1/11-ST1A 110.0 | 8.4 | 0.4132 | 0.45 | 0.29 | ol | 70 | 0.00403 | HV
94-AL1/15-ST1A 110.0 | 8.65 | 0.306 | 0.44 | 0.35 | ol | 94 | 0.00403 | HV
122-AL1/20-ST1A 110.0 | 8.5 | 0.2376 | 0.43 | 0.41 | ol | 122 | 0.00403 | HV
149-AL1/24-ST1A 110.0 | 8.75 | 0.194 | 0.41 | 0.47 | ol | 149 | 0.00403 | HV
184-AL1/30-ST1A 110.0 | 8.8 | 0.1571 | 0.4 | 0.535 | ol | 184 | 0.00403 | HV
243-AL1/39-ST1A 110.0 | 9 | 0.1188 | 0.39 | 0.645 | ol | 243 | 0.00403 | HV
305-AL1/39-ST1A 110.0 | 9.2 | 0.0949 | 0.38 | 0.74 | ol | 305 | 0.00403 | HV
490-AL1/64-ST1A 110.0 | 9.75 | 0.059 | 0.37 | 0.96 | ol | 490 | 0.00403 | HV
679-AL1/86-ST1A 110.0 | 9.95 | 0.042 | 0.36 | 1.15 | ol | 679 | 0.00403 | HV
490-AL1/64-ST1A 220.0 | 10 | 0.059 | 0.285 | 0.96 | ol | 490 | 0.00403 | HV
679-AL1/86-ST1A 220.0 | 11.7 | 0.042 | 0.275 | 1.15 | ol | 679 | 0.00403 | HV
490-AL1/64-ST1A 380.0 | 11 | 0.059 | 0.253 | 0.96 | ol | 490 | 0.00403 | HV
679-AL1/86-ST1A 380.0 | 14.6 | 0.042 | 0.25 | 1.15 | ol | 679 | 0.00403 | HV

## trafo_std_types
| i0_percent | pfe_kw | vkr_percent | sn_mva | vn_lv_kv | vn_hv_kv | vk_percent | shift_degree | vector_group | tap_side | tap_neutral | tap_min | tap_max | tap_step_degree | tap_step_percent | tap_phase_shifter
160 MVA 380/110 kV | 0.06 | 60 | 0.25 | 160 | 110 | 380 | 12.2 | 0 | Yy0 | hv | 0 | -9 | 9 | 0 | 1.5 | FALSE
100 MVA 220/110 kV | 0.06 | 55 | 0.26 | 100 | 110 | 220 | 12 | 0 | Yy0 | hv | 0 | -9 | 9 | 0 | 1.5 | FALSE
63 MVA 110/20 kV | 0.04 | 22 | 0.32 | 63 | 20 | 110 | 18 | 150 | YNd5 | hv | 0 | -9 | 9 | 0 | 1.5 | FALSE
40 MVA 110/20 kV | 0.05 | 18 | 0.34 | 40 | 20 | 110 | 16.2 | 150 | YNd5 | hv | 0 | -9 | 9 | 0 | 1.5 | FALSE
25 MVA 110/20 kV | 0.07 | 14 | 0.41 | 25 | 20 | 110 | 12 | 150 | YNd5 | hv | 0 | -9 | 9 | 0 | 1.5 | FALSE
63 MVA 110/10 kV | 0.04 | 22 | 0.32 | 63 | 10 | 110 | 18 | 150 | YNd5 | hv | 0 | -9 | 9 | 0 | 1.5 | FALSE
40 MVA 110/10 kV | 0.05 | 18 | 0.34 | 40 | 10 | 110 | 16.2 | 150 | YNd5 | hv | 0 | -9 | 9 | 0 | 1.5 | FALSE
25 MVA 110/10 kV | 0.07 | 14 | 0.41 | 25 | 10 | 110 | 12 | 150 | YNd5 | hv | 0 | -9 | 9 | 0 | 1.5 | FALSE
0.25 MVA 20/0.4 kV | 0.32 | 0.8 | 1.44 | 0.25 | 0.4 | 20 | 6 | 150 | Yzn5 | hv | 0 | -2 | 2 | 0 | 2.5 | FALSE
0.4 MVA 20/0.4 kV | 0.3375 | 1.35 | 1.425 | 0.4 | 0.4 | 20 | 6 | 150 | Dyn5 | hv | 0 | -2 | 2 | 0 | 2.5 | FALSE
0.63 MVA 20/0.4 kV | 0.2619 | 1.65 | 1.206 | 0.63 | 0.4 | 20 | 6 | 150 | Dyn5 | hv | 0 | -2 | 2 | 0 | 2.5 | FALSE
0.25 MVA 10/0.4 kV | 0.24 | 0.6 | 1.2 | 0.25 | 0.4 | 10 | 4 | 150 | Dyn5 | hv | 0 | -2 | 2 | 0 | 2.5 | FALSE
0.4 MVA 10/0.4 kV | 0.2375 | 0.95 | 1.325 | 0.4 | 0.4 | 10 | 4 | 150 | Dyn5 | hv | 0 | -2 | 2 | 0 | 2.5 | FALSE
0.63 MVA 10/0.4 kV | 0.1873 | 1.18 | 1.0794 | 0.63 | 0.4 | 10 | 4 | 150 | Dyn5 | hv | 0 | -2 | 2 | 0 | 2.5 | FALSE

## trafo3w_std_types
| sn_hv_mva | sn_mv_mva | sn_lv_mva | vn_hv_kv | vn_mv_kv | vn_lv_kv | vk_hv_percent | vk_mv_percent | vk_lv_percent | vkr_hv_percent | vkr_mv_percent | vkr_lv_percent | pfe_kw | i0_percent | shift_mv_degree | shift_lv_degree | vector_group | tap_side | tap_neutral | tap_min | tap_max | tap_step_percent
63/25/38 MVA 110/20/10 kV | 63 | 25 | 38 | 110 | 20 | 10 | 10.4 | 10.4 | 10.4 | 0.28 | 0.32 | 0.35 | 35 | 0.89 | 0 | 0 | YN0yn0yn0 | hv | 0 | -10 | 10 | 1.2
63/25/38 MVA 110/10/10 kV | 63 | 25 | 38 | 110 | 10 | 10 | 10.4 | 10.4 | 10.4 | 0.28 | 0.32 | 0.35 | 35 | 0.89 | 0 | 0 | YN0yn0yn0 | hv | 0 | -10 | 10 | 1.2

## fuse_std_types
| fuse_type | i_rated_a | t_avg | t_min | t_total | x_avg | x_min | x_total
HV 100A | HV 100A | 100 | 0 | [10.0, 3.64, 0.854, 0.281, 0.1, 0.0531, 0.022, 0.01] | [10.0, 4.267, 1.21, 0.403, 0.1, 0.058, 0.022, 0.01] | 0 | [300.0, 350.0, 450.0, 550.0, 700.0, 850.0, 1200.0, 1752.0] | [600.0, 700.0, 900.0, 1150.0, 1665.0, 2000.0, 3000.0, 4313.0]
HV 10A | HV 10A | 10 | 0 | [10.0, 1675.0, 0.344, 0.156, 0.1, 0.0417, 0.0171, 0.01] | [10.0, 1.3, 0.3, 0.155, 0.1, 0.0555, 0.023, 0.01] | 0 | [30.0, 32.0, 35.0, 37.0, 39.0, 50.0, 70.0, 88.0] | [60.0, 70.0, 80.0, 87.0, 94.0, 110.0, 150.0, 216.0]
HV 125A | HV 125A | 125 | 0 | [10.0, 1.82, 0.344, 0.1, 0.0467, 0.0269, 0.01] | [10.0, 2.478, 0.426, 0.1, 0.0427, 0.0211, 0.01] | 0 | [375.0, 500.0, 700.0, 925.0, 1200.0, 1500.0, 2341.0] | [750.0, 1000.0, 1500.0, 2200.0, 3000.0, 4000.0, 5765.0]
HV 160A | HV 160A | 160 | 0 | [10.0, 4.15, 1.03, 0.198, 0.1, 0.051, 0.0172, 0.01] | [10.0, 2.3, 0.734, 0.274, 0.1, 0.046, 0.0177, 0.01] | 0 | [480.0, 550.0, 700.0, 1000.0, 1260.0, 1600.0, 2500.0, 3227.0] | [960.0, 1300.0, 1700.0, 2200.0, 2996.0, 4000.0, 6000.0, 7946.0]
HV 16A | HV 16A | 16 | 0 | [10.0, 0.352, 0.164, 0.1, 0.0649, 0.0342, 0.01] | [10.0, 2.34, 0.722, 0.181, 0.1, 0.055, 0.0296, 0.01] | 0 | [48.0, 60.0, 65.0, 71.0, 80.0, 100.0, 162.0] | [96.0, 110.0, 125.0, 150.0, 168.0, 200.0, 250.0, 398.0]
HV 200A | HV 200A | 200 | 0 | [10.0, 4.267, 1.21, 0.403, 0.1, 0.058, 0.022, 0.01] | [10.0, 3.73, 1.654, 0.328, 0.1, 0.0531, 0.019, 0.01] | 0 | [600.0, 700.0, 900.0, 1150.0, 1665.0, 2000.0, 3000.0, 4313.0] | [1200.0, 1500.0, 1800.0, 2700.0, 3960.0, 5000.0, 7500.0, 10620.0]
HV 20A | HV 20A | 20 | 0 | [10.0, 1.3, 0.3, 0.155, 0.1, 0.0555, 0.023, 0.01] | [10.0, 1.3, 0.161, 0.1, 0.0611, 0.0399, 0.0141, 0.01] | 0 | [60.0, 70.0, 80.0, 87.0, 94.0, 110.0, 150.0, 216.0] | [120.0, 150.0, 200.0, 223.0, 260.0, 300.0, 450.0, 532.0]
HV 25A | HV 25A | 25 | 0 | [10.0, 2.512, 0.833, 0.299, 0.1, 0.0372, 0.0223, 0.01] | [10.0, 3.125, 0.597, 0.198, 0.1, 0.0378, 0.022, 0.01] | 0 | [75.0, 82.0, 90.0, 100.0, 124.0, 170.0, 200.0, 289.0] | [150.0, 170.0, 210.0, 250.0, 294.0, 400.0, 500.0, 711.0]
HV 31.5A | HV 31.5A | 31.5 | 0 | [10.0, 2.34, 0.722, 0.181, 0.1, 0.055, 0.0296, 0.01] | [10.0, 2.84, 0.368, 0.164, 0.1, 0.0621, 0.0378, 0.0195, 0.01] | 0 | [95.0, 110.0, 125.0, 150.0, 165.0, 200.0, 250.0, 390.0] | [189.0, 220.0, 300.0, 350.0, 393.0, 450.0, 530.0, 700.0, 960.0]
HV 40A | HV 40A | 40 | 0 | [10.0, 1.3, 0.161, 0.1, 0.0611, 0.0399, 0.0141, 0.01] | [10.0, 2.05, 0.369, 0.198, 0.1, 0.051, 0.0298, 0.01] | 0 | [120.0, 150.0, 200.0, 223.0, 260.0, 300.0, 450.0, 532.0] | [240.0, 300.0, 400.0, 450.0, 530.0, 650.0, 800.0, 1311.0]
HV 50A | HV 50A | 50 | 0 | [10.0, 3.215, 0.597, 0.198, 0.1, 0.0378, 0.022, 0.01] | [10.0, 3.64, 0.854, 0.281, 0.1, 0.0531, 0.022, 0.01] | 0 | [150.0, 170.0, 210.0, 250.0, 294.0, 400.0, 500.0, 711.0] | [300.0, 350.0, 450.0, 550.0, 700.0, 850.0, 1200.0, 1752.0]
HV 6.3A | HV 6.3A | 6.3 | 0 | [10.0, 1.39, 0.344, 0.168, 0.1, 0.056, 0.0263, 0.01] | [10.0, 1.711, 0.516, 0.198, 0.1, 0.0634, 0.0303, 0.01] | 0 | [19.0, 19.5, 20.4, 20.8, 22.0, 25.0, 32.0, 48.0] | [38.0, 40.0, 43.0, 48.0, 53.0, 60.0, 75.0, 118.0]
HV 63A | HV 63A | 63 | 0 | [10.0, 2.84, 0.368, 0.164, 0.1, 0.0621, 0.0378, 0.0195, 0.01] | [10.0, 1.82, 0.344, 0.1, 0.0467, 0.0269, 0.01] | 0 | [189.0, 220.0, 300.0, 350.0, 393.0, 450.0, 530.0, 700.0, 961.0] | [378.0, 500.0, 700.0, 934.0, 1200.0, 1500.0, 2366.0]
HV 80A | HV 80A | 80 | 0 | [10.0, 2.05, 0.369, 0.198, 0.1, 0.051, 0.0298, 0.01] | [10.0, 4.15, 1.03, 0.198, 0.1, 0.051, 0.0172, 0.01] | 0 | [240.0, 300.0, 400.0, 450.0, 530.0, 650.0, 800.0, 1311.0] | [480.0, 550.0, 700.0, 1000.0, 1260.0, 1600.0, 2500.0, 3227.0]
Siemens NH-1-100 | Siemens NH-1-100 | 100 | [5400.0, 2000.0, 400.0, 20.0, 1.0, 0.2, 0.012, 0.004] | 0 | 0 | [150.0, 190.0, 250.0, 430.0, 900.0, 1250.0, 2700.0, 3600.0] | 0 | 0
Siemens NH-1-125 | Siemens NH-1-125 | 125 | [4800.0, 120.0, 7.0, 0.1, 0.004] | 0 | 0 | [180.0, 400.0, 740.0, 2000.0, 4250.0] | 0 | 0
Siemens NH-1-16 | Siemens NH-1-16 | 16 | [4000.0, 400.0, 2.0, 0.1, 0.04, 0.01] | 0 | 0 | [26.0, 35.0, 75.0, 150.0, 200.0, 300.0] | 0 | 0
Siemens NH-1-160 | Siemens NH-1-160 | 160 | [4800.0, 120.0, 7.0, 0.1, 0.004] | 0 | 0 | [210.0, 500.0, 900.0, 2300.0, 5000.0] | 0 | 0
Siemens NH-1-25 | Siemens NH-1-25 | 25 | [4000.0, 1000.0, 10.0, 0.2, 0.02, 0.01] | 0 | 0 | [40.0, 50.0, 100.0, 210.0, 400.0, 500.0] | 0 | 0
Siemens NH-1-50 | Siemens NH-1-50 | 50 | [4000.0, 40.0, 4.0, 1.0, 0.02, 0.01] | 0 | 0 | [86.0, 200.0, 300.0, 400.0, 1000.0, 1280.0] | 0 | 0
Siemens NH-1-63 | Siemens NH-1-63 | 63 | [4000.0, 100.0, 10.0, 2.0, 0.04, 0.01] | 0 | 0 | [100.0, 200.0, 300.0, 400.0, 1000.0, 1500.0] | 0 | 0
Siemens NH-1-80 | Siemens NH-1-80 | 80 | [4800.0, 120.0, 7.0, 0.1, 0.01] | 0 | 0 | [150.58, 250.0, 450.0, 1150.0, 2470.0] | 0 | 0
Siemens NH-2-1000 | Siemens NH-2-1000 | 1000 | [4800.0, 120.0, 7.0, 0.1, 0.004] | 0 | 0 | [1900.0, 3500.0, 8400.0, 24000.0, 52000.0] | 0 | 0
Siemens NH-2-200 | Siemens NH-2-200 | 200 | [4800.0, 120.0, 7.0, 0.1, 0.004] | 0 | 0 | [280.0, 650.0, 1200.0, 3000.0, 7000.0] | 0 | 0
Siemens NH-2-224 | Siemens NH-2-224 | 224 | [4800.0, 120.0, 7.0, 0.2, 0.04, 0.004] | 0 | 0 | [400.0, 750.0, 1453.0, 3025.0, 4315.0, 7600.0] | 0 | 0
Siemens NH-2-250 | Siemens NH-2-250 | 250 | [4800.0, 120.0, 7.0, 0.1, 0.004] | 0 | 0 | [450.0, 800.0, 1650.0, 4000.0, 8500.0] | 0 | 0
Siemens NH-2-315 | Siemens NH-2-315 | 315 | [4800.0, 120.0, 7.0, 0.1, 0.004] | 0 | 0 | [550.0, 920.0, 1900.0, 5000.0, 11000.0] | 0 | 0
Siemens NH-2-355 | Siemens NH-2-355 | 355 | [4800.0, 120.0, 6.0, 0.1, 0.004] | 0 | 0 | [650.0, 1116.27, 2350.0, 5840.0, 12790.0] | 0 | 0
Siemens NH-2-400 | Siemens NH-2-400 | 400 | [4800.0, 120.0, 7.0, 0.1, 0.004] | 0 | 0 | [720.0, 1350.0, 2800.0, 6500.0, 15000.0] | 0 | 0
Siemens NH-2-425 | Siemens NH-2-425 | 425 | [4800.0, 120.0, 7.0, 0.1, 0.004] | 0 | 0 | [850.0, 1500.0, 3050.0, 7500.0, 16500.0] | 0 | 0
Siemens NH-2-630 | Siemens NH-2-630 | 630 | [4800.0, 120.0, 7.0, 0.1, 0.004] | 0 | 0 | [1200.0, 2000.0, 4800.0, 12000.0, 26000.0] | 0 | 0

## res_bus
| vm_pu | va_degree | p_mw | q_mvar
0 | 0.98827 | -0.22307 | 0.0035628 | 0.00089292
1 | 0.98967 | -0.19619 | 0.0039672 | 0.00099427
2 | 0.98656 | -0.256 | 0 | 0
3 | 0.9915 | -0.16107 | 0.0010568 | 0.00026485
4 | 0.98597 | -0.26736 | 0.0015807 | 0.00039616
5 | 0.98341 | -0.31695 | 0.0032204 | 0.00080712
6 | 0.99306 | -0.13144 | 0 | 0
7 | 0.98577 | -0.27123 | 0.0032697 | 0.00081947
8 | 0.98043 | -0.37513 | 0 | 0
9 | 0.99679 | -0.060499 | 0.0092517 | 0.0023187
10 | 0.99248 | -0.1424 | 0 | 0
11 | 0.98509 | -0.28445 | 0.0022254 | 0.00055774
12 | 0.97903 | -0.40256 | 0.0012546 | 0.00031442
13 | 0.97997 | -0.38413 | 0.0075064 | 0.0018813
14 | 0.97383 | -0.50427 | 0.0064241 | 0.00161
15 | 0.97477 | -0.4858 | 0.0010276 | 0.00025753
16 | 0.97297 | -0.52123 | 0.0032563 | 0.00081611
17 | 0.97517 | -0.47793 | 0 | 0
18 | 0.97258 | -0.52913 | 0.0066133 | 0.0016574
19 | 0.97248 | -0.53111 | 0.00031668 | 7.9367e-05
20 | 0.97243 | -0.53209 | 0.0030572 | 0.0007662
21 | 0.97603 | -0.461 | 0 | 0
22 | 0.97612 | -0.45929 | 0 | 0
23 | 0.97571 | -0.46739 | 0.005878 | 0.0014732
24 | 0.97557 | -0.47012 | 0.0026337 | 0.00066007
25 | 0.97629 | -0.45589 | 0.0082616 | 0.0020706
26 | 0.97723 | -0.43744 | 0 | 0
27 | 0.97717 | -0.43866 | 0.0055642 | 0.0013945
28 | 0.976 | -0.46199 | 0.0035012 | 0.00087747
29 | 0.97604 | -0.46125 | 0.0022505 | 0.00056403
30 | 0.97758 | -0.43068 | 0.005865 | 0.0014699
31 | 0.97612 | -0.4596 | 0.0038698 | 0.00096987
32 | 0.97776 | -0.42706 | 0.0051324 | 0.0012863
33 | 0.97631 | -0.45584 | 0.013507 | 0.0033852
34 | 0.97849 | -0.4129 | 0 | 0
35 | 0.97659 | -0.45031 | 0.0049053 | 0.0012294
36 | 0.97651 | -0.45196 | 0.0054753 | 0.0013722
37 | 0.97752 | -0.43219 | 0.0044408 | 0.001113
38 | 0.97819 | -0.41902 | 0.0076039 | 0.0019057
39 | 0.97821 | -0.41857 | 0.0044159 | 0.0011067
40 | 0.97363 | -0.50805 | 0.004283 | 0.0010734
41 | 0.97423 | -0.49626 | 0.0032521 | 0.00081506
42 | 0.97334 | -0.51383 | 0.0043064 | 0.0010793
43 | 0.97436 | -0.49376 | 0.0048267 | 0.0012097
44 | 0.97282 | -0.52402 | 0.00097551 | 0.00024449
45 | 0.97503 | -0.48058 | 0.0032237 | 0.00080792
46 | 0.9728 | -0.52444 | 0.0068307 | 0.0017119
47 | 0.97509 | -0.47924 | 0.0046944 | 0.0011765
48 | 0.97258 | -0.52889 | 0.00067852 | 0.00017005
49 | 0.97416 | -0.49784 | 0.0036596 | 0.00091719
50 | 0.97425 | -0.49604 | 0.002708 | 0.00067868
51 | 0.97436 | -0.49394 | 0 | 0
52 | 0.97478 | -0.48571 | 0.0027544 | 0.00069032
53 | 0.9743 | -0.49513 | 0 | 0
54 | 0.97426 | -0.4959 | 0.0012396 | 0.00031068
55 | 0.97364 | -0.50814 | 0.0031174 | 0.00078128
56 | 0.98907 | -0.20807 | 0.0044109 | 0.0011055
57 | 0.9893 | -0.20368 | 0.0033915 | 0.00084998
58 | 0.98969 | -0.19603 | 0.0072849 | 0.0018258
59 | 0.99223 | -0.14741 | 0.0082435 | 0.002066
60 | 0.99235 | -0.14508 | 0.002862 | 0.00071728
61 | 0.99035 | -0.18334 | 0.0036552 | 0.00091609
62 | 0.97908 | -0.40159 | 0.0025797 | 0.00064654
63 | 0.97916 | -0.40006 | 0 | 0
64 | 0.98246 | -0.33548 | 0.0041395 | 0.0010375
65 | 0.98172 | -0.34983 | 0.0040437 | 0.0010134
66 | 0.98269 | -0.33093 | 0 | 0
67 | 0.98093 | -0.36524 | 0.003587 | 0.00089898
68 | 0.98292 | -0.32639 | 0 | 0
69 | 0.98257 | -0.3332 | 0.0024522 | 0.00061459
70 | 0.98011 | -0.38119 | 0.0039884 | 0.00099959
71 | 0.98412 | -0.30321 | 0.0026018 | 0.00065207
72 | 0.98282 | -0.32836 | 0.0034464 | 0.00086375
73 | 0.98249 | -0.33476 | 0.0028526 | 0.00071494
74 | 0.97966 | -0.3899 | 0.0039878 | 0.00099945
75 | 0.98388 | -0.30782 | 0.0045094 | 0.0011302
76 | 0.98281 | -0.3287 | 0.0026443 | 0.00066272
77 | 0.98242 | -0.33614 | 0.0049259 | 0.0012345
78 | 0.97207 | -0.53898 | 0.0025176 | 0.00063096
79 | 0.97203 | -0.53971 | 0.0027588 | 0.00069143
80 | 0.97241 | -0.53217 | 0 | 0
81 | 0.97196 | -0.54114 | 0 | 0
82 | 0.97257 | -0.52902 | 0.00069426 | 0.000174
83 | 0.97183 | -0.54365 | 0.0038958 | 0.00097638
84 | 0.98377 | -0.31002 | 0.0036919 | 0.00092529
85 | 0.98373 | -0.31082 | 0.0032537 | 0.00081546
86 | 0.97536 | -0.47402 | 0.0064491 | 0.0016163
87 | 0.97551 | -0.47112 | 0 | 0
88 | 0.97501 | -0.48084 | 0 | 0
89 | 0.97618 | -0.4579 | 0.0017812 | 0.00044642
90 | 0.97487 | -0.48363 | 0.0035223 | 0.00088278
91 | 0.97487 | -0.48373 | 0.0040395 | 0.0010124
92 | 0.97678 | -0.44614 | 0 | 0
93 | 0.97477 | -0.48563 | 0.0051839 | 0.0012992
94 | 0.97624 | -0.45671 | 0.005828 | 0.0014606
95 | 0.97883 | -0.40595 | 0.013026 | 0.0032646
96 | 0.97939 | -0.39545 | 0.0051827 | 0.0012989
97 | 0.97934 | -0.39652 | 0.007675 | 0.0019235
98 | 0.97933 | -0.39673 | 0.0047099 | 0.0011804
99 | 0.97917 | -0.39975 | 0.0022235 | 0.00055726
100 | 0.97877 | -0.40729 | 0.003876 | 0.00097142
101 | 0.97822 | -0.41816 | 0.0069587 | 0.001744
102 | 0.97909 | -0.40118 | 0 | 0
103 | 0.97818 | -0.41897 | 0.013916 | 0.0034876
104 | 0.97839 | -0.41474 | 0.0011697 | 0.00029316
105 | 0.97837 | -0.41527 | 0.0064701 | 0.0016216
106 | 0.98126 | -0.35858 | 0 | 0
107 | 0.98616 | -0.26367 | 0 | 0
108 | 0.97603 | -0.46087 | 0.003365 | 0.00084335
109 | 0.98596 | -0.2675 | 0.0021091 | 0.00052859
110 | 0.98784 | -0.23132 | 0.0031624 | 0.00079257
111 | 0.98592 | -0.26837 | 0 | 0
112 | 0.9883 | -0.22248 | 0.002677 | 0.00067093
113 | 0.98905 | -0.20829 | 0.0018477 | 0.00046309
114 | 0.98905 | -0.20818 | 0.0016373 | 0.00041035
115 | 0.98908 | -0.20772 | 0.0014636 | 0.00036681
116 | 0.98911 | -0.20707 | 0.0022542 | 0.00056495
117 | 0.98917 | -0.20582 | 0.0020199 | 0.00050624
118 | 0.98936 | -0.20228 | 0 | 0
119 | 0.99049 | -0.18055 | 0 | 0
120 | 0.99218 | -0.14812 | 0 | 0
121 | 0.98586 | -0.26957 | 0.0036017 | 0.00090267
122 | 0.98584 | -0.26997 | 0.0023717 | 0.00059439
123 | 0.97093 | -0.56168 | 0.0041621 | 0.0010431
124 | 0.97124 | -0.55549 | 0 | 0
125 | 0.97057 | -0.56873 | 0.0080656 | 0.0020214
126 | 0.9713 | -0.55421 | 0.0041521 | 0.0010406
127 | 0.97166 | -0.54709 | 0 | 0
128 | 0.97155 | -0.54942 | 0.0041805 | 0.0010477
129 | 0.97186 | -0.54313 | 0.0030678 | 0.00076887
130 | 0.97234 | -0.53374 | 0 | 0
131 | 0.97306 | -0.51958 | 0.0023913 | 0.00059931
132 | 0.97232 | -0.53416 | 0.0031812 | 0.00079729
133 | 0.99186 | -0.15446 | 0.0019759 | 0.00049521
134 | 0.99164 | -0.15864 | 0.0018192 | 0.00045594
135 | 0.97419 | -0.4972 | 0.0021758 | 0.00054531
136 | 0.97476 | -0.48594 | 0.0036483 | 0.00091435
137 | 1 | 0 | -0.46932 | -0.12048
138 | 0.99974 | -0.004968 | 0.0055044 | 0.0013795
139 | 0.99121 | -0.16701 | 0.0014448 | 0.00036209
140 | 0.99101 | -0.17083 | 0.0048737 | 0.0012215
141 | 0.99154 | -0.16052 | 0.0024892 | 0.00062386
142 | 0.991 | -0.17101 | 0.00061281 | 0.00015358
143 | 0.99955 | -0.0085939 | 0.0069588 | 0.001744
144 | 0.99998 | 149.9956 | 0 | 0

## res_line
| p_from_mw | q_from_mvar | p_to_mw | q_to_mvar | pl_mw | ql_mvar | i_from_ka | i_to_ka | i_ka | vm_from_pu | va_from_degree | vm_to_pu | va_to_degree | loading_percent
0 | -0.27909 | -0.07097 | 0.27945 | 0.071201 | 0.00036197 | 0.00023054 | 0.42059 | 0.42059 | 0.42059 | 0.98827 | -0.22307 | 0.98967 | -0.19619 | 28.8864
1 | 0.27553 | 0.070077 | -0.27509 | -0.069799 | 0.00043643 | 0.00027793 | 0.41522 | 0.41522 | 0.41522 | 0.98827 | -0.22307 | 0.98656 | -0.256 | 28.518
2 | -0.28342 | -0.072195 | 0.2839 | 0.072502 | 0.00048103 | 0.00030641 | 0.42655 | 0.42655 | 0.42655 | 0.98967 | -0.19619 | 0.9915 | -0.16107 | 29.2961
3 | 0.1901 | 0.048242 | -0.19 | -0.048176 | 0.00010375 | 6.5713e-05 | 0.28694 | 0.28694 | 0.28694 | 0.98656 | -0.256 | 0.98597 | -0.26736 | 19.7073
4 | 0.084992 | 0.021557 | -0.084744 | -0.021399 | 0.00024827 | 0.00015838 | 0.12828 | 0.12828 | 0.12828 | 0.98656 | -0.256 | 0.98341 | -0.31695 | 35.243
5 | -0.28496 | -0.072766 | 0.28537 | 0.073027 | 0.00040874 | 0.00026036 | 0.42814 | 0.42814 | 0.42814 | 0.9915 | -0.16107 | 0.99306 | -0.13144 | 29.4049
6 | 0.18841 | 0.04778 | -0.18838 | -0.047758 | 3.5085e-05 | 2.2219e-05 | 0.28455 | 0.28455 | 0.28455 | 0.98597 | -0.26736 | 0.98577 | -0.27123 | 19.5435
7 | 0.081523 | 0.020592 | -0.081297 | -0.020447 | 0.0002266 | 0.00014452 | 0.12341 | 0.12341 | 0.12341 | 0.98341 | -0.31695 | 0.98043 | -0.37513 | 33.9043
8 | -0.44308 | -0.1132 | 0.44461 | 0.11418 | 0.0015256 | 0.0009745 | 0.6647 | 0.66469 | 0.6647 | 0.99306 | -0.13144 | 0.99679 | -0.060499 | 45.6522
9 | 0.15772 | 0.040177 | -0.15764 | -0.040125 | 8.3317e-05 | 5.2501e-05 | 0.23656 | 0.23656 | 0.23656 | 0.99306 | -0.13144 | 0.99248 | -0.1424 | 16.2473
10 | 0.18511 | 0.046939 | -0.18499 | -0.046864 | 0.00011751 | 7.4392e-05 | 0.27962 | 0.27962 | 0.27962 | 0.98577 | -0.27123 | 0.98509 | -0.28445 | 19.2045
11 | 0.051393 | 0.012944 | -0.051325 | -0.012901 | 6.7318e-05 | 4.2712e-05 | 0.078022 | 0.078023 | 0.078023 | 0.98043 | -0.37513 | 0.97903 | -0.40256 | 21.4348
12 | 0.029904 | 0.0075036 | -0.029891 | -0.0074956 | 1.2833e-05 | 8.004e-06 | 0.045389 | 0.045389 | 0.045389 | 0.98043 | -0.37513 | 0.97997 | -0.38413 | 12.4696
13 | -0.45386 | -0.1165 | 0.4552 | 0.11735 | 0.0013369 | 0.00085398 | 0.67851 | 0.67851 | 0.67851 | 0.99679 | -0.060499 | 1 | 0 | 46.6007
14 | 0.011108 | 0.0027844 | -0.011106 | -0.0027837 | 1.421e-06 | 7.3293e-07 | 0.016654 | 0.016654 | 0.016654 | 0.99248 | -0.1424 | 0.99235 | -0.14508 | 4.5753
15 | 0.14653 | 0.03734 | -0.14649 | -0.037315 | 4.044e-05 | 2.5421e-05 | 0.21991 | 0.21991 | 0.21991 | 0.99248 | -0.1424 | 0.99218 | -0.14812 | 15.1035
16 | 0.18277 | 0.046306 | -0.1826 | -0.046202 | 0.0001646 | 0.00010418 | 0.27626 | 0.27626 | 0.27626 | 0.98509 | -0.28445 | 0.98412 | -0.30321 | 18.9737
17 | 0.050071 | 0.012587 | -0.050032 | -0.012562 | 3.8241e-05 | 2.4253e-05 | 0.076116 | 0.076116 | 0.076116 | 0.97903 | -0.40256 | 0.97821 | -0.41857 | 20.9109
18 | 0.022385 | 0.0056143 | -0.022373 | -0.0056069 | 1.2066e-05 | 7.3713e-06 | 0.033991 | 0.033991 | 0.033991 | 0.97997 | -0.38413 | 0.97939 | -0.39545 | 9.3383
19 | -0.019682 | -0.0049367 | 0.0197 | 0.0049472 | 1.734e-05 | 1.0461e-05 | 0.030076 | 0.030076 | 0.030076 | 0.97383 | -0.50427 | 0.97477 | -0.4858 | 8.2627
20 | 0.013258 | 0.0033267 | -0.013248 | -0.0033207 | 1.0716e-05 | 5.9928e-06 | 0.02026 | 0.02026 | 0.02026 | 0.97383 | -0.50427 | 0.97297 | -0.52123 | 5.5661
21 | -0.020727 | -0.0052047 | 0.020735 | 0.0052094 | 7.7846e-06 | 4.7236e-06 | 0.031645 | 0.031644 | 0.031645 | 0.97477 | -0.4858 | 0.97517 | -0.47793 | 8.6935
22 | 0.0099914 | 0.0025046 | -0.0099876 | -0.0025027 | 3.7565e-06 | 1.8716e-06 | 0.01528 | 0.015281 | 0.015281 | 0.97297 | -0.52123 | 0.97258 | -0.52913 | 4.198
23 | -0.065709 | -0.016521 | 0.065733 | 0.016535 | 2.4536e-05 | 1.4404e-05 | 0.10028 | 0.10028 | 0.10028 | 0.97517 | -0.47793 | 0.97557 | -0.47012 | 6.8877
24 | 0.044974 | 0.011311 | -0.044957 | -0.011303 | 1.6692e-05 | 8.7976e-06 | 0.06864 | 0.068641 | 0.068641 | 0.97517 | -0.47793 | 0.97478 | -0.48571 | 4.7143
25 | 0.0033743 | 0.00084526 | -0.003374 | -0.00084545 | 3.188e-07 | -1.9176e-07 | 0.0051625 | 0.0051626 | 0.0051626 | 0.97258 | -0.52913 | 0.97248 | -0.53111 | 1.4183
26 | 0.0030573 | 0.00076608 | -0.0030572 | -0.0007662 | 1.4334e-07 | -1.2495e-07 | 0.0046781 | 0.0046781 | 0.0046781 | 0.97248 | -0.53111 | 0.97243 | -0.53209 | 1.2852
27 | -0.0058797 | -0.0014736 | 0.0058802 | 0.0014737 | 4.7805e-07 | 1.0765e-07 | 0.008964 | 0.0089639 | 0.008964 | 0.97603 | -0.461 | 0.97612 | -0.45929 | 2.4626
28 | 0.0058797 | 0.0014736 | -0.005878 | -0.0014732 | 1.788e-06 | 4.0298e-07 | 0.008964 | 0.0089642 | 0.0089642 | 0.97603 | -0.461 | 0.97571 | -0.46739 | 2.4627
29 | 0.068403 | 0.017216 | -0.068367 | -0.017195 | 3.5367e-05 | 2.0902e-05 | 0.1043 | 0.1043 | 0.1043 | 0.97612 | -0.45929 | 0.97557 | -0.47012 | 7.1635
30 | -0.074283 | -0.01869 | 0.074295 | 0.018697 | 1.2104e-05 | 7.2434e-06 | 0.11326 | 0.11326 | 0.11326 | 0.97612 | -0.45929 | 0.97629 | -0.45589 | 7.7792
31 | -0.082557 | -0.020768 | 0.082629 | 0.020812 | 7.2832e-05 | 4.4157e-05 | 0.12586 | 0.12586 | 0.12586 | 0.97629 | -0.45589 | 0.97723 | -0.43744 | 8.644
32 | -0.088194 | -0.022206 | 0.088222 | 0.022224 | 2.8507e-05 | 1.74e-05 | 0.13433 | 0.13433 | 0.13433 | 0.97723 | -0.43744 | 0.97758 | -0.43068 | 9.2258
33 | 0.0055646 | 0.0013946 | -0.0055642 | -0.0013945 | 3.2501e-07 | 5.6769e-08 | 0.0084731 | 0.0084731 | 0.0084731 | 0.97723 | -0.43744 | 0.97717 | -0.43866 | 2.3278
34 | -0.0035012 | -0.00087747 | 0.0035013 | 0.00087741 | 1.2271e-07 | -6.4997e-08 | 0.0053379 | 0.0053378 | 0.0053379 | 0.976 | -0.46199 | 0.97604 | -0.46125 | 1.4665
35 | -0.0057518 | -0.0014414 | 0.0057523 | 0.0014415 | 4.5225e-07 | 9.3398e-08 | 0.0087689 | 0.0087688 | 0.0087689 | 0.97604 | -0.46125 | 0.97612 | -0.4596 | 2.409
36 | -0.094087 | -0.023694 | 0.094104 | 0.023704 | 1.6262e-05 | 9.9838e-06 | 0.14326 | 0.14326 | 0.14326 | 0.97758 | -0.43068 | 0.97776 | -0.42706 | 9.839
37 | -0.0096221 | -0.0024114 | 0.0096238 | 0.0024122 | 1.7247e-06 | 8.3655e-07 | 0.014668 | 0.014668 | 0.014668 | 0.97612 | -0.4596 | 0.97631 | -0.45584 | 4.0297
38 | -0.099236 | -0.02499 | 0.099303 | 0.025031 | 6.7244e-05 | 4.1458e-05 | 0.15107 | 0.15107 | 0.15107 | 0.97776 | -0.42706 | 0.97849 | -0.4129 | 10.3754
39 | -0.023131 | -0.0057974 | 0.023135 | 0.0058001 | 4.2762e-06 | 2.622e-06 | 0.035254 | 0.035254 | 0.035254 | 0.97631 | -0.45584 | 0.97651 | -0.45196 | 9.6853
40 | 0.0076407 | 0.001915 | -0.00764 | -0.0019148 | 6.6776e-07 | 2.6172e-07 | 0.011619 | 0.01162 | 0.01162 | 0.97849 | -0.4129 | 0.97839 | -0.41474 | 3.1922
41 | -0.10694 | -0.026946 | 0.107 | 0.026984 | 5.9976e-05 | 3.7169e-05 | 0.16269 | 0.16268 | 0.16269 | 0.97849 | -0.4129 | 0.97909 | -0.40118 | 11.1734
42 | 0.028613 | 0.0071737 | -0.028611 | -0.0071723 | 2.2491e-06 | 1.4e-06 | 0.043598 | 0.043598 | 0.043598 | 0.97659 | -0.45031 | 0.97651 | -0.45196 | 11.9774
43 | -0.033518 | -0.0084031 | 0.033547 | 0.0084213 | 2.897e-05 | 1.817e-05 | 0.051072 | 0.051072 | 0.051072 | 0.97659 | -0.45031 | 0.97752 | -0.43219 | 14.0307
44 | -0.037988 | -0.0095342 | 0.038012 | 0.0095493 | 2.3865e-05 | 1.5035e-05 | 0.057832 | 0.057831 | 0.057832 | 0.97752 | -0.43219 | 0.97819 | -0.41902 | 15.8878
45 | -0.045616 | -0.011455 | 0.045617 | 0.011456 | 9.9544e-07 | 6.3016e-07 | 0.069399 | 0.069399 | 0.069399 | 0.97819 | -0.41902 | 0.97821 | -0.41857 | 19.0655
46 | -0.026964 | -0.0067644 | 0.026979 | 0.0067738 | 1.5161e-05 | 9.4067e-06 | 0.041211 | 0.041211 | 0.041211 | 0.97363 | -0.50805 | 0.97423 | -0.49626 | 11.3218
47 | 0.022681 | 0.005691 | -0.022674 | -0.0056872 | 6.2507e-06 | 3.828e-06 | 0.034666 | 0.034666 | 0.034666 | 0.97363 | -0.50805 | 0.97334 | -0.51383 | 9.5236
48 | -0.030231 | -0.0075889 | 0.030235 | 0.0075911 | 3.609e-06 | 2.2535e-06 | 0.046179 | 0.046178 | 0.046179 | 0.97423 | -0.49626 | 0.97436 | -0.49376 | 12.6864
49 | 0.018368 | 0.0046079 | -0.018359 | -0.0046025 | 8.9184e-06 | 5.3332e-06 | 0.028082 | 0.028082 | 0.028082 | 0.97334 | -0.51383 | 0.97282 | -0.52402 | 7.7149
50 | -0.035061 | -0.0088008 | 0.035083 | 0.0088147 | 2.2065e-05 | 1.3866e-05 | 0.05355 | 0.05355 | 0.05355 | 0.97436 | -0.49376 | 0.97503 | -0.48058 | 14.7115
51 | 0.017384 | 0.004358 | -0.017383 | -0.0043578 | 3.4321e-07 | 2.0358e-07 | 0.02659 | 0.02659 | 0.02659 | 0.97282 | -0.52402 | 0.9728 | -0.52444 | 7.305
52 | -0.038307 | -0.0096226 | 0.038309 | 0.0096241 | 2.4362e-06 | 1.5354e-06 | 0.058469 | 0.058469 | 0.058469 | 0.97503 | -0.48058 | 0.97509 | -0.47924 | 16.063
53 | 0.010553 | 0.0026459 | -0.01055 | -0.0026448 | 2.2408e-06 | 1.1495e-06 | 0.016142 | 0.016142 | 0.016142 | 0.9728 | -0.52444 | 0.97258 | -0.52889 | 4.4346
54 | -0.043004 | -0.010801 | 0.043042 | 0.010825 | 3.7731e-05 | 2.3856e-05 | 0.065633 | 0.065633 | 0.065633 | 0.97509 | -0.47924 | 0.97603 | -0.46087 | 18.0311
55 | 0.0098718 | 0.0024747 | -0.0098718 | -0.0024747 | 5.8466e-08 | 2.8937e-08 | 0.015104 | 0.015104 | 0.015104 | 0.97258 | -0.52889 | 0.97257 | -0.52902 | 4.1494
56 | -0.0036596 | -0.00091719 | 0.00366 | 0.00091706 | 3.1442e-07 | -1.3287e-07 | 0.0055901 | 0.0055899 | 0.0055901 | 0.97416 | -0.49784 | 0.97425 | -0.49604 | 1.5357
57 | -0.0063679 | -0.0015957 | 0.0063686 | 0.0015959 | 6.3875e-07 | 1.8455e-07 | 0.0097259 | 0.0097258 | 0.0097259 | 0.97425 | -0.49604 | 0.97436 | -0.49394 | 2.672
58 | -0.042186 | -0.010602 | 0.042203 | 0.010612 | 1.6579e-05 | 1.0478e-05 | 0.064436 | 0.064436 | 0.064436 | 0.97436 | -0.49394 | 0.97478 | -0.48571 | 17.7022
59 | 0.035818 | 0.0090059 | -0.035816 | -0.0090046 | 2.0474e-06 | 1.2876e-06 | 0.05471 | 0.05471 | 0.05471 | 0.97436 | -0.49394 | 0.9743 | -0.49513 | 15.0303
60 | 0.0034157 | 0.0008556 | -0.0034156 | -0.00085567 | 1.2453e-07 | -7.2264e-08 | 0.0052165 | 0.0052166 | 0.0052166 | 0.9743 | -0.49513 | 0.97426 | -0.4959 | 1.4331
61 | 0.0324 | 0.008149 | -0.03238 | -0.0081364 | 2.0122e-05 | 1.2606e-05 | 0.049494 | 0.049494 | 0.049494 | 0.9743 | -0.49513 | 0.97364 | -0.50814 | 13.5972
62 | 0.0021759 | 0.00054499 | -0.0021758 | -0.00054531 | 1.3496e-07 | -3.1938e-07 | 0.0033233 | 0.0033234 | 0.0033234 | 0.97426 | -0.4959 | 0.97419 | -0.4972 | 0.91302
63 | 0.029262 | 0.0073551 | -0.029246 | -0.0073451 | 1.5968e-05 | 9.9553e-06 | 0.04473 | 0.04473 | 0.04473 | 0.97364 | -0.50814 | 0.97306 | -0.51958 | 12.2884
64 | -0.0044109 | -0.0011055 | 0.0044119 | 0.0011054 | 9.2327e-07 | -1.2683e-07 | 0.0066361 | 0.0066358 | 0.0066361 | 0.98907 | -0.20807 | 0.9893 | -0.20368 | 1.8231
65 | -0.0078033 | -0.0019553 | 0.0078062 | 0.0019565 | 2.8429e-06 | 1.1125e-06 | 0.011737 | 0.011737 | 0.011737 | 0.9893 | -0.20368 | 0.98969 | -0.19603 | 3.2244
66 | -0.015091 | -0.0037822 | 0.0151 | 0.0037875 | 9.1289e-06 | 5.2344e-06 | 0.02269 | 0.022689 | 0.02269 | 0.98969 | -0.19603 | 0.99035 | -0.18334 | 6.2334
67 | -0.0082435 | -0.002066 | 0.0082444 | 0.0020664 | 9.1428e-07 | 3.7907e-07 | 0.012363 | 0.012363 | 0.012363 | 0.99223 | -0.14741 | 0.99235 | -0.14508 | 3.3963
68 | -0.018755 | -0.0047035 | 0.018758 | 0.004705 | 2.4988e-06 | 1.4913e-06 | 0.028181 | 0.028181 | 0.028181 | 0.99035 | -0.18334 | 0.99049 | -0.18055 | 7.7422
69 | -0.0025797 | -0.00064654 | 0.0025799 | 0.00064624 | 1.8844e-07 | -2.9057e-07 | 0.0039207 | 0.0039205 | 0.0039207 | 0.97908 | -0.40159 | 0.97916 | -0.40006 | 1.0771
70 | -0.0025799 | -0.00064624 | 0.0025799 | 0.00064619 | 3.8121e-08 | -5.8792e-08 | 0.0039205 | 0.0039205 | 0.0039205 | 0.97916 | -0.40006 | 0.97917 | -0.39975 | 1.0771
71 | 0.14782 | 0.037387 | -0.14772 | -0.037323 | 0.0001017 | 6.3993e-05 | 0.22401 | 0.22401 | 0.22401 | 0.98246 | -0.33548 | 0.98172 | -0.34983 | 15.3854
72 | -0.15196 | -0.038425 | 0.152 | 0.038446 | 3.3138e-05 | 2.0871e-05 | 0.23028 | 0.23028 | 0.23028 | 0.98246 | -0.33548 | 0.98269 | -0.33093 | 15.816
73 | 0.14368 | 0.03631 | -0.14357 | -0.036243 | 0.00010609 | 6.6691e-05 | 0.21788 | 0.21788 | 0.21788 | 0.98172 | -0.34983 | 0.98093 | -0.36524 | 14.9645
74 | -0.16223 | -0.041011 | 0.16226 | 0.041033 | 3.5371e-05 | 2.2321e-05 | 0.24578 | 0.24578 | 0.24578 | 0.98269 | -0.33093 | 0.98292 | -0.32639 | 16.8802
75 | 0.010233 | 0.0025649 | -0.010232 | -0.0025643 | 1.1036e-06 | 5.5103e-07 | 0.015495 | 0.015495 | 0.015495 | 0.98269 | -0.33093 | 0.98257 | -0.3332 | 4.2568
76 | 0.13998 | 0.035344 | -0.13988 | -0.035277 | 0.00010686 | 6.7117e-05 | 0.21244 | 0.21244 | 0.21244 | 0.98093 | -0.36524 | 0.98011 | -0.38119 | 14.5908
77 | -0.16835 | -0.042559 | 0.16854 | 0.042678 | 0.00018732 | 0.00011832 | 0.255 | 0.255 | 0.255 | 0.98292 | -0.32639 | 0.98412 | -0.30321 | 17.5136
78 | 0.0060913 | 0.0015265 | -0.0060907 | -0.0015264 | 5.7297e-07 | 1.3898e-07 | 0.0092214 | 0.0092215 | 0.0092215 | 0.98292 | -0.32639 | 0.98282 | -0.32836 | 2.5334
79 | 0.0077794 | 0.0019497 | -0.0077788 | -0.0019495 | 5.7888e-07 | 2.2962e-07 | 0.011781 | 0.011781 | 0.011781 | 0.98257 | -0.3332 | 0.98249 | -0.33476 | 3.2366
80 | 0.13589 | 0.034278 | -0.13583 | -0.034242 | 5.6635e-05 | 3.5532e-05 | 0.20639 | 0.20639 | 0.20639 | 0.98011 | -0.38119 | 0.97966 | -0.3899 | 14.175
81 | 0.011458 | 0.0028724 | -0.011456 | -0.0028711 | 2.5157e-06 | 1.3261e-06 | 0.017326 | 0.017326 | 0.017326 | 0.98412 | -0.30321 | 0.98388 | -0.30782 | 4.7598
82 | 0.0026443 | 0.00066266 | -0.0026443 | -0.00066272 | 4.2737e-08 | -6.275e-08 | 0.0040036 | 0.0040036 | 0.0040036 | 0.98282 | -0.32836 | 0.98281 | -0.3287 | 1.0999
83 | 0.0049262 | 0.0012346 | -0.0049259 | -0.0012345 | 3.2534e-07 | 1.0856e-08 | 0.0074609 | 0.0074609 | 0.0074609 | 0.98249 | -0.33476 | 0.98242 | -0.33614 | 2.0497
84 | 0.13184 | 0.033243 | -0.13177 | -0.033198 | 7.1184e-05 | 4.4606e-05 | 0.20033 | 0.20033 | 0.20033 | 0.97966 | -0.3899 | 0.97909 | -0.40118 | 13.759
85 | 0.0069465 | 0.0017409 | -0.0069458 | -0.0017407 | 7.2654e-07 | 2.4208e-07 | 0.010506 | 0.010506 | 0.010506 | 0.98388 | -0.30782 | 0.98377 | -0.31002 | 2.8862
86 | 0.0066556 | 0.0016677 | -0.0066554 | -0.0016676 | 2.2887e-07 | 7.3589e-08 | 0.010188 | 0.010188 | 0.010188 | 0.97207 | -0.53898 | 0.97203 | -0.53971 | 2.7989
87 | -0.0091731 | -0.0022986 | 0.0091761 | 0.0023 | 2.9796e-06 | 1.4072e-06 | 0.014042 | 0.014042 | 0.014042 | 0.97207 | -0.53898 | 0.97241 | -0.53217 | 3.8577
88 | 0.0038965 | 0.00097617 | -0.0038963 | -0.00097624 | 2.6621e-07 | -7.693e-08 | 0.0059648 | 0.0059649 | 0.0059649 | 0.97203 | -0.53971 | 0.97196 | -0.54114 | 1.6387
89 | -0.0091761 | -0.0023 | 0.0091775 | 0.0023007 | 1.377e-06 | 6.5021e-07 | 0.014042 | 0.014042 | 0.014042 | 0.97241 | -0.53217 | 0.97257 | -0.52902 | 3.8576
90 | 0.0038963 | 0.00097624 | -0.0038958 | -0.00097638 | 4.6595e-07 | -1.3454e-07 | 0.0059649 | 0.005965 | 0.005965 | 0.97196 | -0.54114 | 0.97183 | -0.54365 | 1.6387
91 | 0.0032539 | 0.00081537 | -0.0032537 | -0.00081546 | 1.2373e-07 | -9.3753e-08 | 0.0049216 | 0.0049217 | 0.0049217 | 0.98377 | -0.31002 | 0.98373 | -0.31082 | 1.3521
92 | -0.0064491 | -0.0016163 | 0.00645 | 0.0016166 | 8.9043e-07 | 2.6368e-07 | 0.0098387 | 0.0098386 | 0.0098387 | 0.97536 | -0.47402 | 0.97551 | -0.47112 | 2.703
93 | 0.016405 | 0.0041143 | -0.016397 | -0.0041098 | 7.5989e-06 | 4.4595e-06 | 0.025024 | 0.025024 | 0.025024 | 0.97551 | -0.47112 | 0.97501 | -0.48084 | 6.8748
94 | -0.022855 | -0.0057308 | 0.022869 | 0.0057396 | 1.4407e-05 | 8.8256e-06 | 0.034863 | 0.034863 | 0.034863 | 0.97551 | -0.47112 | 0.97618 | -0.4579 | 9.5777
95 | 0.0035228 | 0.00088254 | -0.0035223 | -0.00088278 | 4.6793e-07 | -2.3886e-07 | 0.0053762 | 0.0053764 | 0.0053764 | 0.97501 | -0.48084 | 0.97487 | -0.48363 | 1.477
96 | 0.012874 | 0.0032273 | -0.012872 | -0.0032263 | 1.7735e-06 | 9.8227e-07 | 0.019648 | 0.019648 | 0.019648 | 0.97501 | -0.48084 | 0.97487 | -0.48373 | 5.3979
97 | -0.02465 | -0.0061861 | 0.024664 | 0.0061946 | 1.384e-05 | 8.5305e-06 | 0.037578 | 0.037578 | 0.037578 | 0.97618 | -0.4579 | 0.97678 | -0.44614 | 10.3236
98 | 0.008833 | 0.0022139 | -0.0088322 | -0.0022135 | 7.9852e-07 | 3.6502e-07 | 0.013483 | 0.013483 | 0.013483 | 0.97487 | -0.48373 | 0.97477 | -0.48563 | 3.704
99 | 0.05227 | 0.013151 | -0.052244 | -0.013134 | 2.6396e-05 | 1.6755e-05 | 0.079646 | 0.079646 | 0.079646 | 0.97678 | -0.44614 | 0.97624 | -0.45671 | 21.8809
100 | -0.076934 | -0.019346 | 0.077082 | 0.01944 | 0.00014795 | 9.4326e-05 | 0.11722 | 0.11722 | 0.11722 | 0.97678 | -0.44614 | 0.97883 | -0.40595 | 32.2044
101 | 0.0036484 | 0.00091433 | -0.0036483 | -0.00091435 | 5.4287e-08 | -2.3436e-08 | 0.0055693 | 0.0055693 | 0.0055693 | 0.97477 | -0.48563 | 0.97476 | -0.48594 | 1.53
102 | 0.046416 | 0.011674 | -0.046407 | -0.011668 | 9.2297e-06 | 5.8456e-06 | 0.070763 | 0.070763 | 0.070763 | 0.97624 | -0.45671 | 0.97603 | -0.46087 | 19.4404
103 | -0.090108 | -0.022705 | 0.090313 | 0.022835 | 0.00020469 | 0.00013064 | 0.13703 | 0.13703 | 0.13703 | 0.97883 | -0.40595 | 0.98126 | -0.35858 | 37.6445
104 | 0.01719 | 0.004308 | -0.017189 | -0.0043075 | 8.7892e-07 | 5.1927e-07 | 0.026117 | 0.026117 | 0.026117 | 0.97939 | -0.39545 | 0.97934 | -0.39652 | 7.1751
105 | 0.0095141 | 0.0023839 | -0.009514 | -0.0023839 | 9.5174e-08 | 4.5629e-08 | 0.014456 | 0.014456 | 0.014456 | 0.97934 | -0.39652 | 0.97933 | -0.39673 | 3.9713
106 | 0.0048041 | 0.0012034 | -0.0048034 | -0.0012034 | 6.9062e-07 | 7.1499e-09 | 0.0072993 | 0.0072994 | 0.0072994 | 0.97933 | -0.39673 | 0.97917 | -0.39975 | 2.0053
107 | 0.020886 | 0.0052385 | -0.020875 | -0.0052319 | 1.082e-05 | 6.5651e-06 | 0.031754 | 0.031754 | 0.031754 | 0.97877 | -0.40729 | 0.97822 | -0.41816 | 8.7236
108 | -0.024762 | -0.0062099 | 0.024769 | 0.0062144 | 7.2036e-06 | 4.4399e-06 | 0.037646 | 0.037646 | 0.037646 | 0.97877 | -0.40729 | 0.97909 | -0.40118 | 10.3424
109 | 0.013916 | 0.0034879 | -0.013916 | -0.0034876 | 5.4009e-07 | 3.0531e-07 | 0.021169 | 0.021169 | 0.021169 | 0.97822 | -0.41816 | 0.97818 | -0.41897 | 5.8156
110 | 0.0064703 | 0.0016216 | -0.0064701 | -0.0016216 | 1.6496e-07 | 4.8526e-08 | 0.0098405 | 0.0098406 | 0.0098406 | 0.97839 | -0.41474 | 0.97837 | -0.41527 | 2.7035
111 | -0.090313 | -0.022835 | 0.090726 | 0.023099 | 0.00041317 | 0.00026369 | 0.13703 | 0.13703 | 0.13703 | 0.98126 | -0.35858 | 0.98616 | -0.26367 | 37.6445
112 | 0.0080846 | 0.0020258 | -0.0080831 | -0.0020252 | 1.4756e-06 | 6.0706e-07 | 0.012199 | 0.012199 | 0.012199 | 0.98616 | -0.26367 | 0.98596 | -0.2675 | 3.3513
113 | -0.098811 | -0.025125 | 0.098965 | 0.025223 | 0.00015426 | 9.7781e-05 | 0.14922 | 0.14922 | 0.14922 | 0.98616 | -0.26367 | 0.98784 | -0.23132 | 20.4978
114 | 0.005974 | 0.0014966 | -0.0059737 | -0.0014966 | 2.4641e-07 | 5.4608e-08 | 0.0090157 | 0.0090158 | 0.0090158 | 0.98596 | -0.2675 | 0.98592 | -0.26837 | 2.4769
115 | -0.10213 | -0.026015 | 0.10217 | 0.026042 | 4.355e-05 | 2.6868e-05 | 0.15399 | 0.15399 | 0.15399 | 0.98784 | -0.23132 | 0.9883 | -0.22248 | 10.5761
116 | 0.0036019 | 0.00090256 | -0.0036017 | -0.00090267 | 2.0512e-07 | -1.0474e-07 | 0.0054362 | 0.0054362 | 0.0054362 | 0.98592 | -0.26837 | 0.98586 | -0.26957 | 1.4935
117 | 0.0023718 | 0.00059403 | -0.0023717 | -0.00059439 | 1.8043e-07 | -3.6331e-07 | 0.0035796 | 0.0035798 | 0.0035798 | 0.98592 | -0.26837 | 0.98584 | -0.26997 | 0.98345
118 | -0.10485 | -0.026713 | 0.10495 | 0.026776 | 0.00010233 | 6.3249e-05 | 0.15802 | 0.15802 | 0.15802 | 0.9883 | -0.22248 | 0.98936 | -0.20228 | 10.8529
119 | -0.0018477 | -0.00046309 | 0.0018478 | 0.00046305 | 9.6624e-09 | -3.6606e-08 | 0.0027799 | 0.0027799 | 0.0027799 | 0.98905 | -0.20829 | 0.98905 | -0.20818 | 0.76372
120 | -0.0034851 | -0.00087341 | 0.0034852 | 0.00087336 | 7.6311e-08 | -4.6159e-08 | 0.0052433 | 0.0052432 | 0.0052433 | 0.98905 | -0.20818 | 0.98908 | -0.20772 | 1.4405
121 | -0.0049488 | -0.0012402 | 0.0049489 | 0.0012402 | 1.5197e-07 | 3.4253e-09 | 0.0074451 | 0.0074451 | 0.0074451 | 0.98908 | -0.20772 | 0.98911 | -0.20707 | 2.0454
122 | -0.0072031 | -0.0018051 | 0.0072035 | 0.0018053 | 4.3219e-07 | 1.5062e-07 | 0.010836 | 0.010836 | 0.010836 | 0.98911 | -0.20707 | 0.98917 | -0.20582 | 2.977
123 | -0.0092235 | -0.0023115 | 0.009225 | 0.0023122 | 1.555e-06 | 7.1867e-07 | 0.013875 | 0.013875 | 0.013875 | 0.98917 | -0.20582 | 0.98936 | -0.20228 | 3.8118
124 | -0.11418 | -0.029088 | 0.1143 | 0.029163 | 0.00011983 | 7.4468e-05 | 0.17189 | 0.17189 | 0.17189 | 0.98936 | -0.20228 | 0.99049 | -0.18055 | 11.8057
125 | -0.13305 | -0.033868 | 0.13326 | 0.033998 | 0.00020838 | 0.0001305 | 0.20007 | 0.20007 | 0.20007 | 0.99049 | -0.18055 | 0.99218 | -0.14812 | 13.7412
126 | 0.013226 | 0.0033165 | -0.013222 | -0.0033143 | 3.9953e-06 | 2.2074e-06 | 0.019836 | 0.019836 | 0.019836 | 0.99218 | -0.14812 | 0.99186 | -0.15446 | 5.4495
127 | -0.01223 | -0.0030657 | 0.012234 | 0.0030677 | 3.609e-06 | 1.9709e-06 | 0.018744 | 0.018744 | 0.018744 | 0.97093 | -0.56168 | 0.97124 | -0.55549 | 5.1495
128 | 0.0080683 | 0.0020226 | -0.0080656 | -0.0020214 | 2.7075e-06 | 1.149e-06 | 0.012365 | 0.012366 | 0.012366 | 0.97093 | -0.56168 | 0.97057 | -0.56873 | 3.3971
129 | -0.012234 | -0.0030677 | 0.012235 | 0.0030681 | 7.4713e-07 | 4.0798e-07 | 0.018744 | 0.018744 | 0.018744 | 0.97124 | -0.55549 | 0.9713 | -0.55421 | 5.1495
130 | -0.016387 | -0.0041087 | 0.016392 | 0.004112 | 5.5568e-06 | 3.2652e-06 | 0.025105 | 0.025105 | 0.025105 | 0.9713 | -0.55421 | 0.97166 | -0.54709 | 6.897
131 | 0.004181 | 0.0010477 | -0.0041805 | -0.0010477 | 4.6234e-07 | -7.6563e-08 | 0.0064027 | 0.0064029 | 0.0064029 | 0.97166 | -0.54709 | 0.97155 | -0.54942 | 1.759
132 | -0.020573 | -0.0051596 | 0.020577 | 0.005162 | 3.8887e-06 | 2.3593e-06 | 0.031508 | 0.031508 | 0.031508 | 0.97166 | -0.54709 | 0.97186 | -0.54313 | 8.6559
133 | -0.023645 | -0.0059308 | 0.023656 | 0.0059373 | 1.0589e-05 | 6.5097e-06 | 0.036205 | 0.036205 | 0.036205 | 0.97186 | -0.54313 | 0.97234 | -0.53374 | 9.9463
134 | -0.026837 | -0.0067346 | 0.026855 | 0.0067458 | 1.8135e-05 | 1.125e-05 | 0.041073 | 0.041073 | 0.041073 | 0.97234 | -0.53374 | 0.97306 | -0.51958 | 11.2838
135 | 0.0031813 | 0.00079724 | -0.0031812 | -0.00079729 | 6.3664e-08 | -4.8097e-08 | 0.0048684 | 0.0048685 | 0.0048685 | 0.97234 | -0.53374 | 0.97232 | -0.53416 | 1.3375
136 | 0.011246 | 0.0028191 | -0.011244 | -0.002818 | 2.2381e-06 | 1.1618e-06 | 0.016872 | 0.016872 | 0.016872 | 0.99186 | -0.15446 | 0.99164 | -0.15864 | 4.6351
137 | 0.0094245 | 0.002362 | -0.0094236 | -0.0023616 | 8.4774e-07 | 3.9674e-07 | 0.014142 | 0.014142 | 0.014142 | 0.99164 | -0.15864 | 0.99154 | -0.16052 | 3.8852
138 | 0.012467 | 0.0031255 | -0.012464 | -0.0031239 | 2.9507e-06 | 1.5886e-06 | 0.018552 | 0.018552 | 0.018552 | 1 | 0 | 0.99974 | -0.004968 | 5.0967
139 | 0.00696 | 0.0017444 | -0.0069588 | -0.001744 | 1.2021e-06 | 3.7775e-07 | 0.010359 | 0.010359 | 0.010359 | 0.99974 | -0.004968 | 0.99955 | -0.0085939 | 2.846
140 | 0.0054875 | 0.001375 | -0.0054865 | -0.0013748 | 9.9967e-07 | 1.3356e-07 | 0.0082378 | 0.008238 | 0.008238 | 0.99121 | -0.16701 | 0.99101 | -0.17083 | 2.2632
141 | -0.0069323 | -0.0017371 | 0.0069344 | 0.0017378 | 2.1415e-06 | 6.9062e-07 | 0.010407 | 0.010406 | 0.010407 | 0.99121 | -0.16701 | 0.99154 | -0.16052 | 2.859
142 | 0.00061282 | 0.00015338 | -0.00061281 | -0.00015358 | 5.0749e-09 | -2.0271e-07 | 0.00092008 | 0.00092015 | 0.00092015 | 0.99101 | -0.17083 | 0.991 | -0.17101 | 0.25279

## res_trafo
| p_hv_mw | q_hv_mvar | p_lv_mw | q_lv_mvar | pl_mw | ql_mvar | i_hv_ka | i_lv_ka | vm_hv_pu | va_hv_degree | vm_lv_pu | va_lv_degree | loading_percent
0 | -1.2729e-15 | -1.3162e-15 | 0.00165 | 1.2699e-07 | 0.00165 | 1.2699e-07 | 5.2857e-17 | 0.0023815 | 0.99998 | 149.9956 | 1 | 0 | 0.2619

## res_ext_grid
| p_mw | q_mvar
0 | 0.47419 | 0.1217

## res_load
| p_mw | q_mvar
0 | 0.0035628 | 0.00089292
1 | 0.0039672 | 0.00099427
2 | 0.0010568 | 0.00026485
3 | 0.0015807 | 0.00039616
4 | 0.0032204 | 0.00080712
5 | 0.0032697 | 0.00081947
6 | 0.0092517 | 0.0023187
7 | 0.0022254 | 0.00055774
8 | 0.0012546 | 0.00031442
9 | 0.0075064 | 0.0018813
10 | 0.0064241 | 0.00161
11 | 0.0010276 | 0.00025753
12 | 0.0032563 | 0.00081611
13 | 0.0066133 | 0.0016574
14 | 0.00031668 | 7.9367e-05
15 | 0.0030572 | 0.0007662
16 | 0.005878 | 0.0014732
17 | 0.0026337 | 0.00066007
18 | 0.0082616 | 0.0020706
19 | 0.0055642 | 0.0013945
20 | 0.0035012 | 0.00087747
21 | 0.0022505 | 0.00056403
22 | 0.005865 | 0.0014699
23 | 0.0038698 | 0.00096987
24 | 0.0051324 | 0.0012863
25 | 0.013507 | 0.0033852
26 | 0.0049053 | 0.0012294
27 | 0.0054753 | 0.0013722
28 | 0.0044408 | 0.001113
29 | 0.0076039 | 0.0019057
30 | 0.0044159 | 0.0011067
31 | 0.004283 | 0.0010734
32 | 0.0032521 | 0.00081506
33 | 0.0043064 | 0.0010793
34 | 0.0048267 | 0.0012097
35 | 0.00097551 | 0.00024449
36 | 0.0032237 | 0.00080792
37 | 0.0068307 | 0.0017119
38 | 0.0046944 | 0.0011765
39 | 0.00067852 | 0.00017005
40 | 0.0036596 | 0.00091719
41 | 0.002708 | 0.00067868
42 | 0.0027544 | 0.00069032
43 | 0.0012396 | 0.00031068
44 | 0.0031174 | 0.00078128
45 | 0.0044109 | 0.0011055
46 | 0.0033915 | 0.00084998
47 | 0.0072849 | 0.0018258
48 | 0.0082435 | 0.002066
49 | 0.002862 | 0.00071728
50 | 0.0036552 | 0.00091609
51 | 0.0025797 | 0.00064654
52 | 0.0041395 | 0.0010375
53 | 0.0040437 | 0.0010134
54 | 0.003587 | 0.00089898
55 | 0.0024522 | 0.00061459
56 | 0.0039884 | 0.00099959
57 | 0.0026018 | 0.00065207
58 | 0.0034464 | 0.00086375
59 | 0.0028526 | 0.00071494
60 | 0.0039878 | 0.00099945
61 | 0.0045094 | 0.0011302
62 | 0.0026443 | 0.00066272
63 | 0.0049259 | 0.0012345
64 | 0.0025176 | 0.00063096
65 | 0.0027588 | 0.00069143
66 | 0.00069426 | 0.000174
67 | 0.0038958 | 0.00097638
68 | 0.0036919 | 0.00092529
69 | 0.0032537 | 0.00081546
70 | 0.0064491 | 0.0016163
71 | 0.0017812 | 0.00044642
72 | 0.0035223 | 0.00088278
73 | 0.0040395 | 0.0010124
74 | 0.0051839 | 0.0012992
75 | 0.005828 | 0.0014606
76 | 0.013026 | 0.0032646
77 | 0.0051827 | 0.0012989
78 | 0.007675 | 0.0019235
79 | 0.0047099 | 0.0011804
80 | 0.0022235 | 0.00055726
81 | 0.003876 | 0.00097142
82 | 0.0069587 | 0.001744
83 | 0.013916 | 0.0034876
84 | 0.0011697 | 0.00029316
85 | 0.0064701 | 0.0016216
86 | 0.003365 | 0.00084335
87 | 0.0021091 | 0.00052859
88 | 0.0031624 | 0.00079257
89 | 0.002677 | 0.00067093
90 | 0.0018477 | 0.00046309
91 | 0.0016373 | 0.00041035
92 | 0.0014636 | 0.00036681
93 | 0.0022542 | 0.00056495
94 | 0.0020199 | 0.00050624
95 | 0.0036017 | 0.00090267
96 | 0.0023717 | 0.00059439
97 | 0.0041621 | 0.0010431
98 | 0.0080656 | 0.0020214
99 | 0.0041521 | 0.0010406
100 | 0.0041805 | 0.0010477
101 | 0.0030678 | 0.00076887
102 | 0.0023913 | 0.00059931
103 | 0.0031812 | 0.00079729
104 | 0.0019759 | 0.00049521
105 | 0.0018192 | 0.00045594
106 | 0.0021758 | 0.00054531
107 | 0.0036483 | 0.00091435
108 | 0.0048715 | 0.0012209
109 | 0.0055044 | 0.0013795
110 | 0.0014448 | 0.00036209
111 | 0.0048737 | 0.0012215
112 | 0.0024892 | 0.00062386
113 | 0.00061281 | 0.00015358
114 | 0.0069588 | 0.001744

## dtypes
| element | column | dtype
0 | bus | name | object
1 | bus | vn_kv | float64
2 | bus | type | object
3 | bus | zone | object
4 | bus | in_service | bool
5 | load | name | object
6 | load | bus | uint32
7 | load | p_mw | float64
8 | load | q_mvar | float64
9 | load | const_z_percent | float64
10 | load | const_i_percent | float64
11 | load | sn_mva | float64
12 | load | scaling | float64
13 | load | in_service | bool
14 | load | type | object
15 | ext_grid | name | object
16 | ext_grid | bus | uint32
17 | ext_grid | vm_pu | float64
18 | ext_grid | va_degree | float64
19 | ext_grid | slack_weight | float64
20 | ext_grid | in_service | bool
21 | line | name | object
22 | line | std_type | object
23 | line | from_bus | uint32
24 | line | to_bus | uint32
25 | line | length_km | float64
26 | line | r_ohm_per_km | float64
27 | line | x_ohm_per_km | float64
28 | line | c_nf_per_km | float64
29 | line | g_us_per_km | float64
30 | line | max_i_ka | float64
31 | line | df | float64
32 | line | parallel | uint32
33 | line | type | object
34 | line | in_service | bool
35 | trafo | name | object
36 | trafo | std_type | object
37 | trafo | hv_bus | uint32
38 | trafo | lv_bus | uint32
39 | trafo | sn_mva | float64
40 | trafo | vn_hv_kv | float64
41 | trafo | vn_lv_kv | float64
42 | trafo | vk_percent | float64
43 | trafo | vkr_percent | float64
44 | trafo | pfe_kw | float64
45 | trafo | i0_percent | float64
46 | trafo | shift_degree | float64
47 | trafo | tap_side | object
48 | trafo | tap_neutral | int32
49 | trafo | tap_min | int32
50 | trafo | tap_max | int32
51 | trafo | tap_step_percent | float64
52 | trafo | tap_step_degree | float64
53 | trafo | tap_pos | int32
54 | trafo | tap_phase_shifter | bool
55 | trafo | parallel | uint32
56 | trafo | df | float64
57 | trafo | in_service | bool
58 | line_geodata | coords | object
59 | bus_geodata | x | float64
60 | bus_geodata | y | float64
61 | bus_geodata | coords | object
62 | res_bus | vm_pu | float64
63 | res_bus | va_degree | float64
64 | res_bus | p_mw | float64
65 | res_bus | q_mvar | float64
66 | res_line | p_from_mw | float64
67 | res_line | q_from_mvar | float64
68 | res_line | p_to_mw | float64
69 | res_line | q_to_mvar | float64
70 | res_line | pl_mw | float64
71 | res_line | ql_mvar | float64
72 | res_line | i_from_ka | float64
73 | res_line | i_to_ka | float64
74 | res_line | i_ka | float64
75 | res_line | vm_from_pu | float64
76 | res_line | va_from_degree | float64
77 | res_line | vm_to_pu | float64
78 | res_line | va_to_degree | float64
79 | res_line | loading_percent | float64
80 | res_trafo | p_hv_mw | float64
81 | res_trafo | q_hv_mvar | float64
82 | res_trafo | p_lv_mw | float64
83 | res_trafo | q_lv_mvar | float64
84 | res_trafo | pl_mw | float64
85 | res_trafo | ql_mvar | float64
86 | res_trafo | i_hv_ka | float64
87 | res_trafo | i_lv_ka | float64
88 | res_trafo | vm_hv_pu | float64
89 | res_trafo | va_hv_degree | float64
90 | res_trafo | vm_lv_pu | float64
91 | res_trafo | va_lv_degree | float64
92 | res_trafo | loading_percent | float64
93 | res_ext_grid | p_mw | float64
94 | res_ext_grid | q_mvar | float64
95 | res_load | p_mw | float64
96 | res_load | q_mvar | float64

## parameters
| version | format_version | converged | OPF_converged | name | f_hz | sn_mva
0 | 2.14.6 | 2.14.0 | TRUE | FALSE |  | 50 | 1