## bus
| name | vn_kv | type | zone | in_service
0 | bus_LV_24-2_0_6_node_0 | 0.4 | n |  | TRUE
1 | bus_LV_24-2_0_6_node_1 | 0.4 | n |  | TRUE
2 | bus_LV_24-2_0_6_node_2 | 0.4 | n |  | TRUE
3 | bus_LV_24-2_0_6_node_4 | 0.4 | n |  | TRUE
4 | bus_LV_24-2_0_6_node_5 | 0.4 | n |  | TRUE
5 | bus_LV_24-2_0_6_node_262 | 0.4 | n |  | TRUE
6 | bus_LV_24-2_0_6_node_261 | 0.4 | n |  | TRUE
7 | bus_LV_24-2_0_6_node_6 | 0.4 | n |  | TRUE
8 | bus_LV_24-2_0_6_node_7 | 0.4 | n |  | TRUE
9 | bus_LV_24-2_0_6_node_11 | 0.4 | n |  | TRUE
10 | bus_LV_24-2_0_6_node_8 | 0.4 | n |  | TRUE
11 | bus_LV_24-2_0_6_node_298 | 0.4 | n |  | TRUE
12 | bus_LV_24-2_0_6_node_21 | 0.4 | n |  | TRUE
13 | bus_LV_24-2_0_6_node_23 | 0.4 | n |  | TRUE
14 | bus_LV_24-2_0_6_node_24 | 0.4 | n |  | TRUE
15 | bus_LV_24-2_0_6_node_25 | 0.4 | n |  | TRUE
16 | bus_LV_24-2_0_6_node_269 | 0.4 | n |  | TRUE
17 | bus_LV_24-2_0_6_node_268 | 0.4 | n |  | TRUE
18 | bus_LV_24-2_0_6_node_9 | 0.4 | n |  | TRUE
19 | bus_LV_24-2_0_6_node_31 | 0.4 | n |  | TRUE
20 | bus_LV_24-2_0_6_node_30 | 0.4 | n |  | TRUE
21 | bus_LV_24-2_0_6_node_10 | 0.4 | n |  | TRUE
22 | bus_LV_24-2_0_6_node_12 | 0.4 | n |  | TRUE
23 | bus_LV_24-2_0_6_node_13 | 0.4 | n |  | TRUE
24 | bus_LV_24-2_0_6_node_14 | 0.4 | n |  | TRUE
25 | bus_LV_24-2_0_6_node_15 | 0.4 | n |  | TRUE
26 | bus_LV_24-2_0_6_node_32 | 0.4 | n |  | TRUE
27 | bus_LV_24-2_0_6_node_16 | 0.4 | n |  | TRUE
28 | bus_LV_24-2_0_6_node_17 | 0.4 | n |  | TRUE
29 | bus_LV_24-2_0_6_node_155 | 0.4 | n |  | TRUE
30 | bus_LV_24-2_0_6_node_37 | 0.4 | n |  | TRUE
31 | bus_LV_24-2_0_6_node_34 | 0.4 | n |  | TRUE
32 | bus_LV_24-2_0_6_node_156 | 0.4 | n |  | TRUE
33 | bus_LV_24-2_0_6_node_18 | 0.4 | n |  | TRUE
34 | bus_LV_24-2_0_6_node_19 | 0.4 | n |  | TRUE
35 | bus_LV_24-2_0_6_node_33 | 0.4 | n |  | TRUE
36 | bus_LV_24-2_0_6_node_143 | 0.4 | n |  | TRUE
37 | bus_LV_24-2_0_6_node_70 | 0.4 | n |  | TRUE
38 | bus_LV_24-2_0_6_node_67 | 0.4 | n |  | TRUE
39 | bus_LV_24-2_0_6_node_22 | 0.4 | n |  | TRUE
40 | bus_LV_24-2_0_6_node_69 | 0.4 | n |  | TRUE
41 | bus_LV_24-2_0_6_node_64 | 0.4 | n |  | TRUE
42 | bus_LV_24-2_0_6_node_29 | 0.4 | n |  | TRUE
43 | bus_LV_24-2_0_6_node_59 | 0.4 | n |  | TRUE
44 | bus_LV_24-2_0_6_node_281 | 0.4 | n |  | TRUE
45 | bus_LV_24-2_0_6_node_300 | 0.4 | n |  | TRUE
46 | bus_LV_24-2_0_6_node_60 | 0.4 | n |  | TRUE
47 | bus_LV_24-2_0_6_node_310 | 0.4 | n |  | TRUE
48 | bus_LV_24-2_0_6_node_68 | 0.4 | n |  | TRUE
49 | bus_LV_24-2_0_6_node_65 | 0.4 | n |  | TRUE
50 | bus_LV_24-2_0_6_node_27 | 0.4 | n |  | TRUE
51 | bus_LV_24-2_0_6_node_58 | 0.4 | n |  | TRUE
52 | bus_LV_24-2_0_6_node_287 | 0.4 | n |  | TRUE
53 | bus_LV_24-2_0_6_node_26 | 0.4 | n |  | TRUE
54 | bus_LV_24-2_0_6_node_28 | 0.4 | n |  | TRUE
55 | bus_LV_24-2_0_6_node_35 | 0.4 | n |  | TRUE
56 | bus_LV_24-2_0_6_node_144 | 0.4 | n |  | TRUE
57 | bus_LV_24-2_0_6_node_36 | 0.4 | n |  | TRUE
58 | bus_LV_24-2_0_6_node_297 | 0.4 | n |  | TRUE
59 | bus_LV_24-2_0_6_node_285 | 0.4 | n |  | TRUE
60 | bus_LV_24-2_0_6_node_284 | 0.4 | n |  | TRUE
61 | bus_LV_24-2_0_6_node_38 | 0.4 | n |  | TRUE
62 | bus_LV_24-2_0_6_node_39 | 0.4 | n |  | TRUE
63 | bus_LV_24-2_0_6_node_40 | 0.4 | n |  | TRUE
64 | bus_LV_24-2_0_6_node_41 | 0.4 | n |  | TRUE
65 | bus_LV_24-2_0_6_node_42 | 0.4 | n |  | TRUE
66 | bus_LV_24-2_0_6_node_145 | 0.4 | n |  | TRUE
67 | bus_LV_24-2_0_6_node_46 | 0.4 | n |  | TRUE
68 | bus_LV_24-2_0_6_node_43 | 0.4 | n |  | TRUE
69 | bus_LV_24-2_0_6_node_147 | 0.4 | n |  | TRUE
70 | bus_LV_24-2_0_6_node_87 | 0.4 | n |  | TRUE
71 | bus_LV_24-2_0_6_node_44 | 0.4 | n |  | TRUE
72 | bus_LV_24-2_0_6_node_45 | 0.4 | n |  | TRUE
73 | bus_LV_24-2_0_6_node_49 | 0.4 | n |  | TRUE
74 | bus_LV_24-2_0_6_node_47 | 0.4 | n |  | TRUE
75 | bus_LV_24-2_0_6_node_55 | 0.4 | n |  | TRUE
76 | bus_LV_24-2_0_6_node_48 | 0.4 | n |  | TRUE
77 | bus_LV_24-2_0_6_node_50 | 0.4 | n |  | TRUE
78 | bus_LV_24-2_0_6_node_301 | 0.4 | n |  | TRUE
79 | bus_LV_24-2_0_6_node_288 | 0.4 | n |  | TRUE
80 | bus_LV_24-2_0_6_node_51 | 0.4 | n |  | TRUE
81 | bus_LV_24-2_0_6_node_52 | 0.4 | n |  | TRUE
82 | bus_LV_24-2_0_6_node_53 | 0.4 | n |  | TRUE
83 | bus_LV_24-2_0_6_node_54 | 0.4 | n |  | TRUE
84 | bus_LV_24-2_0_6_node_81 | 0.4 | n |  | TRUE
85 | bus_LV_24-2_0_6_node_79 | 0.4 | n |  | TRUE
86 | bus_LV_24-2_0_6_node_56 | 0.4 | n |  | TRUE
87 | bus_LV_24-2_0_6_node_57 | 0.4 | n |  | TRUE
88 | bus_LV_24-2_0_6_node_61 | 0.4 | n |  | TRUE
89 | bus_LV_24-2_0_6_node_62 | 0.4 | n |  | TRUE
90 | bus_LV_24-2_0_6_node_63 | 0.4 | n |  | TRUE
91 | bus_LV_24-2_0_6_node_66 | 0.4 | n |  | TRUE
92 | bus_LV_24-2_0_6_node_283 | 0.4 | n |  | TRUE
93 | bus_LV_24-2_0_6_node_306 | 0.4 | n |  | TRUE
94 | bus_LV_24-2_0_6_node_282 | 0.4 | n |  | TRUE
95 | bus_LV_24-2_0_6_node_305 | 0.4 | n |  | TRUE
96 | bus_LV_24-2_0_6_node_74 | 0.4 | n |  | TRUE
97 | bus_LV_24-2_0_6_node_75 | 0.4 | n |  | TRUE
98 | bus_LV_24-2_0_6_node_278 | 0.4 | n |  | TRUE
99 | bus_LV_24-2_0_6_node_276 | 0.4 | n |  | TRUE
100 | bus_LV_24-2_0_6_node_101 | 0.4 | n |  | TRUE
101 | bus_LV_24-2_0_6_node_99 | 0.4 | n |  | TRUE
102 | bus_LV_24-2_0_6_node_76 | 0.4 | n |  | TRUE
103 | bus_LV_24-2_0_6_node_290 | 0.4 | n |  | TRUE
104 | bus_LV_24-2_0_6_node_289 | 0.4 | n |  | TRUE
105 | bus_LV_24-2_0_6_node_304 | 0.4 | n |  | TRUE
106 | bus_LV_24-2_0_6_node_273 | 0.4 | n |  | TRUE
107 | bus_LV_24-2_0_6_node_85 | 0.4 | n |  | TRUE
108 | bus_LV_24-2_0_6_node_77 | 0.4 | n |  | TRUE
109 | bus_LV_24-2_0_6_node_78 | 0.4 | n |  | TRUE
110 | bus_LV_24-2_0_6_node_80 | 0.4 | n |  | TRUE
111 | bus_LV_24-2_0_6_node_126 | 0.4 | n |  | TRUE
112 | bus_LV_24-2_0_6_node_82 | 0.4 | n |  | TRUE
113 | bus_LV_24-2_0_6_node_83 | 0.4 | n |  | TRUE
114 | bus_LV_24-2_0_6_node_84 | 0.4 | n |  | TRUE
115 | bus_LV_24-2_0_6_node_86 | 0.4 | n |  | TRUE
116 | bus_LV_24-2_0_6_node_103 | 0.4 | n |  | TRUE
117 | bus_LV_24-2_0_6_node_104 | 0.4 | n |  | TRUE
118 | bus_LV_24-2_0_6_node_105 | 0.4 | n |  | TRUE
119 | bus_LV_24-2_0_6_node_88 | 0.4 | n |  | TRUE
120 | bus_LV_24-2_0_6_node_89 | 0.4 | n |  | TRUE
121 | bus_LV_24-2_0_6_node_90 | 0.4 | n |  | TRUE
122 | bus_LV_24-2_0_6_node_91 | 0.4 | n |  | TRUE
123 | bus_LV_24-2_0_6_node_92 | 0.4 | n |  | TRUE
124 | bus_LV_24-2_0_6_node_130 | 0.4 | n |  | TRUE
125 | bus_LV_24-2_0_6_node_94 | 0.4 | n |  | TRUE
126 | bus_LV_24-2_0_6_node_141 | 0.4 | n |  | TRUE
127 | bus_LV_24-2_0_6_node_308 | 0.4 | n |  | TRUE
128 | bus_LV_24-2_0_6_node_93 | 0.4 | n |  | TRUE
129 | bus_LV_24-2_0_6_node_95 | 0.4 | n |  | TRUE
130 | bus_LV_24-2_0_6_node_96 | 0.4 | n |  | TRUE
131 | bus_LV_24-2_0_6_node_97 | 0.4 | n |  | TRUE
132 | bus_LV_24-2_0_6_node_150 | 0.4 | n |  | TRUE
133 | bus_LV_24-2_0_6_node_148 | 0.4 | n |  | TRUE
134 | bus_LV_24-2_0_6_node_124 | 0.4 | n |  | TRUE
135 | bus_LV_24-2_0_6_node_309 | 0.4 | n |  | TRUE
136 | bus_LV_24-2_0_6_node_149 | 0.4 | n |  | TRUE
137 | bus_LV_24-2_0_6_node_122 | 0.4 | n |  | TRUE
138 | bus_LV_24-2_0_6_node_98 | 0.4 | n |  | TRUE
139 | bus_LV_24-2_0_6_node_100 | 0.4 | n |  | TRUE
140 | bus_LV_24-2_0_6_node_102 | 0.4 | n |  | TRUE
141 | bus_LV_24-2_0_6_node_109 | 0.4 | n |  | TRUE
142 | bus_LV_24-2_0_6_node_106 | 0.4 | n |  | TRUE
143 | bus_LV_24-2_0_6_node_107 | 0.4 | n |  | TRUE
144 | bus_LV_24-2_0_6_node_131 | 0.4 | n |  | TRUE
145 | bus_LV_24-2_0_6_node_132 | 0.4 | n |  | TRUE
146 | bus_LV_24-2_0_6_node_108 | 0.4 | n |  | TRUE
147 | bus_LV_24-2_0_6_node_295 | 0.4 | n |  | TRUE
148 | bus_LV_24-2_0_6_node_294 | 0.4 | n |  | TRUE
149 | bus_LV_24-2_0_6_node_110 | 0.4 | n |  | TRUE
150 | bus_LV_24-2_0_6_node_111 | 0.4 | n |  | TRUE
151 | bus_LV_24-2_0_6_node_113 | 0.4 | n |  | TRUE
152 | bus_LV_24-2_0_6_node_112 | 0.4 | n |  | TRUE
153 | bus_LV_24-2_0_6_node_114 | 0.4 | n |  | TRUE
154 | bus_LV_24-2_0_6_node_115 | 0.4 | n |  | TRUE
155 | bus_LV_24-2_0_6_node_136 | 0.4 | n |  | TRUE
156 | bus_LV_24-2_0_6_node_293 | 0.4 | n |  | TRUE
157 | bus_LV_24-2_0_6_node_291 | 0.4 | n |  | TRUE
158 | bus_LV_24-2_0_6_node_186 | 0.4 | n |  | TRUE
159 | bus_LV_24-2_0_6_node_137 | 0.4 | n |  | TRUE
160 | bus_LV_24-2_0_6_node_292 | 0.4 | n |  | TRUE
161 | bus_LV_24-2_0_6_node_178 | 0.4 | n |  | TRUE
162 | bus_LV_24-2_0_6_node_116 | 0.4 | n |  | TRUE
163 | bus_LV_24-2_0_6_node_117 | 0.4 | n |  | TRUE
164 | bus_LV_24-2_0_6_node_118 | 0.4 | n |  | TRUE
165 | bus_LV_24-2_0_6_node_119 | 0.4 | n |  | TRUE
166 | bus_LV_24-2_0_6_node_120 | 0.4 | n |  | TRUE
167 | bus_LV_24-2_0_6_node_129 | 0.4 | n |  | TRUE
168 | bus_LV_24-2_0_6_node_127 | 0.4 | n |  | TRUE
169 | bus_LV_24-2_0_6_node_307 | 0.4 | n |  | TRUE
170 | bus_LV_24-2_0_6_node_128 | 0.4 | n |  | TRUE
171 | bus_LV_24-2_0_6_node_121 | 0.4 | n |  | TRUE
172 | bus_LV_24-2_0_6_node_123 | 0.4 | n |  | TRUE
173 | bus_LV_24-2_0_6_node_125 | 0.4 | n |  | TRUE
174 | bus_LV_24-2_0_6_node_133 | 0.4 | n |  | TRUE
175 | bus_LV_24-2_0_6_node_135 | 0.4 | n |  | TRUE
176 | bus_LV_24-2_0_6_node_139 | 0.4 | n |  | TRUE
177 | bus_LV_24-2_0_6_node_134 | 0.4 | n |  | TRUE
178 | bus_LV_24-2_0_6_node_302 | 0.4 | n |  | TRUE
179 | bus_LV_24-2_0_6_node_303 | 0.4 | n |  | TRUE
180 | bus_LV_24-2_0_6_node_138 | 0.4 | n |  | TRUE
181 | bus_LV_24-2_0_6_node_140 | 0.4 | n |  | TRUE
182 | bus_LV_24-2_0_6_node_142 | 0.4 | n |  | TRUE
183 | bus_LV_24-2_0_6_node_185 | 0.4 | n |  | TRUE
184 | bus_LV_24-2_0_6_node_183 | 0.4 | n |  | TRUE
185 | bus_LV_24-2_0_6_node_146 | 0.4 | n |  | TRUE
186 | bus_LV_24-2_0_6_node_151 | 0.4 | n |  | TRUE
187 | bus_LV_24-2_0_6_node_153 | 0.4 | n |  | TRUE
188 | bus_LV_24-2_0_6_node_157 | 0.4 | n |  | TRUE
189 | bus_LV_24-2_0_6_node_190 | 0.4 | n |  | TRUE
190 | bus_LV_24-2_0_6_node_174 | 0.4 | n |  | TRUE
191 | bus_LV_24-2_0_6_node_159 | 0.4 | n |  | TRUE
192 | bus_LV_24-2_0_6_node_161 | 0.4 | n |  | TRUE
193 | bus_LV_24-2_0_6_node_197 | 0.4 | n |  | TRUE
194 | bus_LV_24-2_0_6_node_160 | 0.4 | n |  | TRUE
195 | bus_LV_24-2_0_6_node_209 | 0.4 | n |  | TRUE
196 | bus_LV_24-2_0_6_node_164 | 0.4 | n |  | TRUE
197 | bus_LV_24-2_0_6_node_208 | 0.4 | n |  | TRUE
198 | bus_LV_24-2_0_6_node_177 | 0.4 | n |  | TRUE
199 | bus_LV_24-2_0_6_node_205 | 0.4 | n |  | TRUE
200 | bus_LV_24-2_0_6_node_162 | 0.4 | n |  | TRUE
201 | bus_LV_24-2_0_6_node_165 | 0.4 | n |  | TRUE
202 | bus_LV_24-2_0_6_node_204 | 0.4 | n |  | TRUE
203 | bus_LV_24-2_0_6_node_163 | 0.4 | n |  | TRUE
204 | bus_LV_24-2_0_6_node_253 | 0.4 | n |  | TRUE
205 | bus_LV_24-2_0_6_node_258 | 0.4 | n |  | TRUE
206 | bus_LV_24-2_0_6_node_213 | 0.4 | n |  | TRUE
207 | bus_LV_24-2_0_6_node_193 | 0.4 | n |  | TRUE
208 | bus_LV_24-2_0_6_node_166 | 0.4 | n |  | TRUE
209 | bus_LV_24-2_0_6_node_256 | 0.4 | n |  | TRUE
210 | bus_LV_24-2_0_6_node_257 | 0.4 | n |  | TRUE
211 | bus_LV_24-2_0_6_node_167 | 0.4 | n |  | TRUE
212 | bus_LV_24-2_0_6_node_250 | 0.4 | n |  | TRUE
213 | bus_LV_24-2_0_6_node_168 | 0.4 | n |  | TRUE
214 | bus_LV_24-2_0_6_node_247 | 0.4 | n |  | TRUE
215 | bus_LV_24-2_0_6_node_219 | 0.4 | n |  | TRUE
216 | bus_LV_24-2_0_6_node_169 | 0.4 | n |  | TRUE
217 | bus_LV_24-2_0_6_node_207 | 0.4 | n |  | TRUE
218 | bus_LV_24-2_0_6_node_179 | 0.4 | n |  | TRUE
219 | bus_LV_24-2_0_6_node_206 | 0.4 | n |  | TRUE
220 | bus_LV_24-2_0_6_node_171 | 0.4 | n |  | TRUE
221 | bus_LV_24-2_0_6_node_198 | 0.4 | n |  | TRUE
222 | bus_LV_24-2_0_6_node_195 | 0.4 | n |  | TRUE
223 | bus_LV_24-2_0_6_node_172 | 0.4 | n |  | TRUE
224 | bus_LV_24-2_0_6_node_211 | 0.4 | n |  | TRUE
225 | bus_LV_24-2_0_6_node_173 | 0.4 | n |  | TRUE
226 | bus_LV_24-2_0_6_node_175 | 0.4 | n |  | TRUE
227 | bus_LV_24-2_0_6_node_230 | 0.4 | n |  | TRUE
228 | bus_LV_24-2_0_6_node_191 | 0.4 | n |  | TRUE
229 | bus_LV_24-2_0_6_node_189 | 0.4 | n |  | TRUE
230 | bus_LV_24-2_0_6_node_286 | 0.4 | n |  | TRUE
231 | bus_LV_24-2_0_6_node_176 | 0.4 | n |  | TRUE
232 | bus_LV_24-2_0_6_node_214 | 0.4 | n |  | TRUE
233 | bus_LV_24-2_0_6_node_212 | 0.4 | n |  | TRUE
234 | bus_LV_24-2_0_6_node_192 | 0.4 | n |  | TRUE
235 | bus_LV_24-2_0_6_node_210 | 0.4 | n |  | TRUE
236 | bus_LV_24-2_0_6_node_180 | 0.4 | n |  | TRUE
237 | bus_LV_24-2_0_6_node_228 | 0.4 | n |  | TRUE
238 | bus_LV_24-2_0_6_node_227 | 0.4 | n |  | TRUE
239 | bus_LV_24-2_0_6_node_196 | 0.4 | n |  | TRUE
240 | bus_LV_24-2_0_6_node_254 | 0.4 | n |  | TRUE
241 | bus_LV_24-2_0_6_node_236 | 0.4 | n |  | TRUE
242 | bus_LV_24-2_0_6_node_259 | 0.4 | n |  | TRUE
243 | bus_LV_24-2_0_6_node_194 | 0.4 | n |  | TRUE
244 | bus_LV_24-2_0_6_node_255 | 0.4 | n |  | TRUE
245 | bus_LV_24-2_0_6_node_252 | 0.4 | n |  | TRUE
246 | bus_LV_24-2_0_6_node_251 | 0.4 | n |  | TRUE
247 | bus_LV_24-2_0_6_node_248 | 0.4 | n |  | TRUE
248 | bus_LV_24-2_0_6_node_217 | 0.4 | n |  | TRUE
249 | bus_LV_24-2_0_6_node_201 | 0.4 | n |  | TRUE
250 | bus_LV_24-2_0_6_node_202 | 0.4 | n |  | TRUE
251 | bus_LV_24-2_0_6_node_199 | 0.4 | n |  | TRUE
252 | bus_LV_24-2_0_6_node_231 | 0.4 | n |  | TRUE
253 | bus_LV_24-2_0_6_node_229 | 0.4 | n |  | TRUE
254 | bus_LV_24-2_0_6_node_246 | 0.4 | n |  | TRUE
255 | bus_LV_24-2_0_6_node_239 | 0.4 | n |  | TRUE
256 | bus_LV_24-2_0_6_node_188 | 0.4 | n |  | TRUE
257 | bus_LV_24-2_0_6_node_224 | 0.4 | n |  | TRUE
258 | bus_LV_24-2_0_6_node_181 | 0.4 | n |  | TRUE
259 | bus_LV_24-2_0_6_node_182 | 0.4 | n |  | TRUE
260 | bus_LV_24-2_0_6_node_184 | 0.4 | n |  | TRUE
261 | bus_LV_24-2_0_6_node_187 | 0.4 | n |  | TRUE
262 | bus_LV_24-2_0_6_node_203 | 0.4 | n |  | TRUE
263 | bus_LV_24-2_0_6_node_200 | 0.4 | n |  | TRUE
264 | bus_LV_24-2_0_6_node_215 | 0.4 | n |  | TRUE
265 | bus_LV_24-2_0_6_node_216 | 0.4 | n |  | TRUE
266 | bus_LV_24-2_0_6_node_218 | 0.4 | n |  | TRUE
267 | bus_LV_24-2_0_6_node_226 | 0.4 | n |  | TRUE
268 | bus_LV_24-2_0_6_node_225 | 0.4 | n |  | TRUE
269 | bus_LV_24-2_0_6_node_220 | 0.4 | n |  | TRUE
270 | bus_LV_24-2_0_6_node_221 | 0.4 | n |  | TRUE
271 | bus_LV_24-2_0_6_node_223 | 0.4 | n |  | TRUE
272 | bus_LV_24-2_0_6_node_243 | 0.4 | n |  | TRUE
273 | bus_LV_24-2_0_6_node_260 | 0.4 | n |  | TRUE
274 | bus_LV_24-2_0_6_node_244 | 0.4 | n |  | TRUE
275 | bus_LV_24-2_0_6_node_232 | 0.4 | n |  | TRUE
276 | bus_LV_24-2_0_6_node_233 | 0.4 | n |  | TRUE
277 | bus_LV_24-2_0_6_node_235 | 0.4 | n |  | TRUE
278 | bus_LV_24-2_0_6_node_234 | 0.4 | n |  | TRUE
279 | bus_LV_24-2_0_6_node_237 | 0.4 | n |  | TRUE
280 | bus_LV_24-2_0_6_node_238 | 0.4 | n |  | TRUE
281 | bus_LV_24-2_0_6_node_240 | 0.4 | n |  | TRUE
282 | bus_LV_24-2_0_6_node_241 | 0.4 | n |  | TRUE
283 | bus_LV_24-2_0_6_node_245 | 0.4 | n |  | TRUE
284 | bus_LV_24-2_0_6_node_242 | 0.4 | n |  | TRUE
285 | bus_LV_24-2_0_6_node_249 | 0.4 | n |  | TRUE
286 | bus_LV_24-2_0_6_node_266 | 0.4 | n |  | TRUE
287 | bus_LV_24-2_0_6_node_263 | 0.4 | n |  | TRUE
288 | bus_LV_24-2_0_6_node_264 | 0.4 | n |  | TRUE
289 | bus_LV_24-2_0_6_node_265 | 0.4 | n |  | TRUE
290 | bus_LV_24-2_0_6_node_267 | 0.4 | n |  | TRUE
291 | bus_LV_24-2_0_6_node_270 | 0.4 | n |  | TRUE
292 | bus_LV_24-2_0_6_node_271 | 0.4 | n |  | TRUE
293 | bus_LV_24-2_0_6_node_272 | 0.4 | n |  | TRUE
294 | bus_LV_24-2_0_6_node_274 | 0.4 | n |  | TRUE
295 | bus_LV_24-2_0_6_node_299 | 0.4 | n |  | TRUE
296 | bus_LV_24-2_0_6_node_280 | 0.4 | n |  | TRUE
297 | bus_LV_24-2_0_6_node_277 | 0.4 | n |  | TRUE
298 | bus_LV_24-2_0_6_node_275 | 0.4 | n |  | TRUE
299 | bus_LV_24-2_0_6_node_279 | 0.4 | n |  | TRUE
300 | bus_MV_372_0_node_21 | 20 | n |  | TRUE

## load
| name | bus | p_mw | q_mvar | const_z_percent | const_i_percent | sn_mva | scaling | in_service | type
0 | LV_24-2_0_6_load_0 | 0 | 0.0056836 | 0.0014245 | 0 | 0 |  | 1 | TRUE | wye
1 | LV_24-2_0_6_load_1 | 1 | 0.0044937 | 0.0011262 | 0 | 0 |  | 1 | TRUE | wye
2 | LV_24-2_0_6_load_4 | 3 | 0.0036798 | 0.00092225 | 0 | 0 |  | 1 | TRUE | wye
3 | LV_24-2_0_6_load_261 | 6 | 0.0015344 | 0.00038457 | 0 | 0 |  | 1 | TRUE | wye
4 | LV_24-2_0_6_load_11 | 9 | 0.00083572 | 0.00020945 | 0 | 0 |  | 1 | TRUE | wye
5 | LV_24-2_0_6_load_298 | 11 | 0.0023546 | 0.00059011 | 0 | 0 |  | 1 | TRUE | wye
6 | LV_24-2_0_6_load_23 | 13 | 0.0017066 | 0.00042772 | 0 | 0 |  | 1 | TRUE | wye
7 | LV_24-2_0_6_load_269 | 16 | 0.0017987 | 0.0004508 | 0 | 0 |  | 1 | TRUE | wye
8 | LV_24-2_0_6_load_268 | 17 | 0.0019968 | 0.00050045 | 0 | 0 |  | 1 | TRUE | wye
9 | LV_24-2_0_6_load_9 | 18 | 0.00091139 | 0.00022842 | 0 | 0 |  | 1 | TRUE | wye
10 | LV_24-2_0_6_load_31 | 19 | 0.0020379 | 0.00051075 | 0 | 0 |  | 1 | TRUE | wye
11 | LV_24-2_0_6_load_30 | 20 | 0.003302 | 0.00082756 | 0 | 0 |  | 1 | TRUE | wye
12 | LV_24-2_0_6_load_10 | 21 | 0.0039821 | 0.00099801 | 0 | 0 |  | 1 | TRUE | wye
13 | LV_24-2_0_6_load_12 | 22 | 0.0015964 | 0.0004001 | 0 | 0 |  | 1 | TRUE | wye
14 | LV_24-2_0_6_load_17 | 28 | 0.002243 | 0.00056215 | 0 | 0 |  | 1 | TRUE | wye
15 | LV_24-2_0_6_load_155 | 29 | 0.0022299 | 0.00055887 | 0 | 0 |  | 1 | TRUE | wye
16 | LV_24-2_0_6_load_37 | 30 | 0.0024315 | 0.00060938 | 0 | 0 |  | 1 | TRUE | wye
17 | LV_24-2_0_6_load_34 | 31 | 0.00066637 | 0.00016701 | 0 | 0 |  | 1 | TRUE | wye
18 | LV_24-2_0_6_load_156 | 32 | 0.0012092 | 0.00030304 | 0 | 0 |  | 1 | TRUE | wye
19 | LV_24-2_0_6_load_18 | 33 | 0.0029206 | 0.00073196 | 0 | 0 |  | 1 | TRUE | wye
20 | LV_24-2_0_6_load_19 | 34 | 0.0024056 | 0.00060289 | 0 | 0 |  | 1 | TRUE | wye
21 | LV_24-2_0_6_load_33 | 35 | 0.0035325 | 0.00088532 | 0 | 0 |  | 1 | TRUE | wye
22 | LV_24-2_0_6_load_143 | 36 | 0.0019439 | 0.00048718 | 0 | 0 |  | 1 | TRUE | wye
23 | LV_24-2_0_6_load_70 | 37 | 0.010052 | 0.0025194 | 0 | 0 |  | 1 | TRUE | wye
24 | LV_24-2_0_6_load_69 | 40 | 0.0033383 | 0.00083666 | 0 | 0 |  | 1 | TRUE | wye
25 | LV_24-2_0_6_load_64 | 41 | 0.0028107 | 0.00070443 | 0 | 0 |  | 1 | TRUE | wye
26 | LV_24-2_0_6_load_29 | 42 | 0.0033794 | 0.00084695 | 0 | 0 |  | 1 | TRUE | wye
27 | LV_24-2_0_6_load_59 | 43 | 0.0011886 | 0.00029788 | 0 | 0 |  | 1 | TRUE | wye
28 | LV_24-2_0_6_load_281 | 44 | 0.0013321 | 0.00033387 | 0 | 0 |  | 1 | TRUE | wye
29 | LV_24-2_0_6_load_300 | 45 | 0.0043372 | 0.001087 | 0 | 0 |  | 1 | TRUE | wye
30 | LV_24-2_0_6_load_310 | 47 | 0.009633 | 0.0024143 | 0 | 0 |  | 1 | TRUE | wye
31 | LV_24-2_0_6_load_27 | 50 | 0.0018227 | 0.00045681 | 0 | 0 |  | 1 | TRUE | wye
32 | LV_24-2_0_6_load_287 | 52 | 0.00098199 | 0.00024611 | 0 | 0 |  | 1 | TRUE | wye
33 | LV_24-2_0_6_load_26 | 53 | 0.0036949 | 0.00092603 | 0 | 0 |  | 1 | TRUE | wye
34 | LV_24-2_0_6_load_28 | 54 | 0.0028125 | 0.00070489 | 0 | 0 |  | 1 | TRUE | wye
35 | LV_24-2_0_6_load_35 | 55 | 0.0023649 | 0.00059271 | 0 | 0 |  | 1 | TRUE | wye
36 | LV_24-2_0_6_load_144 | 56 | 0.0028441 | 0.00071279 | 0 | 0 |  | 1 | TRUE | wye
37 | LV_24-2_0_6_load_297 | 58 | 0.0027421 | 0.00068723 | 0 | 0 |  | 1 | TRUE | wye
38 | LV_24-2_0_6_load_285 | 59 | 0.0013231 | 0.0003316 | 0 | 0 |  | 1 | TRUE | wye
39 | LV_24-2_0_6_load_284 | 60 | 0.0017959 | 0.00045011 | 0 | 0 |  | 1 | TRUE | wye
40 | LV_24-2_0_6_load_38 | 61 | 0.0016016 | 0.0004014 | 0 | 0 |  | 1 | TRUE | wye
41 | LV_24-2_0_6_load_39 | 62 | 0.0016087 | 0.00040318 | 0 | 0 |  | 1 | TRUE | wye
42 | LV_24-2_0_6_load_40 | 63 | 0.0022042 | 0.00055243 | 0 | 0 |  | 1 | TRUE | wye
43 | LV_24-2_0_6_load_41 | 64 | 0.002136 | 0.00053534 | 0 | 0 |  | 1 | TRUE | wye
44 | LV_24-2_0_6_load_46 | 67 | 0.0012539 | 0.00031427 | 0 | 0 |  | 1 | TRUE | wye
45 | LV_24-2_0_6_load_43 | 68 | 0.0019449 | 0.00048743 | 0 | 0 |  | 1 | TRUE | wye
46 | LV_24-2_0_6_load_147 | 69 | 0.0029281 | 0.00073385 | 0 | 0 |  | 1 | TRUE | wye
47 | LV_24-2_0_6_load_87 | 70 | 0.0011274 | 0.00028256 | 0 | 0 |  | 1 | TRUE | wye
48 | LV_24-2_0_6_load_44 | 71 | 0.0047748 | 0.0011967 | 0 | 0 |  | 1 | TRUE | wye
49 | LV_24-2_0_6_load_45 | 72 | 0.0011978 | 0.0003002 | 0 | 0 |  | 1 | TRUE | wye
50 | LV_24-2_0_6_load_49 | 73 | 0.001197 | 0.0003 | 0 | 0 |  | 1 | TRUE | wye
51 | LV_24-2_0_6_load_47 | 74 | 0.0013436 | 0.00033674 | 0 | 0 |  | 1 | TRUE | wye
52 | LV_24-2_0_6_load_55 | 75 | 0.0011201 | 0.00028073 | 0 | 0 |  | 1 | TRUE | wye
53 | LV_24-2_0_6_load_48 | 76 | 0.00098183 | 0.00024607 | 0 | 0 |  | 1 | TRUE | wye
54 | LV_24-2_0_6_load_50 | 77 | 0.0012765 | 0.00031993 | 0 | 0 |  | 1 | TRUE | wye
55 | LV_24-2_0_6_load_301 | 78 | 0.000983 | 0.00024636 | 0 | 0 |  | 1 | TRUE | wye
56 | LV_24-2_0_6_load_288 | 79 | 0.0013927 | 0.00034903 | 0 | 0 |  | 1 | TRUE | wye
57 | LV_24-2_0_6_load_51 | 80 | 0.0026034 | 0.00065247 | 0 | 0 |  | 1 | TRUE | wye
58 | LV_24-2_0_6_load_53 | 82 | 0.0034294 | 0.00085948 | 0 | 0 |  | 1 | TRUE | wye
59 | LV_24-2_0_6_load_54 | 83 | 0.0029638 | 0.00074281 | 0 | 0 |  | 1 | TRUE | wye
60 | LV_24-2_0_6_load_81 | 84 | 0.0011563 | 0.0002898 | 0 | 0 |  | 1 | TRUE | wye
61 | LV_24-2_0_6_load_79 | 85 | 0.0012429 | 0.00031151 | 0 | 0 |  | 1 | TRUE | wye
62 | LV_24-2_0_6_load_56 | 86 | 0.00081101 | 0.00020326 | 0 | 0 |  | 1 | TRUE | wye
63 | LV_24-2_0_6_load_57 | 87 | 0.0012982 | 0.00032537 | 0 | 0 |  | 1 | TRUE | wye
64 | LV_24-2_0_6_load_61 | 88 | 0.0029923 | 0.00074995 | 0 | 0 |  | 1 | TRUE | wye
65 | LV_24-2_0_6_load_62 | 89 | 0.0027518 | 0.00068968 | 0 | 0 |  | 1 | TRUE | wye
66 | LV_24-2_0_6_load_63 | 90 | 0.0012292 | 0.00030806 | 0 | 0 |  | 1 | TRUE | wye
67 | LV_24-2_0_6_load_283 | 92 | 0.00082129 | 0.00020584 | 0 | 0 |  | 1 | TRUE | wye
68 | LV_24-2_0_6_load_306 | 93 | 0.0006928 | 0.00017363 | 0 | 0 |  | 1 | TRUE | wye
69 | LV_24-2_0_6_load_282 | 94 | 0.003571 | 0.00089498 | 0 | 0 |  | 1 | TRUE | wye
70 | LV_24-2_0_6_load_305 | 95 | 0.00071912 | 0.00018023 | 0 | 0 |  | 1 | TRUE | wye
71 | LV_24-2_0_6_load_74 | 96 | 0.00373 | 0.00093482 | 0 | 0 |  | 1 | TRUE | wye
72 | LV_24-2_0_6_load_75 | 97 | 0.00056916 | 0.00014264 | 0 | 0 |  | 1 | TRUE | wye
73 | LV_24-2_0_6_load_278 | 98 | 0.0021481 | 0.00053837 | 0 | 0 |  | 1 | TRUE | wye
74 | LV_24-2_0_6_load_276 | 99 | 0.0016813 | 0.00042138 | 0 | 0 |  | 1 | TRUE | wye
75 | LV_24-2_0_6_load_101 | 100 | 0.00066622 | 0.00016697 | 0 | 0 |  | 1 | TRUE | wye
76 | LV_24-2_0_6_load_99 | 101 | 0.00066787 | 0.00016738 | 0 | 0 |  | 1 | TRUE | wye
77 | LV_24-2_0_6_load_289 | 104 | 0.0014745 | 0.00036955 | 0 | 0 |  | 1 | TRUE | wye
78 | LV_24-2_0_6_load_304 | 105 | 0.0015237 | 0.00038186 | 0 | 0 |  | 1 | TRUE | wye
79 | LV_24-2_0_6_load_85 | 107 | 0.0014692 | 0.00036821 | 0 | 0 |  | 1 | TRUE | wye
80 | LV_24-2_0_6_load_77 | 108 | 0.0014305 | 0.00035851 | 0 | 0 |  | 1 | TRUE | wye
81 | LV_24-2_0_6_load_78 | 109 | 0.0065365 | 0.0016382 | 0 | 0 |  | 1 | TRUE | wye
82 | LV_24-2_0_6_load_80 | 110 | 0.0052629 | 0.001319 | 0 | 0 |  | 1 | TRUE | wye
83 | LV_24-2_0_6_load_126 | 111 | 0.005639 | 0.0014133 | 0 | 0 |  | 1 | TRUE | wye
84 | LV_24-2_0_6_load_82 | 112 | 0.0042096 | 0.001055 | 0 | 0 |  | 1 | TRUE | wye
85 | LV_24-2_0_6_load_83 | 113 | 0.001474 | 0.00036943 | 0 | 0 |  | 1 | TRUE | wye
86 | LV_24-2_0_6_load_84 | 114 | 0.00147 | 0.00036843 | 0 | 0 |  | 1 | TRUE | wye
87 | LV_24-2_0_6_load_86 | 115 | 0.0034375 | 0.00086151 | 0 | 0 |  | 1 | TRUE | wye
88 | LV_24-2_0_6_load_104 | 117 | 0.0019757 | 0.00049517 | 0 | 0 |  | 1 | TRUE | wye
89 | LV_24-2_0_6_load_105 | 118 | 0.0057216 | 0.001434 | 0 | 0 |  | 1 | TRUE | wye
90 | LV_24-2_0_6_load_88 | 119 | 0.0012476 | 0.00031267 | 0 | 0 |  | 1 | TRUE | wye
91 | LV_24-2_0_6_load_89 | 120 | 0.00092634 | 0.00023216 | 0 | 0 |  | 1 | TRUE | wye
92 | LV_24-2_0_6_load_90 | 121 | 0.0012104 | 0.00030337 | 0 | 0 |  | 1 | TRUE | wye
93 | LV_24-2_0_6_load_91 | 122 | 0.0018702 | 0.00046872 | 0 | 0 |  | 1 | TRUE | wye
94 | LV_24-2_0_6_load_92 | 123 | 0.0021182 | 0.00053087 | 0 | 0 |  | 1 | TRUE | wye
95 | LV_24-2_0_6_load_94 | 125 | 0.0015131 | 0.00037922 | 0 | 0 |  | 1 | TRUE | wye
96 | LV_24-2_0_6_load_141 | 126 | 0.00028274 | 7.0862e-05 | 0 | 0 |  | 1 | TRUE | wye
97 | LV_24-2_0_6_load_308 | 127 | 0.0035263 | 0.00088379 | 0 | 0 |  | 1 | TRUE | wye
98 | LV_24-2_0_6_load_93 | 128 | 0.0014436 | 0.0003618 | 0 | 0 |  | 1 | TRUE | wye
99 | LV_24-2_0_6_load_97 | 131 | 0.0075462 | 0.0018913 | 0 | 0 |  | 1 | TRUE | wye
100 | LV_24-2_0_6_load_150 | 132 | 0.0014992 | 0.00037574 | 0 | 0 |  | 1 | TRUE | wye
101 | LV_24-2_0_6_load_148 | 133 | 0.0012416 | 0.00031117 | 0 | 0 |  | 1 | TRUE | wye
102 | LV_24-2_0_6_load_124 | 134 | 0.0011516 | 0.00028861 | 0 | 0 |  | 1 | TRUE | wye
103 | LV_24-2_0_6_load_309 | 135 | 0.0040044 | 0.0010036 | 0 | 0 |  | 1 | TRUE | wye
104 | LV_24-2_0_6_load_149 | 136 | 0.00245 | 0.00061403 | 0 | 0 |  | 1 | TRUE | wye
105 | LV_24-2_0_6_load_122 | 137 | 0.0025163 | 0.00063065 | 0 | 0 |  | 1 | TRUE | wye
106 | LV_24-2_0_6_load_98 | 138 | 0.0014805 | 0.00037104 | 0 | 0 |  | 1 | TRUE | wye
107 | LV_24-2_0_6_load_100 | 139 | 0.0030575 | 0.00076628 | 0 | 0 |  | 1 | TRUE | wye
108 | LV_24-2_0_6_load_109 | 141 | 0.0018945 | 0.00047482 | 0 | 0 |  | 1 | TRUE | wye
109 | LV_24-2_0_6_load_106 | 142 | 0.0028205 | 0.00070689 | 0 | 0 |  | 1 | TRUE | wye
110 | LV_24-2_0_6_load_107 | 143 | 0.00072079 | 0.00018065 | 0 | 0 |  | 1 | TRUE | wye
111 | LV_24-2_0_6_load_131 | 144 | 0.0014095 | 0.00035325 | 0 | 0 |  | 1 | TRUE | wye
112 | LV_24-2_0_6_load_108 | 146 | 0.0023981 | 0.00060102 | 0 | 0 |  | 1 | TRUE | wye
113 | LV_24-2_0_6_load_295 | 147 | 0.0013123 | 0.00032889 | 0 | 0 |  | 1 | TRUE | wye
114 | LV_24-2_0_6_load_294 | 148 | 0.0005317 | 0.00013326 | 0 | 0 |  | 1 | TRUE | wye
115 | LV_24-2_0_6_load_110 | 149 | 0.0037905 | 0.00095 | 0 | 0 |  | 1 | TRUE | wye
116 | LV_24-2_0_6_load_111 | 150 | 0.00082424 | 0.00020657 | 0 | 0 |  | 1 | TRUE | wye
117 | LV_24-2_0_6_load_113 | 151 | 0.00082236 | 0.0002061 | 0 | 0 |  | 1 | TRUE | wye
118 | LV_24-2_0_6_load_115 | 154 | 0.001783 | 0.00044687 | 0 | 0 |  | 1 | TRUE | wye
119 | LV_24-2_0_6_load_136 | 155 | 0.0021757 | 0.00054528 | 0 | 0 |  | 1 | TRUE | wye
120 | LV_24-2_0_6_load_293 | 156 | 0.00098626 | 0.00024718 | 0 | 0 |  | 1 | TRUE | wye
121 | LV_24-2_0_6_load_291 | 157 | 0.0014863 | 0.0003725 | 0 | 0 |  | 1 | TRUE | wye
122 | LV_24-2_0_6_load_186 | 158 | 0.0015356 | 0.00038486 | 0 | 0 |  | 1 | TRUE | wye
123 | LV_24-2_0_6_load_292 | 160 | 0.00093884 | 0.0002353 | 0 | 0 |  | 1 | TRUE | wye
124 | LV_24-2_0_6_load_116 | 162 | 0.0049666 | 0.0012447 | 0 | 0 |  | 1 | TRUE | wye
125 | LV_24-2_0_6_load_117 | 163 | 0.0048875 | 0.0012249 | 0 | 0 |  | 1 | TRUE | wye
126 | LV_24-2_0_6_load_118 | 164 | 0.0018574 | 0.0004655 | 0 | 0 |  | 1 | TRUE | wye
127 | LV_24-2_0_6_load_119 | 165 | 0.0028623 | 0.00071736 | 0 | 0 |  | 1 | TRUE | wye
128 | LV_24-2_0_6_load_120 | 166 | 0.0050443 | 0.0012642 | 0 | 0 |  | 1 | TRUE | wye
129 | LV_24-2_0_6_load_127 | 168 | 0.0028495 | 0.00071416 | 0 | 0 |  | 1 | TRUE | wye
130 | LV_24-2_0_6_load_307 | 169 | 0.0041562 | 0.0010416 | 0 | 0 |  | 1 | TRUE | wye
131 | LV_24-2_0_6_load_128 | 170 | 0.0024324 | 0.00060961 | 0 | 0 |  | 1 | TRUE | wye
132 | LV_24-2_0_6_load_121 | 171 | 0.00090416 | 0.0002266 | 0 | 0 |  | 1 | TRUE | wye
133 | LV_24-2_0_6_load_125 | 173 | 0.0033671 | 0.00084388 | 0 | 0 |  | 1 | TRUE | wye
134 | LV_24-2_0_6_load_139 | 176 | 0.00061405 | 0.0001539 | 0 | 0 |  | 1 | TRUE | wye
135 | LV_24-2_0_6_load_134 | 177 | 0.0011076 | 0.00027759 | 0 | 0 |  | 1 | TRUE | wye
136 | LV_24-2_0_6_load_302 | 178 | 0.00048999 | 0.0001228 | 0 | 0 |  | 1 | TRUE | wye
137 | LV_24-2_0_6_load_303 | 179 | 0.0011035 | 0.00027656 | 0 | 0 |  | 1 | TRUE | wye
138 | LV_24-2_0_6_load_138 | 180 | 0.00071942 | 0.0001803 | 0 | 0 |  | 1 | TRUE | wye
139 | LV_24-2_0_6_load_140 | 181 | 0.0006934 | 0.00017378 | 0 | 0 |  | 1 | TRUE | wye
140 | LV_24-2_0_6_load_142 | 182 | 0.0026338 | 0.00066009 | 0 | 0 |  | 1 | TRUE | wye
141 | LV_24-2_0_6_load_185 | 183 | 0.0027811 | 0.000697 | 0 | 0 |  | 1 | TRUE | wye
142 | LV_24-2_0_6_load_183 | 184 | 0.00063977 | 0.00016034 | 0 | 0 |  | 1 | TRUE | wye
143 | LV_24-2_0_6_load_146 | 185 | 0.003351 | 0.00083983 | 0 | 0 |  | 1 | TRUE | wye
144 | LV_24-2_0_6_load_151 | 186 | 0.0020313 | 0.00050909 | 0 | 0 |  | 1 | TRUE | wye
145 | LV_24-2_0_6_load_153 | 187 | 0.0018211 | 0.00045641 | 0 | 0 |  | 1 | TRUE | wye
146 | LV_24-2_0_6_load_190 | 189 | 0.00042754 | 0.00010715 | 0 | 0 |  | 1 | TRUE | wye
147 | LV_24-2_0_6_load_197 | 193 | 0.00043012 | 0.0001078 | 0 | 0 |  | 1 | TRUE | wye
148 | LV_24-2_0_6_load_209 | 195 | 0.00015512 | 3.8877e-05 | 0 | 0 |  | 1 | TRUE | wye
149 | LV_24-2_0_6_load_208 | 197 | 0.00043358 | 0.00010867 | 0 | 0 |  | 1 | TRUE | wye
150 | LV_24-2_0_6_load_205 | 199 | 0.0024441 | 0.00061254 | 0 | 0 |  | 1 | TRUE | wye
151 | LV_24-2_0_6_load_204 | 202 | 0.0001756 | 4.4009e-05 | 0 | 0 |  | 1 | TRUE | wye
152 | LV_24-2_0_6_load_258 | 205 | 0.00024614 | 6.1687e-05 | 0 | 0 |  | 1 | TRUE | wye
153 | LV_24-2_0_6_load_213 | 206 | 0.001664 | 0.00041704 | 0 | 0 |  | 1 | TRUE | wye
154 | LV_24-2_0_6_load_193 | 207 | 0.00067588 | 0.00016939 | 0 | 0 |  | 1 | TRUE | wye
155 | LV_24-2_0_6_load_257 | 210 | 0.00061606 | 0.0001544 | 0 | 0 |  | 1 | TRUE | wye
156 | LV_24-2_0_6_load_247 | 214 | 0.00045592 | 0.00011427 | 0 | 0 |  | 1 | TRUE | wye
157 | LV_24-2_0_6_load_219 | 215 | 0.00062967 | 0.00015781 | 0 | 0 |  | 1 | TRUE | wye
158 | LV_24-2_0_6_load_207 | 217 | 0.00047289 | 0.00011852 | 0 | 0 |  | 1 | TRUE | wye
159 | LV_24-2_0_6_load_206 | 219 | 0.001939 | 0.00048596 | 0 | 0 |  | 1 | TRUE | wye
160 | LV_24-2_0_6_load_195 | 222 | 0.00045703 | 0.00011454 | 0 | 0 |  | 1 | TRUE | wye
161 | LV_24-2_0_6_load_211 | 224 | 0.00043072 | 0.00010795 | 0 | 0 |  | 1 | TRUE | wye
162 | LV_24-2_0_6_load_191 | 228 | 0.00067668 | 0.00016959 | 0 | 0 |  | 1 | TRUE | wye
163 | LV_24-2_0_6_load_189 | 229 | 0.00028303 | 7.0935e-05 | 0 | 0 |  | 1 | TRUE | wye
164 | LV_24-2_0_6_load_286 | 230 | 0.0027233 | 0.00068253 | 0 | 0 |  | 1 | TRUE | wye
165 | LV_24-2_0_6_load_212 | 233 | 0.0016308 | 0.00040871 | 0 | 0 |  | 1 | TRUE | wye
166 | LV_24-2_0_6_load_192 | 234 | 0.00017372 | 4.3538e-05 | 0 | 0 |  | 1 | TRUE | wye
167 | LV_24-2_0_6_load_210 | 235 | 0.00082685 | 0.00020723 | 0 | 0 |  | 1 | TRUE | wye
168 | LV_24-2_0_6_load_228 | 237 | 0.0033941 | 0.00085064 | 0 | 0 |  | 1 | TRUE | wye
169 | LV_24-2_0_6_load_227 | 238 | 0.0020359 | 0.00051025 | 0 | 0 |  | 1 | TRUE | wye
170 | LV_24-2_0_6_load_196 | 239 | 0.00020258 | 5.0771e-05 | 0 | 0 |  | 1 | TRUE | wye
171 | LV_24-2_0_6_load_254 | 240 | 0.00024484 | 6.1362e-05 | 0 | 0 |  | 1 | TRUE | wye
172 | LV_24-2_0_6_load_236 | 241 | 0.00030076 | 7.5378e-05 | 0 | 0 |  | 1 | TRUE | wye
173 | LV_24-2_0_6_load_259 | 242 | 0.00065158 | 0.0001633 | 0 | 0 |  | 1 | TRUE | wye
174 | LV_24-2_0_6_load_194 | 243 | 0.0040112 | 0.0010053 | 0 | 0 |  | 1 | TRUE | wye
175 | LV_24-2_0_6_load_252 | 245 | 0.00038031 | 9.5315e-05 | 0 | 0 |  | 1 | TRUE | wye
176 | LV_24-2_0_6_load_251 | 246 | 0.00053466 | 0.000134 | 0 | 0 |  | 1 | TRUE | wye
177 | LV_24-2_0_6_load_248 | 247 | 0.0011865 | 0.00029736 | 0 | 0 |  | 1 | TRUE | wye
178 | LV_24-2_0_6_load_201 | 249 | 0.0043179 | 0.0010822 | 0 | 0 |  | 1 | TRUE | wye
179 | LV_24-2_0_6_load_202 | 250 | 0.0029634 | 0.00074269 | 0 | 0 |  | 1 | TRUE | wye
180 | LV_24-2_0_6_load_199 | 251 | 0.00052349 | 0.0001312 | 0 | 0 |  | 1 | TRUE | wye
181 | LV_24-2_0_6_load_229 | 253 | 0.0010017 | 0.00025106 | 0 | 0 |  | 1 | TRUE | wye
182 | LV_24-2_0_6_load_246 | 254 | 0.0010856 | 0.00027208 | 0 | 0 |  | 1 | TRUE | wye
183 | LV_24-2_0_6_load_188 | 256 | 0.00053827 | 0.0001349 | 0 | 0 |  | 1 | TRUE | wye
184 | LV_24-2_0_6_load_224 | 257 | 0.00069068 | 0.0001731 | 0 | 0 |  | 1 | TRUE | wye
185 | LV_24-2_0_6_load_181 | 258 | 0.0020898 | 0.00052376 | 0 | 0 |  | 1 | TRUE | wye
186 | LV_24-2_0_6_load_182 | 259 | 0.00072271 | 0.00018113 | 0 | 0 |  | 1 | TRUE | wye
187 | LV_24-2_0_6_load_184 | 260 | 0.0002798 | 7.0124e-05 | 0 | 0 |  | 1 | TRUE | wye
188 | LV_24-2_0_6_load_187 | 261 | 0.0023071 | 0.00057822 | 0 | 0 |  | 1 | TRUE | wye
189 | LV_24-2_0_6_load_203 | 262 | 0.0006395 | 0.00016027 | 0 | 0 |  | 1 | TRUE | wye
190 | LV_24-2_0_6_load_200 | 263 | 0.00083857 | 0.00021017 | 0 | 0 |  | 1 | TRUE | wye
191 | LV_24-2_0_6_load_215 | 264 | 0.0015582 | 0.00039051 | 0 | 0 |  | 1 | TRUE | wye
192 | LV_24-2_0_6_load_216 | 265 | 0.00045833 | 0.00011487 | 0 | 0 |  | 1 | TRUE | wye
193 | LV_24-2_0_6_load_218 | 266 | 0.0018428 | 0.00046185 | 0 | 0 |  | 1 | TRUE | wye
194 | LV_24-2_0_6_load_225 | 268 | 0.0012438 | 0.00031174 | 0 | 0 |  | 1 | TRUE | wye
195 | LV_24-2_0_6_load_220 | 269 | 0.0012428 | 0.00031147 | 0 | 0 |  | 1 | TRUE | wye
196 | LV_24-2_0_6_load_223 | 271 | 0.00044087 | 0.00011049 | 0 | 0 |  | 1 | TRUE | wye
197 | LV_24-2_0_6_load_260 | 273 | 0.0005858 | 0.00014681 | 0 | 0 |  | 1 | TRUE | wye
198 | LV_24-2_0_6_load_244 | 274 | 0.00023052 | 5.7773e-05 | 0 | 0 |  | 1 | TRUE | wye
199 | LV_24-2_0_6_load_232 | 275 | 0.0009684 | 0.0002427 | 0 | 0 |  | 1 | TRUE | wye
200 | LV_24-2_0_6_load_233 | 276 | 0.00097425 | 0.00024417 | 0 | 0 |  | 1 | TRUE | wye
201 | LV_24-2_0_6_load_237 | 279 | 0.00096791 | 0.00024258 | 0 | 0 |  | 1 | TRUE | wye
202 | LV_24-2_0_6_load_238 | 280 | 0.00020055 | 5.0264e-05 | 0 | 0 |  | 1 | TRUE | wye
203 | LV_24-2_0_6_load_245 | 283 | 0.00033654 | 8.4345e-05 | 0 | 0 |  | 1 | TRUE | wye
204 | LV_24-2_0_6_load_242 | 284 | 0.0019864 | 0.00049784 | 0 | 0 |  | 1 | TRUE | wye
205 | LV_24-2_0_6_load_249 | 285 | 0.00055511 | 0.00013912 | 0 | 0 |  | 1 | TRUE | wye
206 | LV_24-2_0_6_load_266 | 286 | 0.0023284 | 0.00058354 | 0 | 0 |  | 1 | TRUE | wye
207 | LV_24-2_0_6_load_263 | 287 | 0.0032585 | 0.00081666 | 0 | 0 |  | 1 | TRUE | wye
208 | LV_24-2_0_6_load_264 | 288 | 0.0011181 | 0.00028022 | 0 | 0 |  | 1 | TRUE | wye
209 | LV_24-2_0_6_load_265 | 289 | 0.00073091 | 0.00018318 | 0 | 0 |  | 1 | TRUE | wye
210 | LV_24-2_0_6_load_267 | 290 | 0.0015834 | 0.00039684 | 0 | 0 |  | 1 | TRUE | wye
211 | LV_24-2_0_6_load_270 | 291 | 0.0016657 | 0.00041745 | 0 | 0 |  | 1 | TRUE | wye
212 | LV_24-2_0_6_load_271 | 292 | 0.0019103 | 0.00047878 | 0 | 0 |  | 1 | TRUE | wye
213 | LV_24-2_0_6_load_272 | 293 | 0.0016822 | 0.0004216 | 0 | 0 |  | 1 | TRUE | wye
214 | LV_24-2_0_6_load_274 | 294 | 0.0016651 | 0.0004173 | 0 | 0 |  | 1 | TRUE | wye
215 | LV_24-2_0_6_load_299 | 295 | 0.0011888 | 0.00029794 | 0 | 0 |  | 1 | TRUE | wye
216 | LV_24-2_0_6_load_280 | 296 | 0.0016813 | 0.00042139 | 0 | 0 |  | 1 | TRUE | wye
217 | LV_24-2_0_6_load_275 | 298 | 0.0021471 | 0.00053813 | 0 | 0 |  | 1 | TRUE | wye
218 | LV_24-2_0_6_load_279 | 299 | 0.0016658 | 0.00041748 | 0 | 0 |  | 1 | TRUE | wye

## ext_grid
| name | bus | vm_pu | va_degree | slack_weight | in_service
0 |  | 120 | 1 | 0 | 1 | TRUE

## line
| name | std_type | from_bus | to_bus | length_km | r_ohm_per_km | x_ohm_per_km | c_nf_per_km | g_us_per_km | max_i_ka | df | parallel | type | in_service
0 | LV_24-2_0_6_line_0 |  | 0 | 1 | 0.0036569 | 0.125 | 0.08 | 261 | 0 | 0.364 | 1 | 1 | cs | TRUE
1 | LV_24-2_0_6_line_1 |  | 0 | 2 | 0.018753 | 0.125 | 0.08 | 261 | 0 | 0.364 | 1 | 1 | cs | TRUE
2 | LV_24-2_0_6_line_2 |  | 2 | 3 | 0.045117 | 0.125 | 0.08 | 261 | 0 | 0.364 | 1 | 1 | cs | TRUE
3 | LV_24-2_0_6_line_3 |  | 2 | 4 | 0.003954 | 0.125 | 0.08 | 261 | 0 | 0.364 | 1 | 1 | cs | TRUE
4 | LV_24-2_0_6_line_4 |  | 4 | 5 | 0.005153 | 0.125 | 0.08 | 261 | 0 | 0.364 | 1 | 5 | cs | TRUE
5 | LV_24-2_0_6_line_5 |  | 4 | 6 | 0.036463 | 0.125 | 0.08 | 261 | 0 | 0.364 | 1 | 5 | cs | TRUE
6 | LV_24-2_0_6_line_6 |  | 5 | 16 | 0.046211 | 0.125 | 0.08 | 261 | 0 | 0.364 | 1 | 5 | cs | TRUE
7 | LV_24-2_0_6_line_7 |  | 5 | 17 | 0.020217 | 0.125 | 0.08 | 261 | 0 | 0.364 | 1 | 1 | cs | TRUE
8 | LV_24-2_0_6_line_8 |  | 6 | 8 | 0.0097537 | 0.125 | 0.08 | 261 | 0 | 0.364 | 1 | 5 | cs | TRUE
9 | LV_24-2_0_6_line_9 |  | 7 | 8 | 0.003003 | 0.125 | 0.08 | 261 | 0 | 0.364 | 1 | 5 | cs | TRUE
10 | LV_24-2_0_6_line_10 |  | 7 | 9 | 0.030173 | 0.125 | 0.08 | 261 | 0 | 0.364 | 1 | 3 | cs | TRUE
11 | LV_24-2_0_6_line_11 |  | 8 | 10 | 0.022405 | 0.125 | 0.08 | 261 | 0 | 0.364 | 1 | 1 | cs | TRUE
12 | LV_24-2_0_6_line_12 |  | 9 | 18 | 0.023496 | 0.125 | 0.08 | 261 | 0 | 0.364 | 1 | 1 | cs | TRUE
13 | LV_24-2_0_6_line_13 |  | 10 | 11 | 0.011202 | 0.125 | 0.08 | 261 | 0 | 0.364 | 1 | 1 | cs | TRUE
14 | LV_24-2_0_6_line_14 |  | 12 | 13 | 0.012073 | 0.125 | 0.08 | 261 | 0 | 0.364 | 1 | 1 | cs | TRUE
15 | LV_24-2_0_6_line_15 |  | 12 | 14 | 0.037811 | 0.125 | 0.08 | 261 | 0 | 0.364 | 1 | 5 | cs | TRUE
16 | LV_24-2_0_6_line_16 |  | 12 | 15 | 0.031057 | 0.125 | 0.08 | 261 | 0 | 0.364 | 1 | 5 | cs | TRUE
17 | LV_24-2_0_6_line_17 |  | 13 | 42 | 0.012771 | 0.125 | 0.08 | 261 | 0 | 0.364 | 1 | 1 | cs | TRUE
18 | LV_24-2_0_6_line_18 |  | 14 | 43 | 0.019326 | 0.125 | 0.08 | 261 | 0 | 0.364 | 1 | 1 | cs | TRUE
19 | LV_24-2_0_6_line_19 |  | 14 | 39 | 0.020417 | 0.125 | 0.08 | 261 | 0 | 0.364 | 1 | 5 | cs | TRUE
20 | LV_24-2_0_6_line_20 |  | 15 | 44 | 0.018281 | 0.125 | 0.08 | 261 | 0 | 0.364 | 1 | 5 | cs | TRUE
21 | LV_24-2_0_6_line_21 |  | 15 | 16 | 0.024578 | 0.125 | 0.08 | 261 | 0 | 0.364 | 1 | 5 | cs | TRUE
22 | LV_24-2_0_6_line_22 |  | 17 | 286 | 0.00070794 | 0.125 | 0.08 | 261 | 0 | 0.364 | 1 | 1 | cs | TRUE
23 | LV_24-2_0_6_line_23 |  | 18 | 21 | 0.0099102 | 0.125 | 0.08 | 261 | 0 | 0.364 | 1 | 1 | cs | TRUE
24 | LV_24-2_0_6_line_24 |  | 19 | 20 | 0.042127 | 0.125 | 0.08 | 261 | 0 | 0.364 | 1 | 1 | cs | TRUE
25 | LV_24-2_0_6_line_25 |  | 20 | 24 | 0.013092 | 0.125 | 0.08 | 261 | 0 | 0.364 | 1 | 1 | cs | TRUE
26 | LV_24-2_0_6_line_26 |  | 21 | 22 | 0.010896 | 0.125 | 0.08 | 261 | 0 | 0.364 | 1 | 1 | cs | TRUE
27 | LV_24-2_0_6_line_27 |  | 22 | 23 | 0.02557 | 0.125 | 0.08 | 261 | 0 | 0.364 | 1 | 1 | cs | TRUE
28 | LV_24-2_0_6_line_28 |  | 23 | 24 | 0.003423 | 0.125 | 0.08 | 261 | 0 | 0.364 | 1 | 1 | cs | TRUE
29 | LV_24-2_0_6_line_29 |  | 23 | 25 | 0.11529 | 0.125 | 0.08 | 261 | 0 | 0.364 | 1 | 1 | cs | TRUE
30 | LV_24-2_0_6_line_30 |  | 24 | 26 | 0.034212 | 0.125 | 0.08 | 261 | 0 | 0.364 | 1 | 1 | cs | TRUE
31 | LV_24-2_0_6_line_31 |  | 25 | 27 | 0.12117 | 0.125 | 0.08 | 261 | 0 | 0.364 | 1 | 1 | cs | TRUE
32 | LV_24-2_0_6_line_32 |  | 25 | 28 | 0.043249 | 0.125 | 0.08 | 261 | 0 | 0.364 | 1 | 1 | cs | TRUE
33 | LV_24-2_0_6_line_33 |  | 26 | 30 | 0.007897 | 0.125 | 0.08 | 261 | 0 | 0.364 | 1 | 1 | cs | TRUE
34 | LV_24-2_0_6_line_34 |  | 26 | 31 | 0.016157 | 0.125 | 0.08 | 261 | 0 | 0.364 | 1 | 1 | cs | TRUE
35 | LV_24-2_0_6_line_35 |  | 27 | 29 | 0.10394 | 0.125 | 0.08 | 261 | 0 | 0.364 | 1 | 1 | cs | TRUE
36 | LV_24-2_0_6_line_36 |  | 29 | 32 | 0.022113 | 0.125 | 0.08 | 261 | 0 | 0.364 | 1 | 1 | cs | TRUE
37 | LV_24-2_0_6_line_37 |  | 31 | 55 | 0.021941 | 0.125 | 0.08 | 261 | 0 | 0.364 | 1 | 1 | cs | TRUE
38 | LV_24-2_0_6_line_38 |  | 32 | 188 | 0.033584 | 0.125 | 0.08 | 261 | 0 | 0.364 | 1 | 1 | cs | TRUE
39 | LV_24-2_0_6_line_39 |  | 33 | 34 | 0.017675 | 0.125 | 0.08 | 261 | 0 | 0.364 | 1 | 1 | cs | TRUE
40 | LV_24-2_0_6_line_40 |  | 34 | 35 | 0.027865 | 0.125 | 0.08 | 261 | 0 | 0.364 | 1 | 1 | cs | TRUE
41 | LV_24-2_0_6_line_41 |  | 35 | 36 | 0.028401 | 0.125 | 0.08 | 261 | 0 | 0.364 | 1 | 1 | cs | TRUE
42 | LV_24-2_0_6_line_42 |  | 36 | 56 | 0.018034 | 0.125 | 0.08 | 261 | 0 | 0.364 | 1 | 1 | cs | TRUE
43 | LV_24-2_0_6_line_43 |  | 37 | 38 | 0.070115 | 0.125 | 0.08 | 261 | 0 | 0.364 | 1 | 1 | cs | TRUE
44 | LV_24-2_0_6_line_44 |  | 38 | 49 | 0.014361 | 0.125 | 0.08 | 261 | 0 | 0.364 | 1 | 1 | cs | TRUE
45 | LV_24-2_0_6_line_45 |  | 39 | 40 | 0.028343 | 0.125 | 0.08 | 261 | 0 | 0.364 | 1 | 1 | cs | TRUE
46 | LV_24-2_0_6_line_46 |  | 39 | 41 | 0.030599 | 0.125 | 0.08 | 261 | 0 | 0.364 | 1 | 5 | cs | TRUE
47 | LV_24-2_0_6_line_47 |  | 40 | 45 | 0.02088 | 0.125 | 0.08 | 261 | 0 | 0.364 | 1 | 1 | cs | TRUE
48 | LV_24-2_0_6_line_48 |  | 41 | 49 | 0.033354 | 0.125 | 0.08 | 261 | 0 | 0.364 | 1 | 5 | cs | TRUE
49 | LV_24-2_0_6_line_49 |  | 42 | 50 | 0.022463 | 0.125 | 0.08 | 261 | 0 | 0.364 | 1 | 1 | cs | TRUE
50 | LV_24-2_0_6_line_50 |  | 43 | 51 | 0.024874 | 0.125 | 0.08 | 261 | 0 | 0.364 | 1 | 1 | cs | TRUE
51 | LV_24-2_0_6_line_51 |  | 44 | 52 | 0.0097115 | 0.125 | 0.08 | 261 | 0 | 0.364 | 1 | 5 | cs | TRUE
52 | LV_24-2_0_6_line_52 |  | 46 | 47 | 0.037905 | 0.125 | 0.08 | 261 | 0 | 0.364 | 1 | 1 | cs | TRUE
53 | LV_24-2_0_6_line_53 |  | 46 | 48 | 0.030035 | 0.125 | 0.08 | 261 | 0 | 0.364 | 1 | 1 | cs | TRUE
54 | LV_24-2_0_6_line_54 |  | 48 | 49 | 0.004809 | 0.125 | 0.08 | 261 | 0 | 0.364 | 1 | 1 | cs | TRUE
55 | LV_24-2_0_6_line_55 |  | 49 | 91 | 0.016219 | 0.125 | 0.08 | 261 | 0 | 0.364 | 1 | 5 | cs | TRUE
56 | LV_24-2_0_6_line_56 |  | 50 | 53 | 0.00037866 | 0.125 | 0.08 | 261 | 0 | 0.364 | 1 | 1 | cs | TRUE
57 | LV_24-2_0_6_line_57 |  | 51 | 88 | 0.014357 | 0.125 | 0.08 | 261 | 0 | 0.364 | 1 | 1 | cs | TRUE
58 | LV_24-2_0_6_line_58 |  | 51 | 87 | 0.0074765 | 0.125 | 0.08 | 261 | 0 | 0.364 | 1 | 1 | cs | TRUE
59 | LV_24-2_0_6_line_59 |  | 52 | 79 | 0.0072432 | 0.125 | 0.08 | 261 | 0 | 0.364 | 1 | 5 | cs | TRUE
60 | LV_24-2_0_6_line_60 |  | 53 | 54 | 0.0037219 | 0.125 | 0.08 | 261 | 0 | 0.364 | 1 | 1 | cs | TRUE
61 | LV_24-2_0_6_line_61 |  | 55 | 57 | 0.0073133 | 0.125 | 0.08 | 261 | 0 | 0.364 | 1 | 1 | cs | TRUE
62 | LV_24-2_0_6_line_62 |  | 56 | 66 | 0.021848 | 0.125 | 0.08 | 261 | 0 | 0.364 | 1 | 1 | cs | TRUE
63 | LV_24-2_0_6_line_63 |  | 57 | 58 | 0.031957 | 0.125 | 0.08 | 261 | 0 | 0.364 | 1 | 1 | cs | TRUE
64 | LV_24-2_0_6_line_64 |  | 57 | 59 | 0.013751 | 0.125 | 0.08 | 261 | 0 | 0.364 | 1 | 1 | cs | TRUE
65 | LV_24-2_0_6_line_65 |  | 59 | 60 | 0.017342 | 0.125 | 0.08 | 261 | 0 | 0.364 | 1 | 1 | cs | TRUE
66 | LV_24-2_0_6_line_66 |  | 60 | 290 | 0.011592 | 0.125 | 0.08 | 261 | 0 | 0.364 | 1 | 1 | cs | TRUE
67 | LV_24-2_0_6_line_67 |  | 61 | 62 | 0.009749 | 0.125 | 0.08 | 261 | 0 | 0.364 | 1 | 1 | cs | TRUE
68 | LV_24-2_0_6_line_68 |  | 61 | 63 | 0.0028816 | 0.125 | 0.08 | 261 | 0 | 0.364 | 1 | 1 | cs | TRUE
69 | LV_24-2_0_6_line_69 |  | 62 | 64 | 0.017808 | 0.125 | 0.08 | 261 | 0 | 0.364 | 1 | 1 | cs | TRUE
70 | LV_24-2_0_6_line_70 |  | 63 | 65 | 0.019374 | 0.125 | 0.08 | 261 | 0 | 0.364 | 1 | 1 | cs | TRUE
71 | LV_24-2_0_6_line_71 |  | 64 | 66 | 0.025585 | 0.125 | 0.08 | 261 | 0 | 0.364 | 1 | 1 | cs | TRUE
72 | LV_24-2_0_6_line_72 |  | 65 | 67 | 0.033275 | 0.125 | 0.08 | 261 | 0 | 0.364 | 1 | 1 | cs | TRUE
73 | LV_24-2_0_6_line_73 |  | 65 | 68 | 0.0026575 | 0.125 | 0.08 | 261 | 0 | 0.364 | 1 | 1 | cs | TRUE
74 | LV_24-2_0_6_line_74 |  | 66 | 69 | 0.015735 | 0.125 | 0.08 | 261 | 0 | 0.364 | 1 | 1 | cs | TRUE
75 | LV_24-2_0_6_line_75 |  | 67 | 70 | 0.0128 | 0.125 | 0.08 | 261 | 0 | 0.364 | 1 | 1 | cs | TRUE
76 | LV_24-2_0_6_line_76 |  | 68 | 71 | 0.031282 | 0.125 | 0.08 | 261 | 0 | 0.364 | 1 | 4 | cs | TRUE
77 | LV_24-2_0_6_line_77 |  | 69 | 186 | 0.0020661 | 0.125 | 0.08 | 261 | 0 | 0.364 | 1 | 1 | cs | TRUE
78 | LV_24-2_0_6_line_78 |  | 70 | 75 | 0.00018153 | 0.125 | 0.08 | 261 | 0 | 0.364 | 1 | 1 | cs | TRUE
79 | LV_24-2_0_6_line_79 |  | 71 | 72 | 0.0005033 | 0.125 | 0.08 | 261 | 0 | 0.364 | 1 | 5 | cs | TRUE
80 | LV_24-2_0_6_line_80 |  | 72 | 73 | 4.9163e-05 | 0.125 | 0.08 | 261 | 0 | 0.364 | 1 | 5 | cs | TRUE
81 | LV_24-2_0_6_line_81 |  | 73 | 74 | 0.0017318 | 0.125 | 0.08 | 261 | 0 | 0.364 | 1 | 5 | cs | TRUE
82 | LV_24-2_0_6_line_82 |  | 74 | 76 | 0.024752 | 0.125 | 0.08 | 261 | 0 | 0.364 | 1 | 5 | cs | TRUE
83 | LV_24-2_0_6_line_83 |  | 75 | 81 | 0.015644 | 0.125 | 0.08 | 261 | 0 | 0.364 | 1 | 1 | cs | TRUE
84 | LV_24-2_0_6_line_84 |  | 76 | 77 | 0.00093015 | 0.125 | 0.08 | 261 | 0 | 0.364 | 1 | 5 | cs | TRUE
85 | LV_24-2_0_6_line_85 |  | 77 | 78 | 0.0059545 | 0.125 | 0.08 | 261 | 0 | 0.364 | 1 | 5 | cs | TRUE
86 | LV_24-2_0_6_line_86 |  | 78 | 79 | 0.0011063 | 0.125 | 0.08 | 261 | 0 | 0.364 | 1 | 5 | cs | TRUE
87 | LV_24-2_0_6_line_87 |  | 80 | 81 | 0.024759 | 0.125 | 0.08 | 261 | 0 | 0.364 | 1 | 1 | cs | TRUE
88 | LV_24-2_0_6_line_88 |  | 80 | 82 | 0.010925 | 0.125 | 0.08 | 261 | 0 | 0.364 | 1 | 1 | cs | TRUE
89 | LV_24-2_0_6_line_89 |  | 81 | 83 | 0.025783 | 0.125 | 0.08 | 261 | 0 | 0.364 | 1 | 1 | cs | TRUE
90 | LV_24-2_0_6_line_90 |  | 83 | 84 | 0.019666 | 0.125 | 0.08 | 261 | 0 | 0.364 | 1 | 1 | cs | TRUE
91 | LV_24-2_0_6_line_91 |  | 84 | 85 | 0.011582 | 0.125 | 0.08 | 261 | 0 | 0.364 | 1 | 1 | cs | TRUE
92 | LV_24-2_0_6_line_92 |  | 85 | 108 | 0.0027012 | 0.125 | 0.08 | 261 | 0 | 0.364 | 1 | 1 | cs | TRUE
93 | LV_24-2_0_6_line_93 |  | 86 | 87 | 0.012543 | 0.125 | 0.08 | 261 | 0 | 0.364 | 1 | 1 | cs | TRUE
94 | LV_24-2_0_6_line_94 |  | 88 | 89 | 0.0053782 | 0.125 | 0.08 | 261 | 0 | 0.364 | 1 | 1 | cs | TRUE
95 | LV_24-2_0_6_line_95 |  | 89 | 90 | 0.01377 | 0.125 | 0.08 | 261 | 0 | 0.364 | 1 | 1 | cs | TRUE
96 | LV_24-2_0_6_line_96 |  | 91 | 92 | 0.01834 | 0.125 | 0.08 | 261 | 0 | 0.364 | 1 | 1 | cs | TRUE
97 | LV_24-2_0_6_line_97 |  | 91 | 93 | 0.017573 | 0.125 | 0.08 | 261 | 0 | 0.364 | 1 | 5 | cs | TRUE
98 | LV_24-2_0_6_line_98 |  | 92 | 94 | 0.001191 | 0.125 | 0.08 | 261 | 0 | 0.364 | 1 | 1 | cs | TRUE
99 | LV_24-2_0_6_line_99 |  | 93 | 95 | 0.0060154 | 0.125 | 0.08 | 261 | 0 | 0.364 | 1 | 5 | cs | TRUE
100 | LV_24-2_0_6_line_100 |  | 94 | 299 | 0.023429 | 0.125 | 0.08 | 261 | 0 | 0.364 | 1 | 1 | cs | TRUE
101 | LV_24-2_0_6_line_101 |  | 95 | 105 | 0.0085285 | 0.125 | 0.08 | 261 | 0 | 0.364 | 1 | 5 | cs | TRUE
102 | LV_24-2_0_6_line_102 |  | 96 | 97 | 0.014955 | 0.125 | 0.08 | 261 | 0 | 0.364 | 1 | 1 | cs | TRUE
103 | LV_24-2_0_6_line_103 |  | 97 | 102 | 0.0057823 | 0.125 | 0.08 | 261 | 0 | 0.364 | 1 | 1 | cs | TRUE
104 | LV_24-2_0_6_line_104 |  | 98 | 99 | 0.0082103 | 0.125 | 0.08 | 261 | 0 | 0.364 | 1 | 1 | cs | TRUE
105 | LV_24-2_0_6_line_105 |  | 99 | 298 | 0.0075434 | 0.125 | 0.08 | 261 | 0 | 0.364 | 1 | 1 | cs | TRUE
106 | LV_24-2_0_6_line_106 |  | 100 | 101 | 0.0038431 | 0.125 | 0.08 | 261 | 0 | 0.364 | 1 | 1 | cs | TRUE
107 | LV_24-2_0_6_line_107 |  | 101 | 138 | 0.02492 | 0.125 | 0.08 | 261 | 0 | 0.364 | 1 | 1 | cs | TRUE
108 | LV_24-2_0_6_line_108 |  | 102 | 103 | 0.00358 | 0.125 | 0.08 | 261 | 0 | 0.364 | 1 | 5 | cs | TRUE
109 | LV_24-2_0_6_line_109 |  | 102 | 104 | 0.0051291 | 0.125 | 0.08 | 261 | 0 | 0.364 | 1 | 5 | cs | TRUE
110 | LV_24-2_0_6_line_110 |  | 103 | 105 | 0.024986 | 0.125 | 0.08 | 261 | 0 | 0.364 | 1 | 5 | cs | TRUE
111 | LV_24-2_0_6_line_111 |  | 103 | 106 | 0.006879 | 0.125 | 0.08 | 261 | 0 | 0.364 | 1 | 1 | cs | TRUE
112 | LV_24-2_0_6_line_112 |  | 104 | 107 | 0.0075587 | 0.125 | 0.08 | 261 | 0 | 0.364 | 1 | 5 | cs | TRUE
113 | LV_24-2_0_6_line_113 |  | 106 | 295 | 0.022044 | 0.125 | 0.08 | 261 | 0 | 0.364 | 1 | 1 | cs | TRUE
114 | LV_24-2_0_6_line_114 |  | 107 | 113 | 0.014121 | 0.125 | 0.08 | 261 | 0 | 0.364 | 1 | 5 | cs | TRUE
115 | LV_24-2_0_6_line_115 |  | 108 | 109 | 0.031785 | 0.125 | 0.08 | 261 | 0 | 0.364 | 1 | 1 | cs | TRUE
116 | LV_24-2_0_6_line_116 |  | 109 | 110 | 0.019809 | 0.125 | 0.08 | 261 | 0 | 0.364 | 1 | 1 | cs | TRUE
117 | LV_24-2_0_6_line_117 |  | 110 | 111 | 0.0098605 | 0.125 | 0.08 | 261 | 0 | 0.364 | 1 | 1 | cs | TRUE
118 | LV_24-2_0_6_line_118 |  | 112 | 113 | 0.0012514 | 0.125 | 0.08 | 261 | 0 | 0.364 | 1 | 5 | cs | TRUE
119 | LV_24-2_0_6_line_119 |  | 112 | 114 | 0.0063069 | 0.125 | 0.08 | 261 | 0 | 0.364 | 1 | 5 | cs | TRUE
120 | LV_24-2_0_6_line_120 |  | 114 | 115 | 0.027757 | 0.125 | 0.08 | 261 | 0 | 0.364 | 1 | 5 | cs | TRUE
121 | LV_24-2_0_6_line_121 |  | 115 | 116 | 0.012901 | 0.125 | 0.08 | 261 | 0 | 0.364 | 1 | 5 | cs | TRUE
122 | LV_24-2_0_6_line_122 |  | 116 | 117 | 0.010802 | 0.125 | 0.08 | 261 | 0 | 0.364 | 1 | 1 | cs | TRUE
123 | LV_24-2_0_6_line_123 |  | 116 | 118 | 0.019725 | 0.125 | 0.08 | 261 | 0 | 0.364 | 1 | 5 | cs | TRUE
124 | LV_24-2_0_6_line_124 |  | 117 | 141 | 0.014097 | 0.125 | 0.08 | 261 | 0 | 0.364 | 1 | 1 | cs | TRUE
125 | LV_24-2_0_6_line_125 |  | 118 | 144 | 0.0064715 | 0.125 | 0.08 | 261 | 0 | 0.364 | 1 | 5 | cs | TRUE
126 | LV_24-2_0_6_line_126 |  | 119 | 120 | 0.010256 | 0.125 | 0.08 | 261 | 0 | 0.364 | 1 | 1 | cs | TRUE
127 | LV_24-2_0_6_line_127 |  | 119 | 121 | 0.016949 | 0.125 | 0.08 | 261 | 0 | 0.364 | 1 | 1 | cs | TRUE
128 | LV_24-2_0_6_line_128 |  | 120 | 122 | 0.029287 | 0.125 | 0.08 | 261 | 0 | 0.364 | 1 | 5 | cs | TRUE
129 | LV_24-2_0_6_line_129 |  | 121 | 123 | 0.022882 | 0.125 | 0.08 | 261 | 0 | 0.364 | 1 | 1 | cs | TRUE
130 | LV_24-2_0_6_line_130 |  | 122 | 124 | 0.017504 | 0.125 | 0.08 | 261 | 0 | 0.364 | 1 | 5 | cs | TRUE
131 | LV_24-2_0_6_line_131 |  | 123 | 125 | 0.00031668 | 0.125 | 0.08 | 261 | 0 | 0.364 | 1 | 1 | cs | TRUE
132 | LV_24-2_0_6_line_132 |  | 124 | 126 | 0.0099143 | 0.125 | 0.08 | 261 | 0 | 0.364 | 1 | 5 | cs | TRUE
133 | LV_24-2_0_6_line_133 |  | 124 | 127 | 0.0061293 | 0.125 | 0.08 | 261 | 0 | 0.364 | 1 | 5 | cs | TRUE
134 | LV_24-2_0_6_line_134 |  | 125 | 128 | 0.029833 | 0.125 | 0.08 | 261 | 0 | 0.364 | 1 | 1 | cs | TRUE
135 | LV_24-2_0_6_line_135 |  | 126 | 176 | 0.012253 | 0.125 | 0.08 | 261 | 0 | 0.364 | 1 | 5 | cs | TRUE
136 | LV_24-2_0_6_line_136 |  | 127 | 170 | 0.010493 | 0.125 | 0.08 | 261 | 0 | 0.364 | 1 | 5 | cs | TRUE
137 | LV_24-2_0_6_line_137 |  | 128 | 129 | 0.017216 | 0.125 | 0.08 | 261 | 0 | 0.364 | 1 | 1 | cs | TRUE
138 | LV_24-2_0_6_line_138 |  | 129 | 130 | 0.011371 | 0.125 | 0.08 | 261 | 0 | 0.364 | 1 | 1 | cs | TRUE
139 | LV_24-2_0_6_line_139 |  | 129 | 131 | 0.010467 | 0.125 | 0.08 | 261 | 0 | 0.364 | 1 | 1 | cs | TRUE
140 | LV_24-2_0_6_line_140 |  | 130 | 132 | 0.020026 | 0.125 | 0.08 | 261 | 0 | 0.364 | 1 | 1 | cs | TRUE
141 | LV_24-2_0_6_line_141 |  | 130 | 133 | 0.029575 | 0.125 | 0.08 | 261 | 0 | 0.364 | 1 | 1 | cs | TRUE
142 | LV_24-2_0_6_line_142 |  | 131 | 134 | 0.0053272 | 0.125 | 0.08 | 261 | 0 | 0.364 | 1 | 1 | cs | TRUE
143 | LV_24-2_0_6_line_143 |  | 132 | 135 | 0.0091002 | 0.125 | 0.08 | 261 | 0 | 0.364 | 1 | 1 | cs | TRUE
144 | LV_24-2_0_6_line_144 |  | 133 | 136 | 0.017302 | 0.125 | 0.08 | 261 | 0 | 0.364 | 1 | 1 | cs | TRUE
145 | LV_24-2_0_6_line_145 |  | 134 | 137 | 0.010086 | 0.125 | 0.08 | 261 | 0 | 0.364 | 1 | 1 | cs | TRUE
146 | LV_24-2_0_6_line_146 |  | 136 | 185 | 0.026472 | 0.125 | 0.08 | 261 | 0 | 0.364 | 1 | 1 | cs | TRUE
147 | LV_24-2_0_6_line_147 |  | 138 | 139 | 1.1929e-05 | 0.125 | 0.08 | 261 | 0 | 0.364 | 1 | 1 | cs | TRUE
148 | LV_24-2_0_6_line_148 |  | 139 | 140 | 0.012069 | 0.125 | 0.08 | 261 | 0 | 0.364 | 1 | 1 | cs | TRUE
149 | LV_24-2_0_6_line_149 |  | 140 | 141 | 0.011628 | 0.125 | 0.08 | 261 | 0 | 0.364 | 1 | 1 | cs | TRUE
150 | LV_24-2_0_6_line_150 |  | 140 | 142 | 0.029876 | 0.125 | 0.08 | 261 | 0 | 0.364 | 1 | 1 | cs | TRUE
151 | LV_24-2_0_6_line_151 |  | 142 | 143 | 0.00071176 | 0.125 | 0.08 | 261 | 0 | 0.364 | 1 | 1 | cs | TRUE
152 | LV_24-2_0_6_line_152 |  | 143 | 146 | 0.0066316 | 0.125 | 0.08 | 261 | 0 | 0.364 | 1 | 1 | cs | TRUE
153 | LV_24-2_0_6_line_153 |  | 144 | 145 | 0.013946 | 0.125 | 0.08 | 261 | 0 | 0.364 | 1 | 5 | cs | TRUE
154 | LV_24-2_0_6_line_154 |  | 145 | 177 | 0.014578 | 0.125 | 0.08 | 261 | 0 | 0.364 | 1 | 1 | cs | TRUE
155 | LV_24-2_0_6_line_155 |  | 145 | 174 | 0.007942 | 0.125 | 0.08 | 261 | 0 | 0.364 | 1 | 5 | cs | TRUE
156 | LV_24-2_0_6_line_156 |  | 146 | 147 | 0.035996 | 0.125 | 0.08 | 261 | 0 | 0.364 | 1 | 1 | cs | TRUE
157 | LV_24-2_0_6_line_157 |  | 147 | 148 | 0.0070505 | 0.125 | 0.08 | 261 | 0 | 0.364 | 1 | 1 | cs | TRUE
158 | LV_24-2_0_6_line_158 |  | 148 | 156 | 0.015974 | 0.125 | 0.08 | 261 | 0 | 0.364 | 1 | 1 | cs | TRUE
159 | LV_24-2_0_6_line_159 |  | 149 | 150 | 0.0094091 | 0.125 | 0.08 | 261 | 0 | 0.364 | 1 | 1 | cs | TRUE
160 | LV_24-2_0_6_line_160 |  | 150 | 151 | 0.002644 | 0.125 | 0.08 | 261 | 0 | 0.364 | 1 | 1 | cs | TRUE
161 | LV_24-2_0_6_line_161 |  | 151 | 155 | 0.011586 | 0.125 | 0.08 | 261 | 0 | 0.364 | 1 | 1 | cs | TRUE
162 | LV_24-2_0_6_line_162 |  | 152 | 153 | 0.019084 | 0.125 | 0.08 | 261 | 0 | 0.364 | 1 | 1 | cs | TRUE
163 | LV_24-2_0_6_line_163 |  | 152 | 154 | 0.022463 | 0.125 | 0.08 | 261 | 0 | 0.364 | 1 | 1 | cs | TRUE
164 | LV_24-2_0_6_line_164 |  | 153 | 156 | 0.028087 | 0.125 | 0.08 | 261 | 0 | 0.364 | 1 | 1 | cs | TRUE
165 | LV_24-2_0_6_line_165 |  | 153 | 157 | 0.015753 | 0.125 | 0.08 | 261 | 0 | 0.364 | 1 | 1 | cs | TRUE
166 | LV_24-2_0_6_line_166 |  | 154 | 158 | 0.010794 | 0.125 | 0.08 | 261 | 0 | 0.364 | 1 | 1 | cs | TRUE
167 | LV_24-2_0_6_line_167 |  | 155 | 159 | 0.044252 | 0.125 | 0.08 | 261 | 0 | 0.364 | 1 | 1 | cs | TRUE
168 | LV_24-2_0_6_line_168 |  | 157 | 160 | 0.032801 | 0.125 | 0.08 | 261 | 0 | 0.364 | 1 | 1 | cs | TRUE
169 | LV_24-2_0_6_line_169 |  | 158 | 161 | 0.087137 | 0.125 | 0.08 | 261 | 0 | 0.364 | 1 | 1 | cs | TRUE
170 | LV_24-2_0_6_line_170 |  | 159 | 167 | 0.016901 | 0.125 | 0.08 | 261 | 0 | 0.364 | 1 | 1 | cs | TRUE
171 | LV_24-2_0_6_line_171 |  | 161 | 200 | 0.42085 | 0.125 | 0.08 | 261 | 0 | 0.364 | 1 | 1 | cs | TRUE
172 | LV_24-2_0_6_line_172 |  | 162 | 163 | 0.0062043 | 0.125 | 0.08 | 261 | 0 | 0.364 | 1 | 5 | cs | TRUE
173 | LV_24-2_0_6_line_173 |  | 162 | 164 | 0.028316 | 0.125 | 0.08 | 261 | 0 | 0.364 | 1 | 5 | cs | TRUE
174 | LV_24-2_0_6_line_174 |  | 163 | 165 | 0.01314 | 0.125 | 0.08 | 261 | 0 | 0.364 | 1 | 5 | cs | TRUE
175 | LV_24-2_0_6_line_175 |  | 164 | 166 | 0.0023602 | 0.125 | 0.08 | 261 | 0 | 0.364 | 1 | 5 | cs | TRUE
176 | LV_24-2_0_6_line_176 |  | 165 | 167 | 0.0067083 | 0.125 | 0.08 | 261 | 0 | 0.364 | 1 | 5 | cs | TRUE
177 | LV_24-2_0_6_line_177 |  | 166 | 168 | 0.0085481 | 0.125 | 0.08 | 261 | 0 | 0.364 | 1 | 5 | cs | TRUE
178 | LV_24-2_0_6_line_178 |  | 167 | 169 | 0.008941 | 0.125 | 0.08 | 261 | 0 | 0.364 | 1 | 5 | cs | TRUE
179 | LV_24-2_0_6_line_179 |  | 168 | 170 | 0.0030118 | 0.125 | 0.08 | 261 | 0 | 0.364 | 1 | 5 | cs | TRUE
180 | LV_24-2_0_6_line_180 |  | 169 | 175 | 0.017983 | 0.125 | 0.08 | 261 | 0 | 0.364 | 1 | 5 | cs | TRUE
181 | LV_24-2_0_6_line_181 |  | 171 | 172 | 0.0067233 | 0.125 | 0.08 | 261 | 0 | 0.364 | 1 | 1 | cs | TRUE
182 | LV_24-2_0_6_line_182 |  | 172 | 173 | 0.014918 | 0.125 | 0.08 | 261 | 0 | 0.364 | 1 | 1 | cs | TRUE
183 | LV_24-2_0_6_line_183 |  | 173 | 174 | 0.013591 | 0.125 | 0.08 | 261 | 0 | 0.364 | 1 | 1 | cs | TRUE
184 | LV_24-2_0_6_line_184 |  | 174 | 175 | 0.004388 | 0.125 | 0.08 | 261 | 0 | 0.364 | 1 | 5 | cs | TRUE
185 | LV_24-2_0_6_line_185 |  | 176 | 180 | 0.00087174 | 0.125 | 0.08 | 261 | 0 | 0.364 | 1 | 5 | cs | TRUE
186 | LV_24-2_0_6_line_186 |  | 177 | 178 | 0.0040857 | 0.125 | 0.08 | 261 | 0 | 0.364 | 1 | 1 | cs | TRUE
187 | LV_24-2_0_6_line_187 |  | 178 | 179 | 0.0023405 | 0.125 | 0.08 | 261 | 0 | 0.364 | 1 | 1 | cs | TRUE
188 | LV_24-2_0_6_line_188 |  | 180 | 181 | 0.00597 | 0.125 | 0.08 | 261 | 0 | 0.364 | 1 | 5 | cs | TRUE
189 | LV_24-2_0_6_line_189 |  | 181 | 182 | 0.030936 | 0.125 | 0.08 | 261 | 0 | 0.364 | 1 | 5 | cs | TRUE
190 | LV_24-2_0_6_line_190 |  | 182 | 183 | 0.0057271 | 0.125 | 0.08 | 261 | 0 | 0.364 | 1 | 5 | cs | TRUE
191 | LV_24-2_0_6_line_191 |  | 183 | 184 | 0.016006 | 0.125 | 0.08 | 261 | 0 | 0.364 | 1 | 5 | cs | TRUE
192 | LV_24-2_0_6_line_192 |  | 184 | 258 | 0.018355 | 0.125 | 0.08 | 261 | 0 | 0.364 | 1 | 5 | cs | TRUE
193 | LV_24-2_0_6_line_193 |  | 187 | 188 | 0.035297 | 0.125 | 0.08 | 261 | 0 | 0.364 | 1 | 1 | cs | TRUE
194 | LV_24-2_0_6_line_194 |  | 189 | 190 | 0.014968 | 0.125 | 0.08 | 261 | 0 | 0.364 | 1 | 1 | cs | TRUE
195 | LV_24-2_0_6_line_195 |  | 190 | 228 | 0.098408 | 0.125 | 0.08 | 261 | 0 | 0.364 | 1 | 5 | cs | TRUE
196 | LV_24-2_0_6_line_196 |  | 190 | 229 | 0.04842 | 0.125 | 0.08 | 261 | 0 | 0.364 | 1 | 5 | cs | TRUE
197 | LV_24-2_0_6_line_197 |  | 191 | 192 | 0.13697 | 0.125 | 0.08 | 261 | 0 | 0.364 | 1 | 1 | cs | TRUE
198 | LV_24-2_0_6_line_198 |  | 191 | 193 | 0.046496 | 0.125 | 0.08 | 261 | 0 | 0.364 | 1 | 1 | cs | TRUE
199 | LV_24-2_0_6_line_199 |  | 192 | 198 | 0.21775 | 0.125 | 0.08 | 261 | 0 | 0.364 | 1 | 5 | cs | TRUE
200 | LV_24-2_0_6_line_200 |  | 192 | 199 | 0.14522 | 0.125 | 0.08 | 261 | 0 | 0.364 | 1 | 5 | cs | TRUE
201 | LV_24-2_0_6_line_201 |  | 193 | 239 | 0.00080937 | 0.125 | 0.08 | 261 | 0 | 0.364 | 1 | 1 | cs | TRUE
202 | LV_24-2_0_6_line_202 |  | 194 | 195 | 0.16542 | 0.125 | 0.08 | 261 | 0 | 0.364 | 1 | 1 | cs | TRUE
203 | LV_24-2_0_6_line_203 |  | 194 | 196 | 0.27334 | 0.125 | 0.08 | 261 | 0 | 0.364 | 1 | 5 | cs | TRUE
204 | LV_24-2_0_6_line_204 |  | 194 | 197 | 0.12979 | 0.125 | 0.08 | 261 | 0 | 0.364 | 1 | 5 | cs | TRUE
205 | LV_24-2_0_6_line_205 |  | 196 | 206 | 0.029114 | 0.125 | 0.08 | 261 | 0 | 0.364 | 1 | 5 | cs | TRUE
206 | LV_24-2_0_6_line_206 |  | 197 | 217 | 0.08479 | 0.125 | 0.08 | 261 | 0 | 0.364 | 1 | 5 | cs | TRUE
207 | LV_24-2_0_6_line_207 |  | 198 | 234 | 0.018003 | 0.125 | 0.08 | 261 | 0 | 0.364 | 1 | 5 | cs | TRUE
208 | LV_24-2_0_6_line_208 |  | 199 | 219 | 0.0030359 | 0.125 | 0.08 | 261 | 0 | 0.364 | 1 | 5 | cs | TRUE
209 | LV_24-2_0_6_line_209 |  | 200 | 201 | 0.041197 | 0.125 | 0.08 | 261 | 0 | 0.364 | 1 | 1 | cs | TRUE
210 | LV_24-2_0_6_line_210 |  | 200 | 202 | 0.029533 | 0.125 | 0.08 | 261 | 0 | 0.364 | 1 | 1 | cs | TRUE
211 | LV_24-2_0_6_line_211 |  | 201 | 207 | 0.068818 | 0.125 | 0.08 | 261 | 0 | 0.364 | 1 | 1 | cs | TRUE
212 | LV_24-2_0_6_line_212 |  | 203 | 204 | 0.003715 | 0.125 | 0.08 | 261 | 0 | 0.364 | 1 | 1 | cs | TRUE
213 | LV_24-2_0_6_line_213 |  | 203 | 205 | 0.010172 | 0.125 | 0.08 | 261 | 0 | 0.364 | 1 | 1 | cs | TRUE
214 | LV_24-2_0_6_line_214 |  | 204 | 240 | 0.010552 | 0.125 | 0.08 | 261 | 0 | 0.364 | 1 | 1 | cs | TRUE
215 | LV_24-2_0_6_line_215 |  | 204 | 241 | 0.012401 | 0.125 | 0.08 | 261 | 0 | 0.364 | 1 | 1 | cs | TRUE
216 | LV_24-2_0_6_line_216 |  | 205 | 242 | 0.02781 | 0.125 | 0.08 | 261 | 0 | 0.364 | 1 | 1 | cs | TRUE
217 | LV_24-2_0_6_line_217 |  | 206 | 223 | 0.0055257 | 0.125 | 0.08 | 261 | 0 | 0.364 | 1 | 5 | cs | TRUE
218 | LV_24-2_0_6_line_218 |  | 207 | 243 | 0.010101 | 0.125 | 0.08 | 261 | 0 | 0.364 | 1 | 1 | cs | TRUE
219 | LV_24-2_0_6_line_219 |  | 208 | 209 | 0.016659 | 0.125 | 0.08 | 261 | 0 | 0.364 | 1 | 1 | cs | TRUE
220 | LV_24-2_0_6_line_220 |  | 208 | 210 | 0.012418 | 0.125 | 0.08 | 261 | 0 | 0.364 | 1 | 1 | cs | TRUE
221 | LV_24-2_0_6_line_221 |  | 209 | 240 | 0.0084555 | 0.125 | 0.08 | 261 | 0 | 0.364 | 1 | 1 | cs | TRUE
222 | LV_24-2_0_6_line_222 |  | 210 | 244 | 0.010601 | 0.125 | 0.08 | 261 | 0 | 0.364 | 1 | 1 | cs | TRUE
223 | LV_24-2_0_6_line_223 |  | 211 | 212 | 0.005135 | 0.125 | 0.08 | 261 | 0 | 0.364 | 1 | 5 | cs | TRUE
224 | LV_24-2_0_6_line_224 |  | 211 | 213 | 0.96981 | 0.125 | 0.08 | 261 | 0 | 0.364 | 1 | 2 | cs | TRUE
225 | LV_24-2_0_6_line_225 |  | 211 | 214 | 0.010913 | 0.125 | 0.08 | 261 | 0 | 0.364 | 1 | 1 | cs | TRUE
226 | LV_24-2_0_6_line_226 |  | 212 | 245 | 0.013602 | 0.125 | 0.08 | 261 | 0 | 0.364 | 1 | 5 | cs | TRUE
227 | LV_24-2_0_6_line_227 |  | 212 | 246 | 0.034876 | 0.125 | 0.08 | 261 | 0 | 0.364 | 1 | 1 | cs | TRUE
228 | LV_24-2_0_6_line_228 |  | 213 | 215 | 0.08772 | 0.125 | 0.08 | 261 | 0 | 0.364 | 1 | 1 | cs | TRUE
229 | LV_24-2_0_6_line_229 |  | 214 | 247 | 0.0078513 | 0.125 | 0.08 | 261 | 0 | 0.364 | 1 | 1 | cs | TRUE
230 | LV_24-2_0_6_line_230 |  | 215 | 248 | 0.08738 | 0.125 | 0.08 | 261 | 0 | 0.364 | 1 | 1 | cs | TRUE
231 | LV_24-2_0_6_line_231 |  | 216 | 217 | 0.010725 | 0.125 | 0.08 | 261 | 0 | 0.364 | 1 | 5 | cs | TRUE
232 | LV_24-2_0_6_line_232 |  | 216 | 218 | 0.45634 | 0.125 | 0.08 | 261 | 0 | 0.364 | 1 | 1 | cs | TRUE
233 | LV_24-2_0_6_line_233 |  | 216 | 219 | 0.053688 | 0.125 | 0.08 | 261 | 0 | 0.364 | 1 | 5 | cs | TRUE
234 | LV_24-2_0_6_line_234 |  | 218 | 235 | 0.024003 | 0.125 | 0.08 | 261 | 0 | 0.364 | 1 | 1 | cs | TRUE
235 | LV_24-2_0_6_line_235 |  | 220 | 221 | 0.015071 | 0.125 | 0.08 | 261 | 0 | 0.364 | 1 | 1 | cs | TRUE
236 | LV_24-2_0_6_line_236 |  | 220 | 222 | 0.027107 | 0.125 | 0.08 | 261 | 0 | 0.364 | 1 | 1 | cs | TRUE
237 | LV_24-2_0_6_line_237 |  | 221 | 249 | 0.053759 | 0.125 | 0.08 | 261 | 0 | 0.364 | 1 | 1 | cs | TRUE
238 | LV_24-2_0_6_line_238 |  | 221 | 250 | 0.075791 | 0.125 | 0.08 | 261 | 0 | 0.364 | 1 | 1 | cs | TRUE
239 | LV_24-2_0_6_line_239 |  | 221 | 251 | 0.023486 | 0.125 | 0.08 | 261 | 0 | 0.364 | 1 | 1 | cs | TRUE
240 | LV_24-2_0_6_line_240 |  | 222 | 239 | 0.044128 | 0.125 | 0.08 | 261 | 0 | 0.364 | 1 | 1 | cs | TRUE
241 | LV_24-2_0_6_line_241 |  | 223 | 224 | 0.014496 | 0.125 | 0.08 | 261 | 0 | 0.364 | 1 | 5 | cs | TRUE
242 | LV_24-2_0_6_line_242 |  | 224 | 233 | 0.036355 | 0.125 | 0.08 | 261 | 0 | 0.364 | 1 | 5 | cs | TRUE
243 | LV_24-2_0_6_line_243 |  | 225 | 226 | 0.29995 | 0.125 | 0.08 | 261 | 0 | 0.364 | 1 | 5 | cs | TRUE
244 | LV_24-2_0_6_line_244 |  | 225 | 227 | 0.004827 | 0.125 | 0.08 | 261 | 0 | 0.364 | 1 | 5 | cs | TRUE
245 | LV_24-2_0_6_line_245 |  | 226 | 230 | 0.051781 | 0.125 | 0.08 | 261 | 0 | 0.364 | 1 | 5 | cs | TRUE
246 | LV_24-2_0_6_line_246 |  | 227 | 252 | 0.034718 | 0.125 | 0.08 | 261 | 0 | 0.364 | 1 | 5 | cs | TRUE
247 | LV_24-2_0_6_line_247 |  | 227 | 253 | 0.028997 | 0.125 | 0.08 | 261 | 0 | 0.364 | 1 | 1 | cs | TRUE
248 | LV_24-2_0_6_line_248 |  | 228 | 234 | 0.085558 | 0.125 | 0.08 | 261 | 0 | 0.364 | 1 | 5 | cs | TRUE
249 | LV_24-2_0_6_line_249 |  | 229 | 256 | 0.010806 | 0.125 | 0.08 | 261 | 0 | 0.364 | 1 | 5 | cs | TRUE
250 | LV_24-2_0_6_line_250 |  | 230 | 232 | 0.056747 | 0.125 | 0.08 | 261 | 0 | 0.364 | 1 | 5 | cs | TRUE
251 | LV_24-2_0_6_line_251 |  | 231 | 232 | 0.016234 | 0.125 | 0.08 | 261 | 0 | 0.364 | 1 | 5 | cs | TRUE
252 | LV_24-2_0_6_line_252 |  | 231 | 233 | 0.048364 | 0.125 | 0.08 | 261 | 0 | 0.364 | 1 | 5 | cs | TRUE
253 | LV_24-2_0_6_line_253 |  | 236 | 237 | 0.041431 | 0.125 | 0.08 | 261 | 0 | 0.364 | 1 | 1 | cs | TRUE
254 | LV_24-2_0_6_line_254 |  | 236 | 238 | 0.0483 | 0.125 | 0.08 | 261 | 0 | 0.364 | 1 | 1 | cs | TRUE
255 | LV_24-2_0_6_line_255 |  | 238 | 257 | 0.003654 | 0.125 | 0.08 | 261 | 0 | 0.364 | 1 | 1 | cs | TRUE
256 | LV_24-2_0_6_line_256 |  | 241 | 278 | 0.02115 | 0.125 | 0.08 | 261 | 0 | 0.364 | 1 | 1 | cs | TRUE
257 | LV_24-2_0_6_line_257 |  | 244 | 274 | 0.01397 | 0.125 | 0.08 | 261 | 0 | 0.364 | 1 | 1 | cs | TRUE
258 | LV_24-2_0_6_line_258 |  | 244 | 283 | 0.018198 | 0.125 | 0.08 | 261 | 0 | 0.364 | 1 | 1 | cs | TRUE
259 | LV_24-2_0_6_line_259 |  | 245 | 273 | 0.0045067 | 0.125 | 0.08 | 261 | 0 | 0.364 | 1 | 5 | cs | TRUE
260 | LV_24-2_0_6_line_260 |  | 247 | 285 | 0.0033325 | 0.125 | 0.08 | 261 | 0 | 0.364 | 1 | 1 | cs | TRUE
261 | LV_24-2_0_6_line_261 |  | 248 | 264 | 0.021185 | 0.125 | 0.08 | 261 | 0 | 0.364 | 1 | 1 | cs | TRUE
262 | LV_24-2_0_6_line_262 |  | 249 | 262 | 0.011299 | 0.125 | 0.08 | 261 | 0 | 0.364 | 1 | 1 | cs | TRUE
263 | LV_24-2_0_6_line_263 |  | 251 | 263 | 0.066287 | 0.125 | 0.08 | 261 | 0 | 0.364 | 1 | 1 | cs | TRUE
264 | LV_24-2_0_6_line_264 |  | 252 | 272 | 0.003952 | 0.125 | 0.08 | 261 | 0 | 0.364 | 1 | 1 | cs | TRUE
265 | LV_24-2_0_6_line_265 |  | 252 | 273 | 0.016347 | 0.125 | 0.08 | 261 | 0 | 0.364 | 1 | 5 | cs | TRUE
266 | LV_24-2_0_6_line_266 |  | 254 | 255 | 0.01917 | 0.125 | 0.08 | 261 | 0 | 0.364 | 1 | 1 | cs | TRUE
267 | LV_24-2_0_6_line_267 |  | 255 | 277 | 0.026972 | 0.125 | 0.08 | 261 | 0 | 0.364 | 1 | 1 | cs | TRUE
268 | LV_24-2_0_6_line_268 |  | 256 | 261 | 0.01381 | 0.125 | 0.08 | 261 | 0 | 0.364 | 1 | 5 | cs | TRUE
269 | LV_24-2_0_6_line_269 |  | 257 | 270 | 0.032189 | 0.125 | 0.08 | 261 | 0 | 0.364 | 1 | 1 | cs | TRUE
270 | LV_24-2_0_6_line_270 |  | 258 | 259 | 0.0099775 | 0.125 | 0.08 | 261 | 0 | 0.364 | 1 | 5 | cs | TRUE
271 | LV_24-2_0_6_line_271 |  | 259 | 260 | 0.013 | 0.125 | 0.08 | 261 | 0 | 0.364 | 1 | 5 | cs | TRUE
272 | LV_24-2_0_6_line_272 |  | 260 | 261 | 0.0075954 | 0.125 | 0.08 | 261 | 0 | 0.364 | 1 | 5 | cs | TRUE
273 | LV_24-2_0_6_line_273 |  | 264 | 265 | 0.033982 | 0.125 | 0.08 | 261 | 0 | 0.364 | 1 | 1 | cs | TRUE
274 | LV_24-2_0_6_line_274 |  | 265 | 266 | 0.00080578 | 0.125 | 0.08 | 261 | 0 | 0.364 | 1 | 1 | cs | TRUE
275 | LV_24-2_0_6_line_275 |  | 266 | 267 | 0.025429 | 0.125 | 0.08 | 261 | 0 | 0.364 | 1 | 1 | cs | TRUE
276 | LV_24-2_0_6_line_276 |  | 267 | 268 | 0.023519 | 0.125 | 0.08 | 261 | 0 | 0.364 | 1 | 1 | cs | TRUE
277 | LV_24-2_0_6_line_277 |  | 268 | 270 | 0.020239 | 0.125 | 0.08 | 261 | 0 | 0.364 | 1 | 1 | cs | TRUE
278 | LV_24-2_0_6_line_278 |  | 269 | 270 | 0.029041 | 0.125 | 0.08 | 261 | 0 | 0.364 | 1 | 1 | cs | TRUE
279 | LV_24-2_0_6_line_279 |  | 270 | 271 | 0.021075 | 0.125 | 0.08 | 261 | 0 | 0.364 | 1 | 1 | cs | TRUE
280 | LV_24-2_0_6_line_280 |  | 272 | 274 | 0.015055 | 0.125 | 0.08 | 261 | 0 | 0.364 | 1 | 1 | cs | TRUE
281 | LV_24-2_0_6_line_281 |  | 275 | 276 | 0.0010445 | 0.125 | 0.08 | 261 | 0 | 0.364 | 1 | 1 | cs | TRUE
282 | LV_24-2_0_6_line_282 |  | 276 | 277 | 0.030322 | 0.125 | 0.08 | 261 | 0 | 0.364 | 1 | 1 | cs | TRUE
283 | LV_24-2_0_6_line_283 |  | 277 | 280 | 0.019942 | 0.125 | 0.08 | 261 | 0 | 0.364 | 1 | 1 | cs | TRUE
284 | LV_24-2_0_6_line_284 |  | 278 | 279 | 0.0026505 | 0.125 | 0.08 | 261 | 0 | 0.364 | 1 | 1 | cs | TRUE
285 | LV_24-2_0_6_line_285 |  | 280 | 281 | 0.010069 | 0.125 | 0.08 | 261 | 0 | 0.364 | 1 | 1 | cs | TRUE
286 | LV_24-2_0_6_line_286 |  | 281 | 282 | 0.015145 | 0.125 | 0.08 | 261 | 0 | 0.364 | 1 | 1 | cs | TRUE
287 | LV_24-2_0_6_line_287 |  | 282 | 283 | 0.019645 | 0.125 | 0.08 | 261 | 0 | 0.364 | 1 | 1 | cs | TRUE
288 | LV_24-2_0_6_line_288 |  | 282 | 284 | 0.011363 | 0.125 | 0.08 | 261 | 0 | 0.364 | 1 | 1 | cs | TRUE
289 | LV_24-2_0_6_line_289 |  | 286 | 288 | 0.01958 | 0.125 | 0.08 | 261 | 0 | 0.364 | 1 | 1 | cs | TRUE
290 | LV_24-2_0_6_line_290 |  | 287 | 288 | 0.0089982 | 0.125 | 0.08 | 261 | 0 | 0.364 | 1 | 1 | cs | TRUE
291 | LV_24-2_0_6_line_291 |  | 287 | 289 | 0.026622 | 0.125 | 0.08 | 261 | 0 | 0.364 | 1 | 1 | cs | TRUE
292 | LV_24-2_0_6_line_292 |  | 291 | 292 | 0.0059612 | 0.125 | 0.08 | 261 | 0 | 0.364 | 1 | 1 | cs | TRUE
293 | LV_24-2_0_6_line_293 |  | 291 | 293 | 0.0073129 | 0.125 | 0.08 | 261 | 0 | 0.364 | 1 | 1 | cs | TRUE
294 | LV_24-2_0_6_line_294 |  | 293 | 294 | 0.013356 | 0.125 | 0.08 | 261 | 0 | 0.364 | 1 | 1 | cs | TRUE
295 | LV_24-2_0_6_line_295 |  | 294 | 296 | 0.0073119 | 0.125 | 0.08 | 261 | 0 | 0.364 | 1 | 1 | cs | TRUE
296 | LV_24-2_0_6_line_296 |  | 296 | 297 | 0.019549 | 0.125 | 0.08 | 261 | 0 | 0.364 | 1 | 1 | cs | TRUE
297 | LV_24-2_0_6_line_297 |  | 297 | 299 | 0.0051693 | 0.125 | 0.08 | 261 | 0 | 0.364 | 1 | 1 | cs | TRUE
298 | LV_24-2_0_6_line_298 |  | 297 | 298 | 0.0071438 | 0.125 | 0.08 | 261 | 0 | 0.364 | 1 | 1 | cs | TRUE

## trafo
| name | std_type | hv_bus | lv_bus | sn_mva | vn_hv_kv | vn_lv_kv | vk_percent | vkr_percent | pfe_kw | i0_percent | shift_degree | tap_side | tap_neutral | tap_min | tap_max | tap_step_percent | tap_step_degree | tap_pos | tap_phase_shifter | parallel | df | in_service
0 | LV_24-2_0_6_trafo_89 | 0.63 MVA 20/0.4 kV | 300 | 120 | 0.63 | 20 | 0.4 | 6 | 1.206 | 1.65 | 0.2619 | 150 | hv | 0 | -2 | 2 | 2.5 | 0 | 0 | FALSE | 1 | 1 | TRUE

## line_geodata
| x0 | y0 | x1 | y1 | x2 | y2 | x3 | y3 | x4 | y4 | x5 | y5 | x6 | y6 | x7 | y7 | x8 | y8 | x9 | y9 | x10 | y10 | x11 | y11 | x12 | y12 | x13 | y13 | x14 | y14 | x15 | y15 | x16 | y16 | x17 | y17 | x18 | y18 | x19 | y19 | x20 | y20 | x21 | y21 | x22 | y22 | x23 | y23 | x24 | y24 | x25 | y25 | x26 | y26 | x27 | y27 | x28 | y28 | x29 | y29 | x30 | y30 | x31 | y31 | x32 | y32 | x33 | y33 | x34 | y34 | x35 | y35 | x36 | y36 | x37 | y37 | x38 | y38 | x39 | y39 | x40 | y40 | x41 | y41 | x42 | y42 | x43 | y43 | x44 | y44 | x45 | y45 | x46 | y46 | x47 | y47
0 | 2688823.0689 | 1267228.7841 | 2688819.6783 | 1267227.414
1 | 2688840.4556 | 1267235.8099 | 2688823.0689 | 1267228.7841
2 | 2688840.4556 | 1267235.8099 | 2688856.3678 | 1267198.4856 | 2688858.1391 | 1267194.3033
3 | 2688844.1297 | 1267237.2997 | 2688840.4556 | 1267235.8099
4 | 2688846.1284 | 1267232.5481 | 2688844.1297 | 1267237.2997
5 | 2688844.1297 | 1267237.2997 | 2688829.9866 | 1267270.908
6 | 2688846.1284 | 1267232.5481 | 2688864.0444 | 1267189.952
7 | 2688846.1284 | 1267232.5481 | 2688865.5982 | 1267237.9946
8 | 2688826.2034 | 1267279.8981 | 2688829.9866 | 1267270.908
9 | 2688826.2034 | 1267279.8981 | 2688825.1074 | 1267282.695
10 | 2688825.1074 | 1267282.695 | 2688821.6709 | 1267291.4393 | 2688815.6822 | 1267306.695 | 2688814.6519 | 1267310.9605
11 | 2688805.6726 | 1267270.9268 | 2688820.8706 | 1267277.5716 | 2688826.2034 | 1267279.8981
12 | 2688814.6519 | 1267310.9605 | 2688811.5957 | 1267323.614 | 2688810.1145 | 1267333.9875
13 | 2688805.6726 | 1267270.9268 | 2688800.3164 | 1267274.16 | 2688795.4247 | 1267274.8904
14 | 2688880.0075 | 1267142.9627 | 2688867.9451 | 1267143.4681
15 | 2688896.9501 | 1267111.7478 | 2688884.3015 | 1267142.7827 | 2688880.0075 | 1267142.9627
16 | 2688873.5732 | 1267167.2968 | 2688884.3015 | 1267142.7827 | 2688880.0075 | 1267142.9627
17 | 2688855.1852 | 1267144.0027 | 2688867.9451 | 1267143.4681
18 | 2688896.9501 | 1267111.7478 | 2688915.9142 | 1267115.4708
19 | 2688896.9501 | 1267111.7478 | 2688903.7984 | 1267095.9269 | 2688900.9045 | 1267094.6156
20 | 2688873.5732 | 1267167.2968 | 2688890.4996 | 1267174.2036
21 | 2688873.5732 | 1267167.2968 | 2688864.0444 | 1267189.952
22 | 2688866.2799 | 1267238.1854 | 2688865.5982 | 1267237.9946
23 | 2688810.1145 | 1267333.9875 | 2688808.9956 | 1267341.823 | 2688808.847 | 1267343.8127
24 | 2688814.9003 | 1267325.9611 | 2688813.485 | 1267334.1509 | 2688812.4205 | 1267341.8634 | 2688810.3211 | 1267367.8083
25 | 2688809.4925 | 1267380.8732 | 2688810.118 | 1267370.3185 | 2688810.3211 | 1267367.8083
26 | 2688808.0352 | 1267354.6784 | 2688808.847 | 1267343.8127
27 | 2688806.1303 | 1267380.1777 | 2688808.0352 | 1267354.6784
28 | 2688806.1303 | 1267380.1777 | 2688809.4925 | 1267380.8732
29 | 2688806.1303 | 1267380.1777 | 2688803.4238 | 1267390.9457 | 2688811.3283 | 1267395.4682 | 2688816.0134 | 1267400.3092 | 2688818.7396 | 1267406.2549 | 2688820.5776 | 1267414.6894 | 2688838.678 | 1267430.0516 | 2688850.7583 | 1267436.7275 | 2688855.5272 | 1267438.5006 | 2688884.1554 | 1267449.1286
30 | 2688842.4715 | 1267376.5542 | 2688821.4403 | 1267383.3547 | 2688809.4925 | 1267380.8732
31 | 2688884.1554 | 1267449.1286 | 2688891.0396 | 1267462.4096 | 2688903.1423 | 1267498.0983 | 2688909.7371 | 1267511.5973 | 2688919.0064 | 1267523.9579 | 2688948.3631 | 1267548.1637
32 | 2688884.1554 | 1267449.1286 | 2688913.9798 | 1267417.8075
33 | 2688850.0064 | 1267374.1211 | 2688842.4715 | 1267376.5542
34 | 2688842.4715 | 1267376.5542 | 2688845.0853 | 1267360.6099
35 | 2688948.3631 | 1267548.1637 | 2689051.3095 | 1267533.8433
36 | 2689051.3095 | 1267533.8433 | 2689073.2119 | 1267530.7965
37 | 2688845.0853 | 1267360.6099 | 2688848.6349 | 1267338.9575
38 | 2689106.6027 | 1267529.8546 | 2689088.8624 | 1267528.6195 | 2689073.2119 | 1267530.7965
39 | 2688988.5144 | 1267330.5663 | 2688991.4874 | 1267322.1407 | 2688994.6216 | 1267313.9818
40 | 2689006.7296 | 1267288.9558 | 2688998.5632 | 1267303.7212 | 2688994.6216 | 1267313.9818
41 | 2689020.8578 | 1267264.3241 | 2689015.1719 | 1267273.6915 | 2689006.7296 | 1267288.9558
42 | 2689020.8578 | 1267264.3241 | 2689030.2156 | 1267248.9076
43 | 2688913.456 | 1267032.532 | 2688868.6423 | 1267034.682 | 2688843.43 | 1267036.0658
44 | 2688913.456 | 1267032.532 | 2688923.5018 | 1267034.8739 | 2688927.2103 | 1267036.5866
45 | 2688900.9045 | 1267094.6156 | 2688898.1528 | 1267093.3621 | 2688872.8671 | 1267092.0675
46 | 2688900.9045 | 1267094.6156 | 2688912.7075 | 1267066.3851
47 | 2688852.0146 | 1267090.9998 | 2688872.8671 | 1267092.0675
48 | 2688927.2103 | 1267036.5866 | 2688924.163 | 1267040.4661 | 2688922.6182 | 1267042.5557 | 2688920.1091 | 1267047.6887 | 2688913.8456 | 1267063.663 | 2688912.7075 | 1267066.3851
49 | 2688855.1852 | 1267144.0027 | 2688832.7416 | 1267144.9429
50 | 2688940.3227 | 1267120.2627 | 2688915.9142 | 1267115.4708
51 | 2688890.4996 | 1267174.2036 | 2688899.4913 | 1267177.8727
52 | 2688953.2685 | 1267077.0114 | 2688917.2925 | 1267064.7491
53 | 2688931.5919 | 1267038.5986 | 2688925.1786 | 1267046.5196 | 2688917.2925 | 1267064.7491
54 | 2688931.5919 | 1267038.5986 | 2688927.2103 | 1267036.5866
55 | 2688927.2103 | 1267036.5866 | 2688930.5731 | 1267033.2567 | 2688936.3364 | 1267029.0067 | 2688940.2793 | 1267027.1534
56 | 2688832.3633 | 1267144.9588 | 2688832.7416 | 1267144.9429
57 | 2688940.3227 | 1267120.2627 | 2688944.5351 | 1267106.5376
58 | 2688940.3227 | 1267120.2627 | 2688947.659 | 1267121.7042
59 | 2688906.1977 | 1267180.6093 | 2688899.4913 | 1267177.8727
60 | 2688828.6447 | 1267145.1146 | 2688832.3633 | 1267144.9588
61 | 2688851.6886 | 1267334.3586 | 2688849.4509 | 1267333.9802 | 2688848.6349 | 1267338.9575
62 | 2689041.552 | 1267230.2314 | 2689030.2156 | 1267248.9076
63 | 2688851.6886 | 1267334.3586 | 2688883.2793 | 1267339.7713
64 | 2688851.6886 | 1267334.3586 | 2688855.0228 | 1267321.018
65 | 2688859.2277 | 1267304.1935 | 2688855.0228 | 1267321.018
66 | 2688859.2277 | 1267304.1935 | 2688862.0385 | 1267292.9473
67 | 2688992.6439 | 1267209.4454 | 2689001.6162 | 1267213.2587
68 | 2688992.6439 | 1267209.4454 | 2688989.9919 | 1267208.3183
69 | 2689001.6162 | 1267213.2587 | 2689018.0055 | 1267220.2241
70 | 2688972.1614 | 1267200.7404 | 2688989.9919 | 1267208.3183
71 | 2689041.552 | 1267230.2314 | 2689018.0055 | 1267220.2241
72 | 2688972.1614 | 1267200.7404 | 2688974.9535 | 1267190.8077 | 2688974.4522 | 1267167.8562
73 | 2688972.1614 | 1267200.7404 | 2688969.6196 | 1267199.9646
74 | 2689041.552 | 1267230.2314 | 2689057.0613 | 1267232.8848
75 | 2688975.3506 | 1267155.1746 | 2688974.2807 | 1267160.0059 | 2688974.4522 | 1267167.8562
76 | 2688969.6196 | 1267199.9646 | 2688939.6999 | 1267190.8336
77 | 2689057.0613 | 1267232.8848 | 2689059.0979 | 1267233.2332
78 | 2688975.3506 | 1267155.1746 | 2688975.3899 | 1267154.9974
79 | 2688939.6999 | 1267190.8336 | 2688939.2185 | 1267190.6867
80 | 2688939.2185 | 1267190.6867 | 2688939.1715 | 1267190.6724
81 | 2688937.5151 | 1267190.1669 | 2688939.1715 | 1267190.6724
82 | 2688937.5151 | 1267190.1669 | 2688913.8406 | 1267182.9418
83 | 2688978.7722 | 1267139.7238 | 2688975.3899 | 1267154.9974
84 | 2688913.8406 | 1267182.9418 | 2688912.951 | 1267182.6703
85 | 2688907.2558 | 1267180.9322 | 2688912.951 | 1267182.6703
86 | 2688906.1977 | 1267180.6093 | 2688906.1977 | 1267180.6093 | 2688907.2558 | 1267180.9322
87 | 2688978.7722 | 1267139.7238 | 2689001.3903 | 1267149.7939
88 | 2689011.371 | 1267154.2375 | 2689001.3903 | 1267149.7939
89 | 2688978.7722 | 1267139.7238 | 2688991.6555 | 1267117.3898
90 | 2688991.6555 | 1267117.3898 | 2689001.4821 | 1267100.3547
91 | 2689007.6064 | 1267090.5364 | 2689004.8709 | 1267094.4801 | 2689001.4821 | 1267100.3547
92 | 2689007.6064 | 1267090.5364 | 2689009.146 | 1267088.3169
93 | 2688959.9668 | 1267124.1227 | 2688947.659 | 1267121.7042
94 | 2688946.1131 | 1267101.3961 | 2688944.5351 | 1267106.5376
95 | 2688946.1131 | 1267101.3961 | 2688950.1532 | 1267088.2322
96 | 2688940.2793 | 1267027.1534 | 2688933.8216 | 1267009.9879
97 | 2688940.2793 | 1267027.1534 | 2688944.935 | 1267024.9661 | 2688956.3588 | 1267020.068
98 | 2688933.4023 | 1267008.8731 | 2688933.8216 | 1267009.9879
99 | 2688961.8874 | 1267017.6975 | 2688956.3588 | 1267020.068
100 | 2688933.4023 | 1267008.8731 | 2688925.1527 | 1266986.9446
101 | 2688969.7259 | 1267014.3367 | 2688961.8874 | 1267017.6975
102 | 2688988.7248 | 1267010.124 | 2688975.0158 | 1267016.1001
103 | 2688994.0254 | 1267007.8133 | 2688988.7248 | 1267010.124
104 | 2688905.4168 | 1266974.9705 | 2688909.7511 | 1266974.5627 | 2688913.3048 | 1266976.0618
105 | 2688920.8207 | 1266975.4188 | 2688913.3048 | 1266976.0618 | 2688913.3048 | 1266976.0618
106 | 2689034.9971 | 1266910.253 | 2689037.3615 | 1266913.2827
107 | 2689053.4276 | 1266932.239 | 2689049.2923 | 1266928.5704 | 2689037.3615 | 1266913.2827
108 | 2688994.0254 | 1267007.8133 | 2688992.6901 | 1267004.4905
109 | 2688994.0254 | 1267007.8133 | 2688998.743 | 1267005.8006
110 | 2688992.6901 | 1267004.4905 | 2688969.7259 | 1267014.3367
111 | 2688992.6901 | 1267004.4905 | 2688989.9241 | 1266998.1882
112 | 2689005.6955 | 1267002.8346 | 2688998.743 | 1267005.8006
113 | 2688989.9241 | 1266998.1882 | 2688981.1003 | 1266998.6891 | 2688975.5845 | 1266986.6902
114 | 2689018.6834 | 1266997.2936 | 2689005.6955 | 1267002.8346
115 | 2689027.2618 | 1267062.2002 | 2689009.146 | 1267088.3169
116 | 2689040.2589 | 1267047.3416 | 2689040.2589 | 1267047.3416 | 2689031.2681 | 1267056.4246 | 2689027.2618 | 1267062.2002
117 | 2689040.2589 | 1267047.3416 | 2689049.7165 | 1267044.5516
118 | 2689018.6834 | 1266997.2936 | 2689019.8345 | 1266996.8025
119 | 2689025.6355 | 1266994.3276 | 2689019.8345 | 1266996.8025
120 | 2689025.6355 | 1266994.3276 | 2689042.4386 | 1266987.159 | 2689050.8266 | 1266982.7238
121 | 2689062.2317 | 1266976.6932 | 2689050.8266 | 1266982.7238
122 | 2689062.2317 | 1266976.6932 | 2689061.8497 | 1266965.8977
123 | 2689062.2317 | 1266976.6932 | 2689068.0866 | 1266982.3527 | 2689074.8059 | 1266991.7857
124 | 2689061.8497 | 1266965.8977 | 2689061.3513 | 1266951.8096
125 | 2689078.5606 | 1266997.0567 | 2689074.8059 | 1266991.7857
126 | 2689156.166 | 1267120.3502 | 2689161.9886 | 1267111.9068
127 | 2689156.166 | 1267120.3502 | 2689153.3292 | 1267124.4639 | 2689143.8462 | 1267131.7379
128 | 2689178.6147 | 1267087.7971 | 2689161.9886 | 1267111.9068
129 | 2689122.0397 | 1267133.8809 | 2689132.1095 | 1267136.1867 | 2689143.8462 | 1267131.7379 | 2689143.8462 | 1267131.7379
130 | 2689188.5518 | 1267073.3872 | 2689178.6147 | 1267087.7971
131 | 2689122.0397 | 1267133.8809 | 2689121.731 | 1267133.8102
132 | 2689188.5518 | 1267073.3872 | 2689196.4337 | 1267079.4012
133 | 2689188.5518 | 1267073.3872 | 2689184.7422 | 1267068.5857
134 | 2689095.538 | 1267120.7482 | 2689110.0139 | 1267131.1273 | 2689121.731 | 1267133.8102
135 | 2689196.4337 | 1267079.4012 | 2689201.0561 | 1267082.9281 | 2689206.8342 | 1267085.7702
136 | 2689184.7422 | 1267068.5857 | 2689178.2206 | 1267060.3661
137 | 2689083.9195 | 1267108.1598 | 2689092.8087 | 1267118.7912 | 2689095.538 | 1267120.7482
138 | 2689081.5834 | 1267119.2891 | 2689083.9195 | 1267108.1598
139 | 2689083.9195 | 1267108.1598 | 2689083.4536 | 1267097.7027
140 | 2689081.5834 | 1267119.2891 | 2689078.404 | 1267118.4405 | 2689062.767 | 1267112.4771
141 | 2689081.5834 | 1267119.2891 | 2689071.1257 | 1267146.9538
142 | 2689083.2165 | 1267092.3808 | 2689083.2165 | 1267092.3808 | 2689083.4536 | 1267097.7027
143 | 2689054.247 | 1267109.2802 | 2689057.1223 | 1267110.3244 | 2689062.767 | 1267112.4771
144 | 2689071.1257 | 1267146.9538 | 2689068.739 | 1267153.2675 | 2689063.9157 | 1267162.653
145 | 2689084.2087 | 1267082.3433 | 2689083.2165 | 1267092.3808
146 | 2689063.9157 | 1267162.653 | 2689061.9057 | 1267166.5642 | 2689051.3988 | 1267181.3401 | 2689049.297 | 1267184.6776
147 | 2689053.4276 | 1266932.239 | 2689053.4366 | 1266932.2469
148 | 2689062.4649 | 1266940.2561 | 2689053.4366 | 1266932.2469
149 | 2689062.4649 | 1266940.2561 | 2689061.2815 | 1266949.8349 | 2689061.3513 | 1266951.8096
150 | 2689062.4649 | 1266940.2561 | 2689078.9607 | 1266931.7756 | 2689089.7229 | 1266928.2408
151 | 2689089.7229 | 1266928.2408 | 2689090.3991 | 1266928.0187
152 | 2689096.6995 | 1266925.9494 | 2689090.3991 | 1266928.0187
153 | 2689087.2612 | 1267007.9068 | 2689083.6284 | 1267004.1712 | 2689078.5606 | 1266997.0567
154 | 2689087.2612 | 1267007.9068 | 2689097.3728 | 1266997.4062 | 2689097.3728 | 1266997.4062
155 | 2689093.6802 | 1267012.6073 | 2689092.1748 | 1267011.5838 | 2689087.2612 | 1267007.9068
156 | 2689131.5031 | 1266916.9852 | 2689111.2013 | 1266921.1863 | 2689096.6995 | 1266925.9494
157 | 2689138.5166 | 1266916.8497 | 2689133.0886 | 1266916.6571 | 2689131.5031 | 1266916.9852
158 | 2689138.5166 | 1266916.8497 | 2689154.4805 | 1266917.416
159 | 2689177.4835 | 1266974.7292 | 2689183.8825 | 1266967.8312
160 | 2689177.4835 | 1266974.7292 | 2689177.4835 | 1266974.7292 | 2689175.2679 | 1266976.1723
161 | 2689165.5593 | 1266982.4956 | 2689175.2679 | 1266976.1723
162 | 2689201.3446 | 1266923.2476 | 2689182.3637 | 1266920.7814
163 | 2689201.3446 | 1266923.2476 | 2689223.6528 | 1266925.8846
164 | 2689182.3637 | 1266920.7814 | 2689154.9109 | 1266917.4313 | 2689154.4805 | 1266917.416
165 | 2689182.3637 | 1266920.7814 | 2689192.0277 | 1266908.341
166 | 2689234.3719 | 1266927.1517 | 2689223.6528 | 1266925.8846
167 | 2689131.0559 | 1267008.9456 | 2689143.5271 | 1266994.2551 | 2689164.0174 | 1266983.4999 | 2689165.5593 | 1266982.4956
168 | 2689192.0277 | 1266908.341 | 2689212.1503 | 1266882.4372
169 | 2689320.7899 | 1266938.2968 | 2689267.0304 | 1266931.0122 | 2689234.3719 | 1266927.1517
170 | 2689122.9343 | 1267023.7796 | 2689131.0559 | 1267008.9456
171 | 2689320.7899 | 1266938.2968 | 2689357.8848 | 1266937.8126 | 2689408.4551 | 1266926.9797 | 2689489.5663 | 1266905.0115 | 2689514.642 | 1266895.7948 | 2689526.48 | 1266886.1997 | 2689534.575 | 1266874.1903 | 2689546.9244 | 1266848.7457 | 2689551.4632 | 1266840.8858 | 2689562.5324 | 1266846.7472 | 2689667.0322 | 1266878.7351 | 2689697.9105 | 1266888.5338
172 | 2689147.5529 | 1267032.3022 | 2689147.5529 | 1267032.3022 | 2689141.69 | 1267030.2725
173 | 2689147.5529 | 1267032.3022 | 2689163.6462 | 1267041.9972 | 2689169.5685 | 1267049.4614
174 | 2689129.2735 | 1267025.9741 | 2689141.69 | 1267030.2725
175 | 2689171.0355 | 1267051.3104 | 2689169.5685 | 1267049.4614
176 | 2689122.9343 | 1267023.7796 | 2689129.2735 | 1267025.9741
177 | 2689176.3486 | 1267058.0067 | 2689171.0355 | 1267051.3104
178 | 2689122.9343 | 1267023.7796 | 2689114.5531 | 1267020.6656
179 | 2689176.3486 | 1267058.0067 | 2689178.2206 | 1267060.3661
180 | 2689097.6961 | 1267014.4026 | 2689114.5531 | 1267020.6656
181 | 2689088.3783 | 1267040.1608 | 2689087.717 | 1267046.8515
182 | 2689088.3783 | 1267040.1608 | 2689089.5624 | 1267025.2901
183 | 2689093.6802 | 1267012.6073 | 2689090.0038 | 1267019.7466 | 2689089.5624 | 1267025.2901
184 | 2689093.6802 | 1267012.6073 | 2689097.6961 | 1267014.4026
185 | 2689206.8342 | 1267085.7702 | 2689207.6164 | 1267086.1549
186 | 2689097.3728 | 1266997.4062 | 2689101.2842 | 1266998.5864
187 | 2689103.525 | 1266999.2625 | 2689101.2842 | 1266998.5864
188 | 2689207.6164 | 1267086.1549 | 2689212.9735 | 1267088.7899
189 | 2689241.5756 | 1267100.559 | 2689215.7036 | 1267090.1328 | 2689212.9735 | 1267088.7899
190 | 2689246.8876 | 1267102.6997 | 2689241.5756 | 1267100.559
191 | 2689261.7333 | 1267108.6825 | 2689246.8876 | 1267102.6997
192 | 2689261.7333 | 1267108.6825 | 2689277.8288 | 1267115.1688 | 2689278.7291 | 1267115.608
193 | 2689106.6027 | 1267529.8546 | 2689141.871 | 1267532.9333
194 | 2689371.8461 | 1267161.0379 | 2689373.4306 | 1267175.9219
195 | 2689371.8461 | 1267161.0379 | 2689394.2354 | 1267174.0315 | 2689440.4091 | 1267197.8604 | 2689455.3707 | 1267211.9651
196 | 2689371.8461 | 1267161.0379 | 2689328.3286 | 1267139.8067
197 | 2689692.6629 | 1267400.1359 | 2689674.6436 | 1267415.7641 | 2689594.6101 | 1267479.2575 | 2689585.0583 | 1267485.1064
198 | 2689585.0583 | 1267485.1064 | 2689594.039 | 1267494.5724 | 2689625.1678 | 1267506.8107
199 | 2689518.3582 | 1267293.8739 | 2689535.8326 | 1267309.2177 | 2689583.4627 | 1267338.174 | 2689662.9602 | 1267372.5851 | 2689698.3034 | 1267387.6336 | 2689692.6629 | 1267400.1359
200 | 2689692.6629 | 1267400.1359 | 2689714.7622 | 1267411.3026 | 2689775.0751 | 1267445.2682 | 2689819.8213 | 1267470.2283
201 | 2689625.921 | 1267507.1068 | 2689625.1678 | 1267506.8107
202 | 2690008.9427 | 1267776.1832 | 2690026.3352 | 1267711.2953 | 2690047.3114 | 1267615.3034
203 | 2690047.3114 | 1267615.3034 | 2690048.4399 | 1267610.9059 | 2690064.8852 | 1267616.5722 | 2690080.8368 | 1267620.0626 | 2690095.4257 | 1267621.5751 | 2690109.7059 | 1267621.1257 | 2690139.353 | 1267616.5963 | 2690234.3756 | 1267598.6762 | 2690270.9391 | 1267593.7972 | 2690276.3346 | 1267551.5897
204 | 2690047.3114 | 1267615.3034 | 2690042.5474 | 1267614.2299 | 2690005.4367 | 1267601.6878 | 2689989.7636 | 1267591.2851 | 2689974.6069 | 1267574.652 | 2689947.8704 | 1267539.1779
205 | 2690276.3346 | 1267551.5897 | 2690305.3233 | 1267548.8925
206 | 2689877.3261 | 1267498.7926 | 2689880.5799 | 1267498.0034 | 2689898.2703 | 1267503.5103 | 2689919.7518 | 1267511.6882 | 2689934.1475 | 1267520.9703 | 2689947.8704 | 1267539.1779
207 | 2689518.3582 | 1267293.8739 | 2689507.6217 | 1267279.4226
208 | 2689822.4726 | 1267471.7073 | 2689819.8213 | 1267470.2283
209 | 2689737.2146 | 1266901.2518 | 2689697.9105 | 1266888.5338
210 | 2689697.9105 | 1266888.5338 | 2689719.7286 | 1266868.6291
211 | 2689737.2146 | 1266901.2518 | 2689762.7776 | 1266873.8732 | 2689765.5106 | 1266854.5546 | 2689770.201 | 1266843.6726 | 2689770.201 | 1266843.6726
212 | 2690750.0919 | 1267582.4923 | 2690748.6237 | 1267579.0781
213 | 2690750.0919 | 1267582.4923 | 2690759.5246 | 1267578.6858
214 | 2690748.6237 | 1267579.0781 | 2690745.8882 | 1267568.8872
215 | 2690748.6237 | 1267579.0781 | 2690738.3471 | 1267582.5454 | 2690736.7917 | 1267582.5711
216 | 2690780.7773 | 1267563.8483 | 2690771.1144 | 1267568.0367 | 2690768.7798 | 1267574.9509 | 2690759.5246 | 1267578.6858
217 | 2690310.8252 | 1267548.3806 | 2690305.3233 | 1267548.8925
218 | 2689770.201 | 1266843.6726 | 2689768.5422 | 1266833.7091
219 | 2690755.8319 | 1267549.4424 | 2690752.2528 | 1267554.0579 | 2690743.6962 | 1267560.7208
220 | 2690755.8319 | 1267549.4424 | 2690747.0786 | 1267547.3507 | 2690744.0196 | 1267545.8262
221 | 2690743.6962 | 1267560.7208 | 2690745.8882 | 1267568.8872
222 | 2690735.3758 | 1267539.7649 | 2690741.438 | 1267544.5396 | 2690744.0196 | 1267545.8262
223 | 2690736.1311 | 1267482.274 | 2690733.7127 | 1267486.8073
224 | 2690736.1311 | 1267482.274 | 2690739.4603 | 1267475.7976 | 2690741.6658 | 1267468.47 | 2690743.3772 | 1267460.4675 | 2690743.2479 | 1267453.6933 | 2690741.2336 | 1267442.2086 | 2690735.3728 | 1267410.1147 | 2690733.8658 | 1267398.4376 | 2690734.1189 | 1267384.9082 | 2690735.8443 | 1267375.5048 | 2690739.5091 | 1267365.8087 | 2690748.09 | 1267351.6957 | 2690780.4955 | 1267316.2422 | 2690784.9268 | 1267308.604 | 2690787.1411 | 1267300.7094 | 2690787.8936 | 1267293.8709 | 2690787.4861 | 1267273.3702 | 2690791.7587 | 1267263.3165 | 2690804.9991 | 1267248.2965 | 2690811.2835 | 1267238.6297 | 2690817.3816 | 1267219.0519 | 2690818.4009 | 1267210.5384 | 2690814.8461 | 1267185.6524 | 2690811.1342 | 1267158.7401 | 2690805.7641 | 1267132.9254 | 2690802.7013 | 1267120.5906 | 2690801.9978 | 1267110.0378 | 2690804.7994 | 1267101.6518 | 2690799.4473 | 1267083.477 | 2690801.5519 | 1267064.6051 | 2690797.5993 | 1267053.8245 | 2690790.2649 | 1267043.6258 | 2690788.229 | 1267034.5204 | 2690788.8209 | 1267020.0177 | 2690788.6799 | 1267011.0638 | 2690796.8072 | 1266985.3677 | 2690806.9708 | 1266936.4285 | 2690813.7598 | 1266901.8046 | 2690814.2952 | 1266887.0564 | 2690814.7046 | 1266873.6518 | 2690814.8756 | 1266840.9834 | 2690813.8366 | 1266792.5058 | 2690811.2642 | 1266768.8359 | 2690804.5627 | 1266731.6472 | 2690800.5861 | 1266707.7222 | 2690800.0443 | 1266689.5769 | 2690801.0253 | 1266663.9712 | 2690807.46 | 1266551.0227
225 | 2690736.1311 | 1267482.274 | 2690726.0994 | 1267477.9789
226 | 2690733.7127 | 1267486.8073 | 2690725.8507 | 1267497.9072
227 | 2690733.7127 | 1267486.8073 | 2690765.111 | 1267501.9881
228 | 2690807.46 | 1266551.0227 | 2690807.694 | 1266547.0675 | 2690807.5361 | 1266537.2571 | 2690805.7772 | 1266511.1089 | 2690803.6435 | 1266487.2901 | 2690801.7188 | 1266463.5432
229 | 2690726.0994 | 1267477.9789 | 2690724.8975 | 1267477.4643 | 2690719.7521 | 1267473.4213
230 | 2690803.5555 | 1266376.9325 | 2690798.4499 | 1266399.4946 | 2690797.5611 | 1266412.2468 | 2690801.7188 | 1266463.5432
231 | 2689866.9033 | 1267501.3204 | 2689877.3261 | 1267498.7926
232 | 2689866.9033 | 1267501.3204 | 2689876.6596 | 1267517.1705 | 2689882.7012 | 1267531.2516 | 2689884.3905 | 1267552.8171 | 2689882.6263 | 1267575.7422 | 2689877.2192 | 1267599.6127 | 2689870.2458 | 1267620.0455 | 2689854.9826 | 1267654.4303 | 2689819.8165 | 1267725.8762 | 2689818.0204 | 1267743.9858 | 2689824.0984 | 1267765.0731 | 2689857.2405 | 1267809.8133 | 2689868.1897 | 1267827.8723 | 2689884.1402 | 1267881.8477 | 2689888.18 | 1267896.8547 | 2689894.0774 | 1267921.8647
233 | 2689866.9033 | 1267501.3204 | 2689852.2553 | 1267488.3205 | 2689822.4726 | 1267471.7073
234 | 2689894.0774 | 1267921.8647 | 2689874.0905 | 1267935.1559
235 | 2689692.2159 | 1267533.1706 | 2689706.1054 | 1267539.1195
236 | 2689692.2159 | 1267533.1706 | 2689666.9889 | 1267523.2526
237 | 2689706.1054 | 1267539.1195 | 2689729.5686 | 1267549.1728 | 2689737.9029 | 1267555.0819 | 2689754.4754 | 1267562.1476
238 | 2689706.1054 | 1267539.1195 | 2689715.5936 | 1267517.635 | 2689725.7753 | 1267513.931 | 2689763.7614 | 1267530.5691
239 | 2689706.1054 | 1267539.1195 | 2689715.5936 | 1267517.635 | 2689715.5936 | 1267517.635
240 | 2689625.921 | 1267507.1068 | 2689666.9889 | 1267523.2526
241 | 2690310.8252 | 1267548.3806 | 2690311.6869 | 1267533.9098
242 | 2690311.6869 | 1267533.9098 | 2690312.5168 | 1267519.9722 | 2690315.2768 | 1267514.2542 | 2690319.3819 | 1267511.6481 | 2690330.3597 | 1267509.526
243 | 2690436.2074 | 1267508.0761 | 2690433.3977 | 1267524.9023 | 2690431.7322 | 1267534.8516 | 2690590.0647 | 1267461.3164 | 2690606.6784 | 1267461.8937 | 2690621.4088 | 1267463.532 | 2690637.1551 | 1267468.6332 | 2690659.693 | 1267479.054 | 2690675.9995 | 1267488.3562 | 2690681.6915 | 1267491.7463
244 | 2690681.6915 | 1267491.7463 | 2690685.8468 | 1267494.2231
245 | 2690436.2074 | 1267508.0761 | 2690423.59 | 1267488.4115 | 2690415.4629 | 1267485.7294 | 2690405.4406 | 1267487.8334 | 2690395.8279 | 1267487.5231
246 | 2690685.8468 | 1267494.2231 | 2690706.879 | 1267509.5361 | 2690713.7975 | 1267514.9245
247 | 2690685.8468 | 1267494.2231 | 2690697.317 | 1267467.5917
248 | 2689507.6217 | 1267279.4226 | 2689480.2727 | 1267242.6112 | 2689466.2918 | 1267222.2608 | 2689455.3707 | 1267211.9651
249 | 2689318.6172 | 1267135.0686 | 2689328.3286 | 1267139.8067
250 | 2690362.4667 | 1267518.5012 | 2690364.0133 | 1267495.6506 | 2690368.767 | 1267491.4977 | 2690387.7504 | 1267487.2623 | 2690395.8279 | 1267487.5231
251 | 2690362.4667 | 1267518.5012 | 2690361.3682 | 1267534.6976
252 | 2690361.3682 | 1267534.6976 | 2690350.6577 | 1267509.4577 | 2690343.423 | 1267507.0007 | 2690330.3597 | 1267509.526
253 | 2690655.3263 | 1266392.5813 | 2690662.7183 | 1266401.5464 | 2690676.308 | 1266412.4303 | 2690687.0998 | 1266418.6898
254 | 2690655.3263 | 1266392.5813 | 2690671.4266 | 1266380.1959 | 2690693.9541 | 1266363.5899
255 | 2690693.9541 | 1266363.5899 | 2690696.8953 | 1266361.4218
256 | 2690716.8882 | 1267577.8788 | 2690725.8095 | 1267582.7531 | 2690736.7917 | 1267582.5711
257 | 2690735.3758 | 1267539.7649 | 2690726.7812 | 1267528.751
258 | 2690735.3758 | 1267539.7649 | 2690724.4349 | 1267547.2697 | 2690719.664 | 1267548.5129
259 | 2690723.2459 | 1267501.5848 | 2690725.8507 | 1267497.9072
260 | 2690717.1317 | 1267471.3624 | 2690719.7521 | 1267473.4213
261 | 2690803.5555 | 1266376.9325 | 2690786.7193 | 1266364.0742
262 | 2689764.8688 | 1267566.5788 | 2689754.4754 | 1267562.1476
263 | 2689776.5689 | 1267536.1789 | 2689725.7753 | 1267513.931 | 2689715.5936 | 1267517.635
264 | 2690716.6691 | 1267517.6486 | 2690713.7975 | 1267514.9245
265 | 2690713.7975 | 1267514.9245 | 2690723.2459 | 1267501.5848
266 | 2690642.2044 | 1267560.0073 | 2690651.8033 | 1267543.4137
267 | 2690642.2044 | 1267560.0073 | 2690669.2537 | 1267560.467
268 | 2689318.6172 | 1267135.0686 | 2689306.2059 | 1267129.0134
269 | 2690722.8038 | 1266342.3201 | 2690718.9958 | 1266345.1306 | 2690696.8953 | 1266361.4218
270 | 2689278.7291 | 1267115.608 | 2689287.6962 | 1267119.9829
271 | 2689299.3796 | 1267125.683 | 2689287.6962 | 1267119.9829
272 | 2689299.3796 | 1267125.683 | 2689306.2059 | 1267129.0134
273 | 2690786.7193 | 1266364.0742 | 2690781.7717 | 1266360.2955 | 2690768.2317 | 1266336.0655
274 | 2690767.8386 | 1266335.3621 | 2690768.2317 | 1266336.0655
275 | 2690755.434 | 1266313.164 | 2690767.8386 | 1266335.3621
276 | 2690755.434 | 1266313.164 | 2690737.8961 | 1266328.8347
277 | 2690722.8038 | 1266342.3201 | 2690737.8961 | 1266328.8347
278 | 2690722.8038 | 1266342.3201 | 2690707.0667 | 1266317.9127
279 | 2690722.8038 | 1266342.3201 | 2690734.4761 | 1266359.8913
280 | 2690716.6691 | 1267517.6486 | 2690722.5001 | 1267523.2649 | 2690726.7812 | 1267528.751
281 | 2690687.3404 | 1267584.4326 | 2690686.5585 | 1267583.74
282 | 2690669.2537 | 1267560.467 | 2690671.4209 | 1267570.3305 | 2690686.5585 | 1267583.74
283 | 2690669.2537 | 1267560.467 | 2690689.1931 | 1267560.8101
284 | 2690716.8882 | 1267577.8788 | 2690714.679 | 1267576.4143
285 | 2690699.2607 | 1267560.9834 | 2690689.1931 | 1267560.8101
286 | 2690700.5013 | 1267545.8901 | 2690699.2607 | 1267560.9834
287 | 2690700.5013 | 1267545.8901 | 2690716.4154 | 1267549.3594 | 2690719.664 | 1267548.5129
288 | 2690700.5013 | 1267545.8901 | 2690703.6426 | 1267534.9697
289 | 2688866.2799 | 1267238.1854 | 2688885.1363 | 1267243.4603
290 | 2688893.8018 | 1267245.8844 | 2688885.1363 | 1267243.4603
291 | 2688893.8018 | 1267245.8844 | 2688902.4233 | 1267248.2962 | 2688903.7747 | 1267254.5438 | 2688901.8433 | 1267265.6546
292 | 2688970.6849 | 1266977.9973 | 2688976.6239 | 1266977.4824 | 2688976.6239 | 1266977.4824
293 | 2688970.6849 | 1266977.9973 | 2688963.3993 | 1266978.629
294 | 2688963.3993 | 1266978.629 | 2688950.0932 | 1266979.7826
295 | 2688942.8087 | 1266980.4142 | 2688950.0932 | 1266979.7826
296 | 2688923.3326 | 1266982.1064 | 2688931.384 | 1266981.4047 | 2688942.8087 | 1266980.4142
297 | 2688923.3326 | 1266982.1064 | 2688925.1527 | 1266986.9446
298 | 2688923.3326 | 1266982.1064 | 2688920.8207 | 1266975.4188

## bus_geodata
| x | y | coords
0 | 2688823.0689 | 1267228.7841
1 | 2688819.6783 | 1267227.414
2 | 2688840.4556 | 1267235.8099
3 | 2688858.1391 | 1267194.3033
4 | 2688844.1297 | 1267237.2997
5 | 2688846.1284 | 1267232.5481
6 | 2688829.9866 | 1267270.908
7 | 2688825.1074 | 1267282.695
8 | 2688826.2034 | 1267279.8981
9 | 2688814.6519 | 1267310.9605
10 | 2688805.6726 | 1267270.9268
11 | 2688795.4247 | 1267274.8904
12 | 2688880.0075 | 1267142.9627
13 | 2688867.9451 | 1267143.4681
14 | 2688896.9501 | 1267111.7478
15 | 2688873.5732 | 1267167.2968
16 | 2688864.0444 | 1267189.952
17 | 2688865.5982 | 1267237.9946
18 | 2688810.1145 | 1267333.9875
19 | 2688814.9003 | 1267325.9611
20 | 2688810.3211 | 1267367.8083
21 | 2688808.847 | 1267343.8127
22 | 2688808.0352 | 1267354.6784
23 | 2688806.1303 | 1267380.1777
24 | 2688809.4925 | 1267380.8732
25 | 2688884.1554 | 1267449.1286
26 | 2688842.4715 | 1267376.5542
27 | 2688948.3631 | 1267548.1637
28 | 2688913.9798 | 1267417.8075
29 | 2689051.3095 | 1267533.8433
30 | 2688850.0064 | 1267374.1211
31 | 2688845.0853 | 1267360.6099
32 | 2689073.2119 | 1267530.7965
33 | 2688988.5144 | 1267330.5663
34 | 2688994.6216 | 1267313.9818
35 | 2689006.7296 | 1267288.9558
36 | 2689020.8578 | 1267264.3241
37 | 2688843.43 | 1267036.0658
38 | 2688913.456 | 1267032.532
39 | 2688900.9045 | 1267094.6156
40 | 2688872.8671 | 1267092.0675
41 | 2688912.7075 | 1267066.3851
42 | 2688855.1852 | 1267144.0027
43 | 2688915.9142 | 1267115.4708
44 | 2688890.4996 | 1267174.2036
45 | 2688852.0146 | 1267090.9998
46 | 2688917.2925 | 1267064.7491
47 | 2688953.2685 | 1267077.0114
48 | 2688931.5919 | 1267038.5986
49 | 2688927.2103 | 1267036.5866
50 | 2688832.7416 | 1267144.9429
51 | 2688940.3227 | 1267120.2627
52 | 2688899.4913 | 1267177.8727
53 | 2688832.3633 | 1267144.9588
54 | 2688828.6447 | 1267145.1146
55 | 2688848.6349 | 1267338.9575
56 | 2689030.2156 | 1267248.9076
57 | 2688851.6886 | 1267334.3586
58 | 2688883.2793 | 1267339.7713
59 | 2688855.0228 | 1267321.018
60 | 2688859.2277 | 1267304.1935
61 | 2688992.6439 | 1267209.4454
62 | 2689001.6162 | 1267213.2587
63 | 2688989.9919 | 1267208.3183
64 | 2689018.0055 | 1267220.2241
65 | 2688972.1614 | 1267200.7404
66 | 2689041.552 | 1267230.2314
67 | 2688974.4522 | 1267167.8562
68 | 2688969.6196 | 1267199.9646
69 | 2689057.0613 | 1267232.8848
70 | 2688975.3506 | 1267155.1746
71 | 2688939.6999 | 1267190.8336
72 | 2688939.2185 | 1267190.6867
73 | 2688939.1715 | 1267190.6724
74 | 2688937.5151 | 1267190.1669
75 | 2688975.3899 | 1267154.9974
76 | 2688913.8406 | 1267182.9418
77 | 2688912.951 | 1267182.6703
78 | 2688907.2558 | 1267180.9322
79 | 2688906.1977 | 1267180.6093
80 | 2689001.3903 | 1267149.7939
81 | 2688978.7722 | 1267139.7238
82 | 2689011.371 | 1267154.2375
83 | 2688991.6555 | 1267117.3898
84 | 2689001.4821 | 1267100.3547
85 | 2689007.6064 | 1267090.5364
86 | 2688959.9668 | 1267124.1227
87 | 2688947.659 | 1267121.7042
88 | 2688944.5351 | 1267106.5376
89 | 2688946.1131 | 1267101.3961
90 | 2688950.1532 | 1267088.2322
91 | 2688940.2793 | 1267027.1534
92 | 2688933.8216 | 1267009.9879
93 | 2688956.3588 | 1267020.068
94 | 2688933.4023 | 1267008.8731
95 | 2688961.8874 | 1267017.6975
96 | 2688975.0158 | 1267016.1001
97 | 2688988.7248 | 1267010.124
98 | 2688905.4168 | 1266974.9705
99 | 2688913.3048 | 1266976.0618
100 | 2689034.9971 | 1266910.253
101 | 2689037.3615 | 1266913.2827
102 | 2688994.0254 | 1267007.8133
103 | 2688992.6901 | 1267004.4905
104 | 2688998.743 | 1267005.8006
105 | 2688969.7259 | 1267014.3367
106 | 2688989.9241 | 1266998.1882
107 | 2689005.6955 | 1267002.8346
108 | 2689009.146 | 1267088.3169
109 | 2689027.2618 | 1267062.2002
110 | 2689040.2589 | 1267047.3416
111 | 2689049.7165 | 1267044.5516
112 | 2689019.8345 | 1266996.8025
113 | 2689018.6834 | 1266997.2936
114 | 2689025.6355 | 1266994.3276
115 | 2689050.8266 | 1266982.7238
116 | 2689062.2317 | 1266976.6932
117 | 2689061.8497 | 1266965.8977
118 | 2689074.8059 | 1266991.7857
119 | 2689156.166 | 1267120.3502
120 | 2689161.9886 | 1267111.9068
121 | 2689143.8462 | 1267131.7379
122 | 2689178.6147 | 1267087.7971
123 | 2689122.0397 | 1267133.8809
124 | 2689188.5518 | 1267073.3872
125 | 2689121.731 | 1267133.8102
126 | 2689196.4337 | 1267079.4012
127 | 2689184.7422 | 1267068.5857
128 | 2689095.538 | 1267120.7482
129 | 2689083.9195 | 1267108.1598
130 | 2689081.5834 | 1267119.2891
131 | 2689083.4536 | 1267097.7027
132 | 2689062.767 | 1267112.4771
133 | 2689071.1257 | 1267146.9538
134 | 2689083.2165 | 1267092.3808
135 | 2689054.247 | 1267109.2802
136 | 2689063.9157 | 1267162.653
137 | 2689084.2087 | 1267082.3433
138 | 2689053.4276 | 1266932.239
139 | 2689053.4366 | 1266932.2469
140 | 2689062.4649 | 1266940.2561
141 | 2689061.3513 | 1266951.8096
142 | 2689089.7229 | 1266928.2408
143 | 2689090.3991 | 1266928.0187
144 | 2689078.5606 | 1266997.0567
145 | 2689087.2612 | 1267007.9067
146 | 2689096.6995 | 1266925.9494
147 | 2689131.5031 | 1266916.9852
148 | 2689138.5166 | 1266916.8497
149 | 2689183.8825 | 1266967.8312
150 | 2689177.4835 | 1266974.7292
151 | 2689175.2679 | 1266976.1723
152 | 2689201.3446 | 1266923.2476
153 | 2689182.3637 | 1266920.7814
154 | 2689223.6528 | 1266925.8846
155 | 2689165.5593 | 1266982.4956
156 | 2689154.4805 | 1266917.416
157 | 2689192.0277 | 1266908.341
158 | 2689234.3719 | 1266927.1517
159 | 2689131.0559 | 1267008.9456
160 | 2689212.1503 | 1266882.4372
161 | 2689320.7899 | 1266938.2968
162 | 2689147.5529 | 1267032.3022
163 | 2689141.69 | 1267030.2725
164 | 2689169.5685 | 1267049.4614
165 | 2689129.2735 | 1267025.9741
166 | 2689171.0355 | 1267051.3104
167 | 2689122.9343 | 1267023.7796
168 | 2689176.3486 | 1267058.0067
169 | 2689114.5531 | 1267020.6656
170 | 2689178.2206 | 1267060.3661
171 | 2689087.717 | 1267046.8515
172 | 2689088.3783 | 1267040.1608
173 | 2689089.5624 | 1267025.2901
174 | 2689093.6802 | 1267012.6073
175 | 2689097.6961 | 1267014.4026
176 | 2689206.8342 | 1267085.7702
177 | 2689097.3728 | 1266997.4062
178 | 2689101.2842 | 1266998.5864
179 | 2689103.525 | 1266999.2625
180 | 2689207.6164 | 1267086.1549
181 | 2689212.9735 | 1267088.7899
182 | 2689241.5756 | 1267100.559
183 | 2689246.8876 | 1267102.6997
184 | 2689261.7333 | 1267108.6825
185 | 2689049.297 | 1267184.6776
186 | 2689059.0979 | 1267233.2332
187 | 2689141.871 | 1267532.9333
188 | 2689106.6027 | 1267529.8546
189 | 2689373.4306 | 1267175.9219
190 | 2689371.8461 | 1267161.0379
191 | 2689585.0583 | 1267485.1064
192 | 2689692.6629 | 1267400.1359
193 | 2689625.1678 | 1267506.8107
194 | 2690047.3114 | 1267615.3034
195 | 2690008.9427 | 1267776.1832
196 | 2690276.3346 | 1267551.5897
197 | 2689947.8704 | 1267539.1779
198 | 2689518.3582 | 1267293.8739
199 | 2689819.8213 | 1267470.2283
200 | 2689697.9105 | 1266888.5338
201 | 2689737.2146 | 1266901.2518
202 | 2689719.7286 | 1266868.6291
203 | 2690750.0919 | 1267582.4923
204 | 2690748.6237 | 1267579.0781
205 | 2690759.5246 | 1267578.6858
206 | 2690305.3233 | 1267548.8925
207 | 2689770.201 | 1266843.6726
208 | 2690755.8319 | 1267549.4424
209 | 2690743.6962 | 1267560.7208
210 | 2690744.0196 | 1267545.8262
211 | 2690736.1311 | 1267482.274
212 | 2690733.7127 | 1267486.8073
213 | 2690807.46 | 1266551.0227
214 | 2690726.0994 | 1267477.9789
215 | 2690801.7188 | 1266463.5432
216 | 2689866.9033 | 1267501.3204
217 | 2689877.3261 | 1267498.7926
218 | 2689894.0774 | 1267921.8647
219 | 2689822.4726 | 1267471.7073
220 | 2689692.2159 | 1267533.1706
221 | 2689706.1054 | 1267539.1195
222 | 2689666.9889 | 1267523.2526
223 | 2690310.8252 | 1267548.3806
224 | 2690311.6869 | 1267533.9098
225 | 2690681.6915 | 1267491.7463
226 | 2690436.2074 | 1267508.0761
227 | 2690685.8468 | 1267494.2231
228 | 2689455.3707 | 1267211.9651
229 | 2689328.3286 | 1267139.8067
230 | 2690395.8279 | 1267487.5231
231 | 2690361.3682 | 1267534.6976
232 | 2690362.4667 | 1267518.5012
233 | 2690330.3597 | 1267509.526
234 | 2689507.6217 | 1267279.4226
235 | 2689874.0905 | 1267935.1559
236 | 2690655.3263 | 1266392.5813
237 | 2690687.0998 | 1266418.6898
238 | 2690693.9541 | 1266363.5899
239 | 2689625.921 | 1267507.1068
240 | 2690745.8882 | 1267568.8872
241 | 2690736.7917 | 1267582.5711
242 | 2690780.7773 | 1267563.8483
243 | 2689768.5422 | 1266833.7091
244 | 2690735.3758 | 1267539.7649
245 | 2690725.8507 | 1267497.9072
246 | 2690765.111 | 1267501.9881
247 | 2690719.7521 | 1267473.4213
248 | 2690803.5555 | 1266376.9325
249 | 2689754.4754 | 1267562.1476
250 | 2689763.7614 | 1267530.5691
251 | 2689715.5936 | 1267517.635
252 | 2690713.7975 | 1267514.9245
253 | 2690697.317 | 1267467.5917
254 | 2690651.8033 | 1267543.4137
255 | 2690642.2044 | 1267560.0073
256 | 2689318.6172 | 1267135.0686
257 | 2690696.8953 | 1266361.4218
258 | 2689278.7291 | 1267115.608
259 | 2689287.6962 | 1267119.9829
260 | 2689299.3796 | 1267125.683
261 | 2689306.2059 | 1267129.0134
262 | 2689764.8688 | 1267566.5788
263 | 2689776.5689 | 1267536.1789
264 | 2690786.7193 | 1266364.0742
265 | 2690768.2317 | 1266336.0655
266 | 2690767.8386 | 1266335.3621
267 | 2690755.434 | 1266313.164
268 | 2690737.8961 | 1266328.8347
269 | 2690707.0667 | 1266317.9127
270 | 2690722.8038 | 1266342.3201
271 | 2690734.4761 | 1266359.8913
272 | 2690716.6691 | 1267517.6486
273 | 2690723.2459 | 1267501.5848
274 | 2690726.7812 | 1267528.751
275 | 2690687.3404 | 1267584.4326
276 | 2690686.5585 | 1267583.74
277 | 2690669.2537 | 1267560.467
278 | 2690716.8882 | 1267577.8788
279 | 2690714.679 | 1267576.4143
280 | 2690689.1931 | 1267560.8101
281 | 2690699.2607 | 1267560.9834
282 | 2690700.5013 | 1267545.8901
283 | 2690719.664 | 1267548.5129
284 | 2690703.6426 | 1267534.9697
285 | 2690717.1317 | 1267471.3624
286 | 2688866.2799 | 1267238.1854
287 | 2688893.8018 | 1267245.8844
288 | 2688885.1363 | 1267243.4603
289 | 2688901.8433 | 1267265.6546
290 | 2688862.0385 | 1267292.9473
291 | 2688970.6849 | 1266977.9973
292 | 2688976.6239 | 1266977.4824
293 | 2688963.3993 | 1266978.629
294 | 2688950.0932 | 1266979.7826
295 | 2688975.5845 | 1266986.6902
296 | 2688942.8087 | 1266980.4142
297 | 2688923.3326 | 1266982.1064
298 | 2688920.8207 | 1266975.4188
299 | 2688925.1527 | 1266986.9446
300 | 2689188.5518 | 1267073.3872

## line_std_types
| c_nf_per_km | r_ohm_per_km | x_ohm_per_km | max_i_ka | type | q_mm2 | alpha | voltage_rating
NAYY 4x50 SE | 210 | 0.642 | 0.083 | 0.142 | cs | 50 | 0.00403 | LV
NAYY 4x120 SE | 264 | 0.225 | 0.08 | 0.242 | cs | 120 | 0.00403 | LV
NAYY 4x150 SE | 261 | 0.208 | 0.08 | 0.27 | cs | 150 | 0.00403 | LV
NA2XS2Y 1x95 RM/25 12/20 kV | 216 | 0.313 | 0.132 | 0.252 | cs | 95 | 0.00403 | MV
NA2XS2Y 1x185 RM/25 12/20 kV | 273 | 0.161 | 0.117 | 0.362 | cs | 185 | 0.00403 | MV
NA2XS2Y 1x240 RM/25 12/20 kV | 304 | 0.122 | 0.112 | 0.421 | cs | 240 | 0.00403 | MV
NA2XS2Y 1x95 RM/25 6/10 kV | 315 | 0.313 | 0.123 | 0.249 | cs | 95 | 0.00403 | MV
NA2XS2Y 1x185 RM/25 6/10 kV | 406 | 0.161 | 0.11 | 0.358 | cs | 185 | 0.00403 | MV
NA2XS2Y 1x240 RM/25 6/10 kV | 456 | 0.122 | 0.105 | 0.416 | cs | 240 | 0.00403 | MV
NA2XS2Y 1x150 RM/25 12/20 kV | 250 | 0.206 | 0.116 | 0.319 | cs | 150 | 0.00403 | MV
NA2XS2Y 1x120 RM/25 12/20 kV | 230 | 0.253 | 0.119 | 0.283 | cs | 120 | 0.00403 | MV
NA2XS2Y 1x70 RM/25 12/20 kV | 190 | 0.443 | 0.132 | 0.22 | cs | 70 | 0.00403 | MV
NA2XS2Y 1x150 RM/25 6/10 kV | 360 | 0.206 | 0.11 | 0.315 | cs | 150 | 0.00403 | MV
NA2XS2Y 1x120 RM/25 6/10 kV | 340 | 0.253 | 0.113 | 0.28 | cs | 120 | 0.00403 | MV
NA2XS2Y 1x70 RM/25 6/10 kV | 280 | 0.443 | 0.123 | 0.217 | cs | 70 | 0.00403 | MV
N2XS(FL)2Y 1x120 RM/35 64/110 kV | 112 | 0.153 | 0.166 | 0.366 | cs | 120 | 0.00393 | HV
N2XS(FL)2Y 1x185 RM/35 64/110 kV | 125 | 0.099 | 0.156 | 0.457 | cs | 185 | 0.00393 | HV
N2XS(FL)2Y 1x240 RM/35 64/110 kV | 135 | 0.075 | 0.149 | 0.526 | cs | 240 | 0.00393 | HV
N2XS(FL)2Y 1x300 RM/35 64/110 kV | 144 | 0.06 | 0.144 | 0.588 | cs | 300 | 0.00393 | HV
15-AL1/3-ST1A 0.4 | 11 | 1.8769 | 0.35 | 0.105 | ol | 16 | 0.00403 | LV
24-AL1/4-ST1A 0.4 | 11.25 | 1.2012 | 0.335 | 0.14 | ol | 24 | 0.00403 | LV
48-AL1/8-ST1A 0.4 | 12.2 | 0.5939 | 0.3 | 0.21 | ol | 48 | 0.00403 | LV
94-AL1/15-ST1A 0.4 | 13.2 | 0.306 | 0.29 | 0.35 | ol | 94 | 0.00403 | LV
34-AL1/6-ST1A 10.0 | 9.7 | 0.8342 | 0.36 | 0.17 | ol | 34 | 0.00403 | MV
48-AL1/8-ST1A 10.0 | 10.1 | 0.5939 | 0.35 | 0.21 | ol | 48 | 0.00403 | MV
70-AL1/11-ST1A 10.0 | 10.4 | 0.4132 | 0.339 | 0.29 | ol | 70 | 0.00403 | MV
94-AL1/15-ST1A 10.0 | 10.75 | 0.306 | 0.33 | 0.35 | ol | 94 | 0.00403 | MV
122-AL1/20-ST1A 10.0 | 11.1 | 0.2376 | 0.323 | 0.41 | ol | 122 | 0.00403 | MV
149-AL1/24-ST1A 10.0 | 11.25 | 0.194 | 0.315 | 0.47 | ol | 149 | 0.00403 | MV
34-AL1/6-ST1A 20.0 | 9.15 | 0.8342 | 0.382 | 0.17 | ol | 34 | 0.00403 | MV
48-AL1/8-ST1A 20.0 | 9.5 | 0.5939 | 0.372 | 0.21 | ol | 48 | 0.00403 | MV
70-AL1/11-ST1A 20.0 | 9.7 | 0.4132 | 0.36 | 0.29 | ol | 70 | 0.00403 | MV
94-AL1/15-ST1A 20.0 | 10 | 0.306 | 0.35 | 0.35 | ol | 94 | 0.00403 | MV
122-AL1/20-ST1A 20.0 | 10.3 | 0.2376 | 0.344 | 0.41 | ol | 122 | 0.00403 | MV
149-AL1/24-ST1A 20.0 | 10.5 | 0.194 | 0.337 | 0.47 | ol | 149 | 0.00403 | MV
184-AL1/30-ST1A 20.0 | 10.75 | 0.1571 | 0.33 | 0.535 | ol | 184 | 0.00403 | MV
243-AL1/39-ST1A 20.0 | 11 | 0.1188 | 0.32 | 0.645 | ol | 243 | 0.00403 | MV
48-AL1/8-ST1A 110.0 | 8 | 0.5939 | 0.46 | 0.21 | ol | 48 | 0.00403 | HV
70-AL1/11-ST1A 110.0 | 8.4 | 0.4132 | 0.45 | 0.29 | ol | 70 | 0.00403 | HV
94-AL1/15-ST1A 110.0 | 8.65 | 0.306 | 0.44 | 0.35 | ol | 94 | 0.00403 | HV
122-AL1/20-ST1A 110.0 | 8.5 | 0.2376 | 0.43 | 0.41 | ol | 122 | 0.00403 | HV
149-AL1/24-ST1A 110.0 | 8.75 | 0.194 | 0.41 | 0.47 | ol | 149 | 0.00403 | HV
184-AL1/30-ST1A 110.0 | 8.8 | 0.1571 | 0.4 | 0.535 | ol | 184 | 0.00403 | HV
243-AL1/39-ST1A 110.0 | 9 | 0.1188 | 0.39 | 0.645 | ol | 243 | 0.00403 | HV
305-AL1/39-ST1A 110.0 | 9.2 | 0.0949 | 0.38 | 0.74 | ol | 305 | 0.00403 | HV
490-AL1/64-ST1A 110.0 | 9.75 | 0.059 | 0.37 | 0.96 | ol | 490 | 0.00403 | HV
679-AL1/86-ST1A 110.0 | 9.95 | 0.042 | 0.36 | 1.15 | ol | 679 | 0.00403 | HV
490-AL1/64-ST1A 220.0 | 10 | 0.059 | 0.285 | 0.96 | ol | 490 | 0.00403 | HV
679-AL1/86-ST1A 220.0 | 11.7 | 0.042 | 0.275 | 1.15 | ol | 679 | 0.00403 | HV
490-AL1/64-ST1A 380.0 | 11 | 0.059 | 0.253 | 0.96 | ol | 490 | 0.00403 | HV
679-AL1/86-ST1A 380.0 | 14.6 | 0.042 | 0.25 | 1.15 | ol | 679 | 0.00403 | HV

## trafo_std_types
| i0_percent | pfe_kw | vkr_percent | sn_mva | vn_lv_kv | vn_hv_kv | vk_percent | shift_degree | vector_group | tap_side | tap_neutral | tap_min | tap_max | tap_step_degree | tap_step_percent | tap_phase_shifter
160 MVA 380/110 kV | 0.06 | 60 | 0.25 | 160 | 110 | 380 | 12.2 | 0 | Yy0 | hv | 0 | -9 | 9 | 0 | 1.5 | FALSE
100 MVA 220/110 kV | 0.06 | 55 | 0.26 | 100 | 110 | 220 | 12 | 0 | Yy0 | hv | 0 | -9 | 9 | 0 | 1.5 | FALSE
63 MVA 110/20 kV | 0.04 | 22 | 0.32 | 63 | 20 | 110 | 18 | 150 | YNd5 | hv | 0 | -9 | 9 | 0 | 1.5 | FALSE
40 MVA 110/20 kV | 0.05 | 18 | 0.34 | 40 | 20 | 110 | 16.2 | 150 | YNd5 | hv | 0 | -9 | 9 | 0 | 1.5 | FALSE
25 MVA 110/20 kV | 0.07 | 14 | 0.41 | 25 | 20 | 110 | 12 | 150 | YNd5 | hv | 0 | -9 | 9 | 0 | 1.5 | FALSE
63 MVA 110/10 kV | 0.04 | 22 | 0.32 | 63 | 10 | 110 | 18 | 150 | YNd5 | hv | 0 | -9 | 9 | 0 | 1.5 | FALSE
40 MVA 110/10 kV | 0.05 | 18 | 0.34 | 40 | 10 | 110 | 16.2 | 150 | YNd5 | hv | 0 | -9 | 9 | 0 | 1.5 | FALSE
25 MVA 110/10 kV | 0.07 | 14 | 0.41 | 25 | 10 | 110 | 12 | 150 | YNd5 | hv | 0 | -9 | 9 | 0 | 1.5 | FALSE
0.25 MVA 20/0.4 kV | 0.32 | 0.8 | 1.44 | 0.25 | 0.4 | 20 | 6 | 150 | Yzn5 | hv | 0 | -2 | 2 | 0 | 2.5 | FALSE
0.4 MVA 20/0.4 kV | 0.3375 | 1.35 | 1.425 | 0.4 | 0.4 | 20 | 6 | 150 | Dyn5 | hv | 0 | -2 | 2 | 0 | 2.5 | FALSE
0.63 MVA 20/0.4 kV | 0.2619 | 1.65 | 1.206 | 0.63 | 0.4 | 20 | 6 | 150 | Dyn5 | hv | 0 | -2 | 2 | 0 | 2.5 | FALSE
0.25 MVA 10/0.4 kV | 0.24 | 0.6 | 1.2 | 0.25 | 0.4 | 10 | 4 | 150 | Dyn5 | hv | 0 | -2 | 2 | 0 | 2.5 | FALSE
0.4 MVA 10/0.4 kV | 0.2375 | 0.95 | 1.325 | 0.4 | 0.4 | 10 | 4 | 150 | Dyn5 | hv | 0 | -2 | 2 | 0 | 2.5 | FALSE
0.63 MVA 10/0.4 kV | 0.1873 | 1.18 | 1.0794 | 0.63 | 0.4 | 10 | 4 | 150 | Dyn5 | hv | 0 | -2 | 2 | 0 | 2.5 | FALSE

## trafo3w_std_types
| sn_hv_mva | sn_mv_mva | sn_lv_mva | vn_hv_kv | vn_mv_kv | vn_lv_kv | vk_hv_percent | vk_mv_percent | vk_lv_percent | vkr_hv_percent | vkr_mv_percent | vkr_lv_percent | pfe_kw | i0_percent | shift_mv_degree | shift_lv_degree | vector_group | tap_side | tap_neutral | tap_min | tap_max | tap_step_percent
63/25/38 MVA 110/20/10 kV | 63 | 25 | 38 | 110 | 20 | 10 | 10.4 | 10.4 | 10.4 | 0.28 | 0.32 | 0.35 | 35 | 0.89 | 0 | 0 | YN0yn0yn0 | hv | 0 | -10 | 10 | 1.2
63/25/38 MVA 110/10/10 kV | 63 | 25 | 38 | 110 | 10 | 10 | 10.4 | 10.4 | 10.4 | 0.28 | 0.32 | 0.35 | 35 | 0.89 | 0 | 0 | YN0yn0yn0 | hv | 0 | -10 | 10 | 1.2

## fuse_std_types
| fuse_type | i_rated_a | t_avg | t_min | t_total | x_avg | x_min | x_total
HV 100A | HV 100A | 100 | 0 | [10.0, 3.64, 0.854, 0.281, 0.1, 0.0531, 0.022, 0.01] | [10.0, 4.267, 1.21, 0.403, 0.1, 0.058, 0.022, 0.01] | 0 | [300.0, 350.0, 450.0, 550.0, 700.0, 850.0, 1200.0, 1752.0] | [600.0, 700.0, 900.0, 1150.0, 1665.0, 2000.0, 3000.0, 4313.0]
HV 10A | HV 10A | 10 | 0 | [10.0, 1675.0, 0.344, 0.156, 0.1, 0.0417, 0.0171, 0.01] | [10.0, 1.3, 0.3, 0.155, 0.1, 0.0555, 0.023, 0.01] | 0 | [30.0, 32.0, 35.0, 37.0, 39.0, 50.0, 70.0, 88.0] | [60.0, 70.0, 80.0, 87.0, 94.0, 110.0, 150.0, 216.0]
HV 125A | HV 125A | 125 | 0 | [10.0, 1.82, 0.344, 0.1, 0.0467, 0.0269, 0.01] | [10.0, 2.478, 0.426, 0.1, 0.0427, 0.0211, 0.01] | 0 | [375.0, 500.0, 700.0, 925.0, 1200.0, 1500.0, 2341.0] | [750.0, 1000.0, 1500.0, 2200.0, 3000.0, 4000.0, 5765.0]
HV 160A | HV 160A | 160 | 0 | [10.0, 4.15, 1.03, 0.198, 0.1, 0.051, 0.0172, 0.01] | [10.0, 2.3, 0.734, 0.274, 0.1, 0.046, 0.0177, 0.01] | 0 | [480.0, 550.0, 700.0, 1000.0, 1260.0, 1600.0, 2500.0, 3227.0] | [960.0, 1300.0, 1700.0, 2200.0, 2996.0, 4000.0, 6000.0, 7946.0]
HV 16A | HV 16A | 16 | 0 | [10.0, 0.352, 0.164, 0.1, 0.0649, 0.0342, 0.01] | [10.0, 2.34, 0.722, 0.181, 0.1, 0.055, 0.0296, 0.01] | 0 | [48.0, 60.0, 65.0, 71.0, 80.0, 100.0, 162.0] | [96.0, 110.0, 125.0, 150.0, 168.0, 200.0, 250.0, 398.0]
HV 200A | HV 200A | 200 | 0 | [10.0, 4.267, 1.21, 0.403, 0.1, 0.058, 0.022, 0.01] | [10.0, 3.73, 1.654, 0.328, 0.1, 0.0531, 0.019, 0.01] | 0 | [600.0, 700.0, 900.0, 1150.0, 1665.0, 2000.0, 3000.0, 4313.0] | [1200.0, 1500.0, 1800.0, 2700.0, 3960.0, 5000.0, 7500.0, 10620.0]
HV 20A | HV 20A | 20 | 0 | [10.0, 1.3, 0.3, 0.155, 0.1, 0.0555, 0.023, 0.01] | [10.0, 1.3, 0.161, 0.1, 0.0611, 0.0399, 0.0141, 0.01] | 0 | [60.0, 70.0, 80.0, 87.0, 94.0, 110.0, 150.0, 216.0] | [120.0, 150.0, 200.0, 223.0, 260.0, 300.0, 450.0, 532.0]
HV 25A | HV 25A | 25 | 0 | [10.0, 2.512, 0.833, 0.299, 0.1, 0.0372, 0.0223, 0.01] | [10.0, 3.125, 0.597, 0.198, 0.1, 0.0378, 0.022, 0.01] | 0 | [75.0, 82.0, 90.0, 100.0, 124.0, 170.0, 200.0, 289.0] | [150.0, 170.0, 210.0, 250.0, 294.0, 400.0, 500.0, 711.0]
HV 31.5A | HV 31.5A | 31.5 | 0 | [10.0, 2.34, 0.722, 0.181, 0.1, 0.055, 0.0296, 0.01] | [10.0, 2.84, 0.368, 0.164, 0.1, 0.0621, 0.0378, 0.0195, 0.01] | 0 | [95.0, 110.0, 125.0, 150.0, 165.0, 200.0, 250.0, 390.0] | [189.0, 220.0, 300.0, 350.0, 393.0, 450.0, 530.0, 700.0, 960.0]
HV 40A | HV 40A | 40 | 0 | [10.0, 1.3, 0.161, 0.1, 0.0611, 0.0399, 0.0141, 0.01] | [10.0, 2.05, 0.369, 0.198, 0.1, 0.051, 0.0298, 0.01] | 0 | [120.0, 150.0, 200.0, 223.0, 260.0, 300.0, 450.0, 532.0] | [240.0, 300.0, 400.0, 450.0, 530.0, 650.0, 800.0, 1311.0]
HV 50A | HV 50A | 50 | 0 | [10.0, 3.215, 0.597, 0.198, 0.1, 0.0378, 0.022, 0.01] | [10.0, 3.64, 0.854, 0.281, 0.1, 0.0531, 0.022, 0.01] | 0 | [150.0, 170.0, 210.0, 250.0, 294.0, 400.0, 500.0, 711.0] | [300.0, 350.0, 450.0, 550.0, 700.0, 850.0, 1200.0, 1752.0]
HV 6.3A | HV 6.3A | 6.3 | 0 | [10.0, 1.39, 0.344, 0.168, 0.1, 0.056, 0.0263, 0.01] | [10.0, 1.711, 0.516, 0.198, 0.1, 0.0634, 0.0303, 0.01] | 0 | [19.0, 19.5, 20.4, 20.8, 22.0, 25.0, 32.0, 48.0] | [38.0, 40.0, 43.0, 48.0, 53.0, 60.0, 75.0, 118.0]
HV 63A | HV 63A | 63 | 0 | [10.0, 2.84, 0.368, 0.164, 0.1, 0.0621, 0.0378, 0.0195, 0.01] | [10.0, 1.82, 0.344, 0.1, 0.0467, 0.0269, 0.01] | 0 | [189.0, 220.0, 300.0, 350.0, 393.0, 450.0, 530.0, 700.0, 961.0] | [378.0, 500.0, 700.0, 934.0, 1200.0, 1500.0, 2366.0]
HV 80A | HV 80A | 80 | 0 | [10.0, 2.05, 0.369, 0.198, 0.1, 0.051, 0.0298, 0.01] | [10.0, 4.15, 1.03, 0.198, 0.1, 0.051, 0.0172, 0.01] | 0 | [240.0, 300.0, 400.0, 450.0, 530.0, 650.0, 800.0, 1311.0] | [480.0, 550.0, 700.0, 1000.0, 1260.0, 1600.0, 2500.0, 3227.0]
Siemens NH-1-100 | Siemens NH-1-100 | 100 | [5400.0, 2000.0, 400.0, 20.0, 1.0, 0.2, 0.012, 0.004] | 0 | 0 | [150.0, 190.0, 250.0, 430.0, 900.0, 1250.0, 2700.0, 3600.0] | 0 | 0
Siemens NH-1-125 | Siemens NH-1-125 | 125 | [4800.0, 120.0, 7.0, 0.1, 0.004] | 0 | 0 | [180.0, 400.0, 740.0, 2000.0, 4250.0] | 0 | 0
Siemens NH-1-16 | Siemens NH-1-16 | 16 | [4000.0, 400.0, 2.0, 0.1, 0.04, 0.01] | 0 | 0 | [26.0, 35.0, 75.0, 150.0, 200.0, 300.0] | 0 | 0
Siemens NH-1-160 | Siemens NH-1-160 | 160 | [4800.0, 120.0, 7.0, 0.1, 0.004] | 0 | 0 | [210.0, 500.0, 900.0, 2300.0, 5000.0] | 0 | 0
Siemens NH-1-25 | Siemens NH-1-25 | 25 | [4000.0, 1000.0, 10.0, 0.2, 0.02, 0.01] | 0 | 0 | [40.0, 50.0, 100.0, 210.0, 400.0, 500.0] | 0 | 0
Siemens NH-1-50 | Siemens NH-1-50 | 50 | [4000.0, 40.0, 4.0, 1.0, 0.02, 0.01] | 0 | 0 | [86.0, 200.0, 300.0, 400.0, 1000.0, 1280.0] | 0 | 0
Siemens NH-1-63 | Siemens NH-1-63 | 63 | [4000.0, 100.0, 10.0, 2.0, 0.04, 0.01] | 0 | 0 | [100.0, 200.0, 300.0, 400.0, 1000.0, 1500.0] | 0 | 0
Siemens NH-1-80 | Siemens NH-1-80 | 80 | [4800.0, 120.0, 7.0, 0.1, 0.01] | 0 | 0 | [150.58, 250.0, 450.0, 1150.0, 2470.0] | 0 | 0
Siemens NH-2-1000 | Siemens NH-2-1000 | 1000 | [4800.0, 120.0, 7.0, 0.1, 0.004] | 0 | 0 | [1900.0, 3500.0, 8400.0, 24000.0, 52000.0] | 0 | 0
Siemens NH-2-200 | Siemens NH-2-200 | 200 | [4800.0, 120.0, 7.0, 0.1, 0.004] | 0 | 0 | [280.0, 650.0, 1200.0, 3000.0, 7000.0] | 0 | 0
Siemens NH-2-224 | Siemens NH-2-224 | 224 | [4800.0, 120.0, 7.0, 0.2, 0.04, 0.004] | 0 | 0 | [400.0, 750.0, 1453.0, 3025.0, 4315.0, 7600.0] | 0 | 0
Siemens NH-2-250 | Siemens NH-2-250 | 250 | [4800.0, 120.0, 7.0, 0.1, 0.004] | 0 | 0 | [450.0, 800.0, 1650.0, 4000.0, 8500.0] | 0 | 0
Siemens NH-2-315 | Siemens NH-2-315 | 315 | [4800.0, 120.0, 7.0, 0.1, 0.004] | 0 | 0 | [550.0, 920.0, 1900.0, 5000.0, 11000.0] | 0 | 0
Siemens NH-2-355 | Siemens NH-2-355 | 355 | [4800.0, 120.0, 6.0, 0.1, 0.004] | 0 | 0 | [650.0, 1116.27, 2350.0, 5840.0, 12790.0] | 0 | 0
Siemens NH-2-400 | Siemens NH-2-400 | 400 | [4800.0, 120.0, 7.0, 0.1, 0.004] | 0 | 0 | [720.0, 1350.0, 2800.0, 6500.0, 15000.0] | 0 | 0
Siemens NH-2-425 | Siemens NH-2-425 | 425 | [4800.0, 120.0, 7.0, 0.1, 0.004] | 0 | 0 | [850.0, 1500.0, 3050.0, 7500.0, 16500.0] | 0 | 0
Siemens NH-2-630 | Siemens NH-2-630 | 630 | [4800.0, 120.0, 7.0, 0.1, 0.004] | 0 | 0 | [1200.0, 2000.0, 4800.0, 12000.0, 26000.0] | 0 | 0

## res_bus
| vm_pu | va_degree | p_mw | q_mvar
0 | 0.97598 | -0.46241 | 0.0056836 | 0.0014245
1 | 0.97597 | -0.46271 | 0.0044937 | 0.0011262
2 | 0.97616 | -0.45892 | 0 | 0
3 | 0.97601 | -0.46196 | 0.0036798 | 0.00092225
4 | 0.97621 | -0.45792 | 0 | 0
5 | 0.97626 | -0.45696 | 0 | 0
6 | 0.97596 | -0.46286 | 0.0015344 | 0.00038457
7 | 0.97588 | -0.46449 | 0 | 0
8 | 0.9759 | -0.46412 | 0 | 0
9 | 0.97557 | -0.47058 | 0.00083572 | 0.00020945
10 | 0.97585 | -0.46509 | 0 | 0
11 | 0.97582 | -0.46557 | 0.0023546 | 0.00059011
12 | 0.97787 | -0.4254 | 0 | 0
13 | 0.97772 | -0.42835 | 0.0017066 | 0.00042772
14 | 0.97894 | -0.40435 | 0 | 0
15 | 0.97706 | -0.4412 | 0 | 0
16 | 0.97678 | -0.44678 | 0.0017987 | 0.0004508
17 | 0.97608 | -0.46045 | 0.0019968 | 0.00050045
18 | 0.97486 | -0.48447 | 0.00091139 | 0.00022842
19 | 0.97348 | -0.51177 | 0.0020379 | 0.00051075
20 | 0.97356 | -0.51019 | 0.003302 | 0.00082756
21 | 0.97457 | -0.49017 | 0.0039821 | 0.00099801
22 | 0.97429 | -0.49565 | 0.0015964 | 0.0004001
23 | 0.97368 | -0.50776 | 0 | 0
24 | 0.97362 | -0.5089 | 0 | 0
25 | 0.97287 | -0.5237 | 0 | 0
26 | 0.97321 | -0.51703 | 0 | 0
27 | 0.97228 | -0.53546 | 0 | 0
28 | 0.97278 | -0.52549 | 0.002243 | 0.00056215
29 | 0.97177 | -0.54556 | 0.0022299 | 0.00055887
30 | 0.97319 | -0.51738 | 0.0024315 | 0.00060938
31 | 0.97305 | -0.52015 | 0.00066637 | 0.00016701
32 | 0.97171 | -0.54679 | 0.0012092 | 0.00030304
33 | 0.97309 | -0.51934 | 0.0029206 | 0.00073196
34 | 0.97314 | -0.51839 | 0.0024056 | 0.00060289
35 | 0.97328 | -0.51566 | 0.0035325 | 0.00088532
36 | 0.97351 | -0.51103 | 0.0019439 | 0.00048718
37 | 0.98083 | -0.36766 | 0.010052 | 0.0025194
38 | 0.98148 | -0.3549 | 0 | 0
39 | 0.97956 | -0.39224 | 0 | 0
40 | 0.97936 | -0.39619 | 0.0033383 | 0.00083666
41 | 0.98054 | -0.37326 | 0.0028107 | 0.00070443
42 | 0.97758 | -0.43108 | 0.0033794 | 0.00084695
43 | 0.97876 | -0.40796 | 0.0011886 | 0.00029788
44 | 0.9768 | -0.44637 | 0.0013321 | 0.00033387
45 | 0.97928 | -0.39783 | 0.0043372 | 0.001087
46 | 0.9813 | -0.35836 | 0 | 0
47 | 0.98096 | -0.36497 | 0.009633 | 0.0024143
48 | 0.98157 | -0.35312 | 0 | 0
49 | 0.98161 | -0.35228 | 0 | 0
50 | 0.97741 | -0.43449 | 0.0018227 | 0.00045681
51 | 0.97855 | -0.41207 | 0 | 0
52 | 0.97666 | -0.44906 | 0.00098199 | 0.00024611
53 | 0.9774 | -0.43454 | 0.0036949 | 0.00092603
54 | 0.97739 | -0.43473 | 0.0028125 | 0.00070489
55 | 0.97285 | -0.52411 | 0.0023649 | 0.00059271
56 | 0.9737 | -0.50745 | 0.0028441 | 0.00071279
57 | 0.9728 | -0.52511 | 0 | 0
58 | 0.97272 | -0.52673 | 0.0027421 | 0.00068723
59 | 0.97274 | -0.52631 | 0.0013231 | 0.0003316
60 | 0.97269 | -0.52738 | 0.0017959 | 0.00045011
61 | 0.97496 | -0.48245 | 0.0016016 | 0.0004014
62 | 0.97476 | -0.48644 | 0.0016087 | 0.00040318
63 | 0.97503 | -0.48118 | 0.0022042 | 0.00055243
64 | 0.97442 | -0.49322 | 0.002136 | 0.00053534
65 | 0.9755 | -0.47189 | 0 | 0
66 | 0.97397 | -0.50197 | 0 | 0
67 | 0.97445 | -0.4925 | 0.0012539 | 0.00031427
68 | 0.97565 | -0.46897 | 0.0019449 | 0.00048743
69 | 0.9739 | -0.5034 | 0.0029281 | 0.00073385
70 | 0.97406 | -0.50014 | 0.0011274 | 0.00028256
71 | 0.9761 | -0.46012 | 0.0047748 | 0.0011967
72 | 0.9761 | -0.45999 | 0.0011978 | 0.0003002
73 | 0.97611 | -0.45998 | 0.001197 | 0.0003
74 | 0.97613 | -0.45954 | 0.0013436 | 0.00033674
75 | 0.97406 | -0.50024 | 0.0011201 | 0.00028073
76 | 0.97645 | -0.45317 | 0.00098183 | 0.00024607
77 | 0.97646 | -0.45293 | 0.0012765 | 0.00031993
78 | 0.97654 | -0.45135 | 0.000983 | 0.00024636
79 | 0.97656 | -0.45105 | 0.0013927 | 0.00034903
80 | 0.97348 | -0.51169 | 0.0026034 | 0.00065247
81 | 0.97362 | -0.50895 | 0 | 0
82 | 0.97344 | -0.51238 | 0.0034294 | 0.00085948
83 | 0.97303 | -0.52044 | 0.0029638 | 0.00074281
84 | 0.97264 | -0.52815 | 0.0011563 | 0.0002898
85 | 0.97243 | -0.53244 | 0.0012429 | 0.00031151
86 | 0.97853 | -0.41254 | 0.00081101 | 0.00020326
87 | 0.97854 | -0.41236 | 0.0012982 | 0.00032537
88 | 0.97846 | -0.41389 | 0.0029923 | 0.00074995
89 | 0.97844 | -0.41428 | 0.0027518 | 0.00068968
90 | 0.97842 | -0.41459 | 0.0012292 | 0.00030806
91 | 0.9822 | -0.34095 | 0 | 0
92 | 0.98185 | -0.34779 | 0.00082129 | 0.00020584
93 | 0.98289 | -0.32737 | 0.0006928 | 0.00017363
94 | 0.98182 | -0.34821 | 0.003571 | 0.00089498
95 | 0.98313 | -0.32271 | 0.00071912 | 0.00018023
96 | 0.98455 | -0.29521 | 0.00373 | 0.00093482
97 | 0.9846 | -0.29421 | 0.00056916 | 0.00014264
98 | 0.98132 | -0.35808 | 0.0021481 | 0.00053837
99 | 0.98134 | -0.35776 | 0.0016813 | 0.00042138
100 | 0.98682 | -0.25156 | 0.00066622 | 0.00016697
101 | 0.98682 | -0.25151 | 0.00066787 | 0.00016738
102 | 0.98463 | -0.29376 | 0 | 0
103 | 0.98448 | -0.29657 | 0 | 0
104 | 0.98484 | -0.28966 | 0.0014745 | 0.00036955
105 | 0.98347 | -0.31608 | 0.0015237 | 0.00038186
106 | 0.98447 | -0.29671 | 0 | 0
107 | 0.98515 | -0.28358 | 0.0014692 | 0.00036821
108 | 0.97238 | -0.53338 | 0.0014305 | 0.00035851
109 | 0.97186 | -0.5436 | 0.0065365 | 0.0016382
110 | 0.97166 | -0.54759 | 0.0052629 | 0.001319
111 | 0.97161 | -0.54862 | 0.005639 | 0.0014133
112 | 0.9858 | -0.27113 | 0.0042096 | 0.001055
113 | 0.98574 | -0.27215 | 0.001474 | 0.00036943
114 | 0.98607 | -0.26591 | 0.00147 | 0.00036843
115 | 0.98727 | -0.24279 | 0.0034375 | 0.00086151
116 | 0.98783 | -0.23191 | 0 | 0
117 | 0.98754 | -0.23754 | 0.0019757 | 0.00049517
118 | 0.9888 | -0.21325 | 0.0057216 | 0.001434
119 | 0.99971 | -0.0055971 | 0.0012476 | 0.00031267
120 | 1 | 0 | -0.42688 | -0.10896
121 | 0.99925 | -0.014484 | 0.0012104 | 0.00030337
122 | 0.9979 | -0.039673 | 0.0018702 | 0.00046872
123 | 0.99865 | -0.026011 | 0.0021182 | 0.00053087
124 | 0.99665 | -0.06335 | 0 | 0
125 | 0.99864 | -0.026159 | 0.0015131 | 0.00037922
126 | 0.99653 | -0.065663 | 0.00028274 | 7.0862e-05
127 | 0.99629 | -0.070224 | 0.0035263 | 0.00088379
128 | 0.99795 | -0.039312 | 0.0014436 | 0.0003618
129 | 0.99758 | -0.046475 | 0 | 0
130 | 0.99745 | -0.048975 | 0 | 0
131 | 0.99748 | -0.048531 | 0.0075462 | 0.0018913
132 | 0.99735 | -0.050906 | 0.0014992 | 0.00037574
133 | 0.99726 | -0.052625 | 0.0012416 | 0.00031117
134 | 0.99746 | -0.048874 | 0.0011516 | 0.00028861
135 | 0.99732 | -0.051544 | 0.0040044 | 0.0010036
136 | 0.99717 | -0.054385 | 0.00245 | 0.00061403
137 | 0.99744 | -0.049318 | 0.0025163 | 0.00063065
138 | 0.98685 | -0.25091 | 0.0014805 | 0.00037104
139 | 0.98685 | -0.25091 | 0.0030575 | 0.00076628
140 | 0.98692 | -0.24964 | 0 | 0
141 | 0.98719 | -0.24439 | 0.0018945 | 0.00047482
142 | 0.98639 | -0.26002 | 0.0028205 | 0.00070689
143 | 0.98638 | -0.26024 | 0.00072079 | 0.00018065
144 | 0.98913 | -0.207 | 0.0014095 | 0.00035325
145 | 0.98983 | -0.19348 | 0 | 0
146 | 0.98628 | -0.26212 | 0.0023981 | 0.00060102
147 | 0.98583 | -0.27081 | 0.0013123 | 0.00032889
148 | 0.98576 | -0.27234 | 0.0005317 | 0.00013326
149 | 0.99134 | -0.16477 | 0.0037905 | 0.00095
150 | 0.99137 | -0.16414 | 0.00082424 | 0.00020657
151 | 0.99138 | -0.16392 | 0.00082236 | 0.0002061
152 | 0.98517 | -0.28384 | 0 | 0
153 | 0.98531 | -0.28103 | 0 | 0
154 | 0.985 | -0.28715 | 0.001783 | 0.00044687
155 | 0.99144 | -0.1628 | 0.0021757 | 0.00054528
156 | 0.98558 | -0.27567 | 0.00098626 | 0.00024718
157 | 0.98528 | -0.28172 | 0.0014863 | 0.0003725
158 | 0.98493 | -0.2884 | 0.0015356 | 0.00038486
159 | 0.99175 | -0.15683 | 0 | 0
160 | 0.98525 | -0.28227 | 0.00093884 | 0.0002353
161 | 0.98454 | -0.29605 | 0 | 0
162 | 0.99328 | -0.12742 | 0.0049666 | 0.0012447
163 | 0.99294 | -0.13397 | 0.0048875 | 0.0012249
164 | 0.99488 | -0.097079 | 0.0018574 | 0.0004655
165 | 0.99223 | -0.14763 | 0.0028623 | 0.00071736
166 | 0.99501 | -0.094539 | 0.0050443 | 0.0012642
167 | 0.99186 | -0.15455 | 0 | 0
168 | 0.9955 | -0.085194 | 0.0028495 | 0.00071416
169 | 0.99139 | -0.16353 | 0.0041562 | 0.0010416
170 | 0.99568 | -0.081873 | 0.0024324 | 0.00060961
171 | 0.99016 | -0.1871 | 0.00090416 | 0.0002266
172 | 0.99017 | -0.18699 | 0 | 0
173 | 0.99018 | -0.18675 | 0.0033671 | 0.00084388
174 | 0.99024 | -0.18572 | 0 | 0
175 | 0.99046 | -0.18136 | 0 | 0
176 | 0.99639 | -0.068509 | 0.00061405 | 0.0001539
177 | 0.98979 | -0.19418 | 0.0011076 | 0.00027759
178 | 0.98979 | -0.1943 | 0.00048999 | 0.0001228
179 | 0.98979 | -0.19434 | 0.0011035 | 0.00027656
180 | 0.99638 | -0.06871 | 0.00071942 | 0.0001803
181 | 0.9963 | -0.070069 | 0.0006934 | 0.00017378
182 | 0.99594 | -0.07704 | 0.0026338 | 0.00066009
183 | 0.99588 | -0.078278 | 0.0027811 | 0.000697
184 | 0.99571 | -0.081582 | 0.00063977 | 0.00016034
185 | 0.99709 | -0.05594 | 0.003351 | 0.00083983
186 | 0.9739 | -0.50348 | 0.0020313 | 0.00050909
187 | 0.97159 | -0.54911 | 0.0018211 | 0.00045641
188 | 0.97165 | -0.54792 | 0 | 0
189 | 0.9945 | -0.10479 | 0.00042754 | 0.00010715
190 | 0.99451 | -0.10468 | 0 | 0
191 | 0.9893 | -0.20536 | 0 | 0
192 | 0.99061 | -0.18006 | 0 | 0
193 | 0.98886 | -0.21396 | 0.00043012 | 0.0001078
194 | 0.98776 | -0.23542 | 0 | 0
195 | 0.98773 | -0.23589 | 0.00015512 | 3.8877e-05
196 | 0.98606 | -0.2684 | 0 | 0
197 | 0.98856 | -0.21971 | 0.00043358 | 0.00010867
198 | 0.99262 | -0.14107 | 0 | 0
199 | 0.98954 | -0.20076 | 0.0024441 | 0.00061254
200 | 0.98265 | -0.333 | 0 | 0
201 | 0.98248 | -0.33649 | 0 | 0
202 | 0.98265 | -0.3331 | 0.0001756 | 4.4009e-05
203 | 0.98253 | -0.33743 | 0 | 0
204 | 0.98253 | -0.33737 | 0 | 0
205 | 0.98252 | -0.3376 | 0.00024614 | 6.1687e-05
206 | 0.98588 | -0.27192 | 0.001664 | 0.00041704
207 | 0.98218 | -0.34232 | 0.00067588 | 0.00016939
208 | 0.98261 | -0.33587 | 0 | 0
209 | 0.98257 | -0.33659 | 0 | 0
210 | 0.98263 | -0.33532 | 0.00061606 | 0.0001544
211 | 0.98281 | -0.33194 | 0 | 0
212 | 0.98282 | -0.33165 | 0 | 0
213 | 0.97669 | -0.45154 | 0 | 0
214 | 0.98278 | -0.33238 | 0.00045592 | 0.00011427
215 | 0.97559 | -0.47329 | 0.00062967 | 0.00015781
216 | 0.98917 | -0.20799 | 0 | 0
217 | 0.9891 | -0.20932 | 0.00047289 | 0.00011852
218 | 0.98882 | -0.21478 | 0 | 0
219 | 0.98952 | -0.20117 | 0.001939 | 0.00048596
220 | 0.98823 | -0.22627 | 0 | 0
221 | 0.9881 | -0.22877 | 0 | 0
222 | 0.98846 | -0.22178 | 0.00045703 | 0.00011454
223 | 0.98585 | -0.27256 | 0 | 0
224 | 0.98576 | -0.27422 | 0.00043072 | 0.00010795
225 | 0.98312 | -0.32581 | 0 | 0
226 | 0.98462 | -0.29645 | 0 | 0
227 | 0.9831 | -0.32628 | 0 | 0
228 | 0.99358 | -0.12252 | 0.00067668 | 0.00016959
229 | 0.99496 | -0.095836 | 0.00028303 | 7.0935e-05
230 | 0.98488 | -0.29139 | 0.0027233 | 0.00068253
231 | 0.98529 | -0.28354 | 0 | 0
232 | 0.9852 | -0.28529 | 0 | 0
233 | 0.98555 | -0.27834 | 0.0016308 | 0.00040871
234 | 0.99279 | -0.13786 | 0.00017372 | 4.3538e-05
235 | 0.9888 | -0.21514 | 0.00082685 | 0.00020723
236 | 0.973 | -0.52432 | 0 | 0
237 | 0.97287 | -0.52691 | 0.0033941 | 0.00085064
238 | 0.97315 | -0.5213 | 0.0020359 | 0.00051025
239 | 0.98885 | -0.21411 | 0.00020258 | 5.0771e-05
240 | 0.98255 | -0.33696 | 0.00024484 | 6.1362e-05
241 | 0.98251 | -0.33766 | 0.00030076 | 7.5378e-05
242 | 0.9825 | -0.33793 | 0.00065158 | 0.0001633
243 | 0.98214 | -0.34305 | 0.0040112 | 0.0010053
244 | 0.98266 | -0.33474 | 0 | 0
245 | 0.98286 | -0.33085 | 0.00038031 | 9.5315e-05
246 | 0.9828 | -0.33199 | 0.00053466 | 0.000134
247 | 0.98277 | -0.33262 | 0.0011865 | 0.00029736
248 | 0.97454 | -0.49398 | 0 | 0
249 | 0.98785 | -0.23353 | 0.0043179 | 0.0010822
250 | 0.98789 | -0.23279 | 0.0029634 | 0.00074269
251 | 0.98807 | -0.22935 | 0.00052349 | 0.0001312
252 | 0.98293 | -0.32955 | 0 | 0
253 | 0.98307 | -0.3268 | 0.0010017 | 0.00025106
254 | 0.9823 | -0.34189 | 0.0010856 | 0.00027208
255 | 0.98232 | -0.34151 | 0 | 0
256 | 0.99507 | -0.093853 | 0.00053827 | 0.0001349
257 | 0.97317 | -0.52094 | 0.00069068 | 0.0001731
258 | 0.99551 | -0.08533 | 0.0020898 | 0.00052376
259 | 0.99541 | -0.087295 | 0.00072271 | 0.00018113
260 | 0.99528 | -0.089823 | 0.0002798 | 7.0124e-05
261 | 0.9952 | -0.091292 | 0.0023071 | 0.00057822
262 | 0.98785 | -0.23366 | 0.0006395 | 0.00016027
263 | 0.98802 | -0.23034 | 0.00083857 | 0.00021017
264 | 0.97428 | -0.499 | 0.0015582 | 0.00039051
265 | 0.97392 | -0.50609 | 0.00045833 | 0.00011487
266 | 0.97391 | -0.50625 | 0.0018428 | 0.00046185
267 | 0.9737 | -0.51049 | 0 | 0
268 | 0.9735 | -0.5144 | 0.0012438 | 0.00031174
269 | 0.97332 | -0.51797 | 0.0012428 | 0.00031147
270 | 0.97335 | -0.51731 | 0 | 0
271 | 0.97335 | -0.51748 | 0.00044087 | 0.00011049
272 | 0.9829 | -0.33018 | 0 | 0
273 | 0.98288 | -0.33058 | 0.0005858 | 0.00014681
274 | 0.98277 | -0.33258 | 0.00023052 | 5.7773e-05
275 | 0.98229 | -0.34207 | 0.0009684 | 0.0002427
276 | 0.98229 | -0.34205 | 0.00097425 | 0.00024417
277 | 0.98234 | -0.34098 | 0 | 0
278 | 0.9825 | -0.33803 | 0 | 0
279 | 0.98249 | -0.33807 | 0.00096791 | 0.00024258
280 | 0.9824 | -0.33989 | 0.00020055 | 5.0264e-05
281 | 0.98243 | -0.33931 | 0 | 0
282 | 0.98248 | -0.33842 | 0 | 0
283 | 0.98257 | -0.33657 | 0.00033654 | 8.4345e-05
284 | 0.98245 | -0.33883 | 0.0019864 | 0.00049784
285 | 0.98277 | -0.33266 | 0.00055511 | 0.00013912
286 | 0.97608 | -0.46055 | 0.0023284 | 0.00058354
287 | 0.97595 | -0.46303 | 0.0032585 | 0.00081666
288 | 0.97599 | -0.46238 | 0.0011181 | 0.00028022
289 | 0.97593 | -0.46339 | 0.00073091 | 0.00018318
290 | 0.97267 | -0.52772 | 0.0015834 | 0.00039684
291 | 0.98111 | -0.36217 | 0.0016657 | 0.00041745
292 | 0.9811 | -0.36238 | 0.0019103 | 0.00047878
293 | 0.98114 | -0.3617 | 0.0016822 | 0.0004216
294 | 0.9812 | -0.36043 | 0.0016651 | 0.0004173
295 | 0.98445 | -0.29719 | 0.0011888 | 0.00029794
296 | 0.98125 | -0.35951 | 0.0016813 | 0.00042139
297 | 0.9814 | -0.35647 | 0 | 0
298 | 0.98136 | -0.35724 | 0.0021471 | 0.00053813
299 | 0.98147 | -0.3551 | 0.0016658 | 0.00041748
300 | 0.99998 | 149.9956 | 0 | 0

## res_line
| p_from_mw | q_from_mvar | p_to_mw | q_to_mvar | pl_mw | ql_mvar | i_from_ka | i_to_ka | i_ka | vm_from_pu | va_from_degree | vm_to_pu | va_to_degree | loading_percent
0 | 0.0044937 | 0.0011262 | -0.0044937 | -0.0011262 | 6.4371e-08 | -4.5011e-09 | 0.0068513 | 0.0068513 | 0.0068513 | 0.97598 | -0.46241 | 0.97597 | -0.46271 | 1.8822
1 | -0.010177 | -0.0025507 | 0.010179 | 0.0025515 | 1.6931e-06 | 8.4922e-07 | 0.015517 | 0.015517 | 0.015517 | 0.97598 | -0.46241 | 0.97616 | -0.45892 | 4.2628
2 | 0.0036804 | 0.00092203 | -0.0036798 | -0.00092225 | 5.325e-07 | -2.2313e-07 | 0.00561 | 0.0056103 | 0.0056103 | 0.97616 | -0.45892 | 0.97601 | -0.46196 | 1.5413
3 | -0.013859 | -0.0034735 | 0.01386 | 0.0034739 | 6.6181e-07 | 3.7412e-07 | 0.021127 | 0.021127 | 0.021127 | 0.97616 | -0.45892 | 0.97621 | -0.45792 | 5.804
4 | -0.050921 | -0.012786 | 0.050923 | 0.012787 | 2.3288e-06 | 1.1683e-06 | 0.077626 | 0.077626 | 0.077626 | 0.97621 | -0.45792 | 0.97626 | -0.45696 | 4.2652
5 | 0.037061 | 0.0093116 | -0.037052 | -0.0093083 | 8.7299e-06 | 3.3083e-06 | 0.0565 | 0.0565 | 0.0565 | 0.97621 | -0.45792 | 0.97596 | -0.46286 | 3.1044
6 | -0.060358 | -0.015151 | 0.060388 | 0.015167 | 2.9338e-05 | 1.5886e-05 | 0.092007 | 0.092006 | 0.092007 | 0.97626 | -0.45696 | 0.97678 | -0.44678 | 5.0553
7 | 0.0094349 | 0.0023645 | -0.0094333 | -0.0023637 | 1.5679e-06 | 7.5069e-07 | 0.014381 | 0.014381 | 0.014381 | 0.97626 | -0.45696 | 0.97608 | -0.46045 | 3.9507
8 | 0.035518 | 0.0089237 | -0.035516 | -0.0089229 | 2.1459e-06 | 7.6398e-07 | 0.054161 | 0.054161 | 0.054161 | 0.97596 | -0.46286 | 0.9759 | -0.46412 | 2.9759
9 | -0.03316 | -0.008333 | 0.033161 | 0.0083331 | 5.7599e-07 | 1.8103e-07 | 0.050571 | 0.050571 | 0.050571 | 0.97588 | -0.46449 | 0.9759 | -0.46412 | 2.7786
10 | 0.03316 | 0.008333 | -0.033151 | -0.0083279 | 9.6455e-06 | 5.0426e-06 | 0.050571 | 0.050571 | 0.050571 | 0.97588 | -0.46449 | 0.97557 | -0.47058 | 4.6311
11 | 0.0023547 | 0.0005898 | -0.0023546 | -0.00059001 | 1.0831e-07 | -2.1061e-07 | 0.0035903 | 0.0035904 | 0.0035904 | 0.9759 | -0.46412 | 0.97585 | -0.46509 | 0.98637
12 | 0.032315 | 0.0081185 | -0.032294 | -0.0081051 | 2.1412e-05 | 1.3411e-05 | 0.049297 | 0.049297 | 0.049297 | 0.97557 | -0.47058 | 0.97486 | -0.48447 | 13.543
13 | 0.0023546 | 0.00059001 | -0.0023546 | -0.00059011 | 5.4155e-08 | -1.0529e-07 | 0.0035904 | 0.0035905 | 0.0035905 | 0.97585 | -0.46509 | 0.97582 | -0.46557 | 0.98639
14 | 0.013421 | 0.0033648 | -0.013419 | -0.0033638 | 1.8884e-06 | 1.0571e-06 | 0.020423 | 0.020423 | 0.020423 | 0.97787 | -0.4254 | 0.97772 | -0.42835 | 5.6107
15 | -0.1533 | -0.038579 | 0.15345 | 0.038675 | 0.00015439 | 9.6433e-05 | 0.23333 | 0.23333 | 0.23333 | 0.97787 | -0.4254 | 0.97894 | -0.40435 | 12.8201
16 | 0.13987 | 0.035214 | -0.13977 | -0.035148 | 0.00010558 | 6.5625e-05 | 0.2129 | 0.2129 | 0.2129 | 0.97787 | -0.4254 | 0.97706 | -0.4412 | 11.698
17 | 0.011712 | 0.0029361 | -0.011711 | -0.0029352 | 1.5218e-06 | 8.138e-07 | 0.017826 | 0.017826 | 0.017826 | 0.97772 | -0.42835 | 0.97758 | -0.43108 | 4.8972
18 | 0.010275 | 0.0025757 | -0.010274 | -0.0025748 | 1.768e-06 | 8.8859e-07 | 0.015619 | 0.015619 | 0.015619 | 0.97894 | -0.40435 | 0.97876 | -0.40796 | 4.291
19 | -0.16373 | -0.041251 | 0.16382 | 0.04131 | 9.4897e-05 | 5.945e-05 | 0.24894 | 0.24894 | 0.24894 | 0.97894 | -0.40435 | 0.97956 | -0.39224 | 13.6783
20 | 0.077567 | 0.019521 | -0.077547 | -0.01951 | 1.9143e-05 | 1.1107e-05 | 0.11816 | 0.11816 | 0.11816 | 0.97706 | -0.4412 | 0.9768 | -0.44637 | 6.4923
21 | 0.062203 | 0.015627 | -0.062186 | -0.015618 | 1.6547e-05 | 9.0514e-06 | 0.094745 | 0.094746 | 0.094746 | 0.97706 | -0.4412 | 0.97678 | -0.44678 | 5.2058
22 | 0.0074365 | 0.0018633 | -0.0074364 | -0.0018633 | 3.4118e-08 | 1.2987e-08 | 0.011337 | 0.011337 | 0.011337 | 0.97608 | -0.46045 | 0.97608 | -0.46055 | 3.1144
23 | 0.031382 | 0.0078766 | -0.031374 | -0.0078713 | 8.5287e-06 | 5.3349e-06 | 0.047906 | 0.047906 | 0.047906 | 0.97486 | -0.48447 | 0.97457 | -0.49017 | 13.1609
24 | -0.0020379 | -0.00051075 | 0.0020381 | 0.00051033 | 1.5329e-07 | -4.2568e-07 | 0.0031151 | 0.0031149 | 0.0031151 | 0.97348 | -0.51177 | 0.97356 | -0.51019 | 0.8558
25 | -0.0053401 | -0.0013379 | 0.0053404 | 0.0013379 | 3.2703e-07 | 4.6501e-08 | 0.0081618 | 0.0081617 | 0.0081618 | 0.97356 | -0.51019 | 0.97362 | -0.5089 | 2.2423
26 | 0.027392 | 0.0068733 | -0.027384 | -0.0068689 | 7.148e-06 | 4.439e-06 | 0.041826 | 0.041826 | 0.041826 | 0.97457 | -0.49017 | 0.97429 | -0.49565 | 11.4905
27 | 0.025788 | 0.0064688 | -0.025773 | -0.0064596 | 1.4876e-05 | 9.2023e-06 | 0.039387 | 0.039388 | 0.039388 | 0.97429 | -0.49565 | 0.97368 | -0.50776 | 10.8207
28 | 0.018258 | 0.0045775 | -0.018257 | -0.0045769 | 9.9943e-07 | 5.9707e-07 | 0.027903 | 0.027903 | 0.027903 | 0.97368 | -0.50776 | 0.97362 | -0.5089 | 7.6658
29 | 0.0075149 | 0.0018821 | -0.0075092 | -0.0018799 | 5.702e-06 | 2.2165e-06 | 0.011484 | 0.011485 | 0.011485 | 0.97368 | -0.50776 | 0.97287 | -0.5237 | 3.1551
30 | 0.012917 | 0.0032389 | -0.012912 | -0.0032362 | 5.0002e-06 | 2.7748e-06 | 0.019742 | 0.019742 | 0.019742 | 0.97362 | -0.5089 | 0.97321 | -0.51703 | 5.4236
31 | 0.005266 | 0.0013181 | -0.0052631 | -0.0013178 | 2.9475e-06 | 3.8273e-07 | 0.0080538 | 0.0080543 | 0.0080543 | 0.97287 | -0.5237 | 0.97228 | -0.53546 | 2.2127
32 | 0.0022432 | 0.00056173 | -0.002243 | -0.00056215 | 1.9091e-07 | -4.148e-07 | 0.0034308 | 0.003431 | 0.003431 | 0.97287 | -0.5237 | 0.97278 | -0.52549 | 0.94258
33 | 0.0024315 | 0.00060931 | -0.0024315 | -0.00060938 | 4.093e-08 | -7.193e-08 | 0.0037177 | 0.0037177 | 0.0037177 | 0.97321 | -0.51703 | 0.97319 | -0.51738 | 1.0213
34 | 0.01048 | 0.0026269 | -0.010479 | -0.0026261 | 1.5558e-06 | 7.9497e-07 | 0.016024 | 0.016024 | 0.016024 | 0.97321 | -0.51703 | 0.97305 | -0.52015 | 4.4023
35 | 0.0052631 | 0.0013178 | -0.0052605 | -0.0013174 | 2.5286e-06 | 3.2997e-07 | 0.0080543 | 0.0080548 | 0.0080548 | 0.97228 | -0.53546 | 0.97177 | -0.54556 | 2.2129
36 | 0.0030306 | 0.00075857 | -0.0030304 | -0.00075873 | 1.7856e-07 | -1.5967e-07 | 0.0046403 | 0.0046404 | 0.0046404 | 0.97177 | -0.54556 | 0.97171 | -0.54679 | 1.2748
37 | 0.0098124 | 0.002459 | -0.0098105 | -0.0024581 | 1.8526e-06 | 9.1318e-07 | 0.015005 | 0.015005 | 0.015005 | 0.97305 | -0.52015 | 0.97285 | -0.52411 | 4.1224
38 | 0.0018213 | 0.00045568 | -0.0018212 | -0.00045603 | 9.795e-08 | -3.5331e-07 | 0.0027887 | 0.0027889 | 0.0027889 | 0.97171 | -0.54679 | 0.97165 | -0.54792 | 0.76617
39 | -0.0029206 | -0.00073196 | 0.0029207 | 0.00073183 | 1.322e-07 | -1.3498e-07 | 0.004466 | 0.0044659 | 0.004466 | 0.97309 | -0.51934 | 0.97314 | -0.51839 | 1.2269
40 | -0.0053263 | -0.0013347 | 0.005327 | 0.0013348 | 6.9308e-07 | 9.7329e-08 | 0.0081443 | 0.0081441 | 0.0081443 | 0.97314 | -0.51839 | 0.97328 | -0.51566 | 2.2374
41 | -0.0088594 | -0.0022201 | 0.0088614 | 0.002221 | 1.9539e-06 | 8.9748e-07 | 0.013545 | 0.013545 | 0.013545 | 0.97328 | -0.51566 | 0.97351 | -0.51103 | 3.7211
42 | -0.010805 | -0.0027082 | 0.010807 | 0.0027092 | 1.8447e-06 | 9.5636e-07 | 0.016516 | 0.016516 | 0.016516 | 0.97351 | -0.51103 | 0.9737 | -0.50745 | 4.5373
43 | -0.010052 | -0.0025194 | 0.010058 | 0.0025224 | 6.1151e-06 | 3.0281e-06 | 0.01525 | 0.01525 | 0.01525 | 0.98083 | -0.36766 | 0.98148 | -0.3549 | 4.1897
44 | -0.010058 | -0.0025224 | 0.01006 | 0.002523 | 1.2525e-06 | 6.2005e-07 | 0.01525 | 0.01525 | 0.01525 | 0.98148 | -0.3549 | 0.98161 | -0.35228 | 4.1896
45 | 0.0076773 | 0.0019242 | -0.0076758 | -0.0019236 | 1.4456e-06 | 5.6845e-07 | 0.011662 | 0.011662 | 0.011662 | 0.97956 | -0.39224 | 0.97936 | -0.39619 | 3.204
46 | -0.1715 | -0.043234 | 0.17165 | 0.043332 | 0.00015586 | 9.7822e-05 | 0.26061 | 0.26061 | 0.26061 | 0.97956 | -0.39224 | 0.98054 | -0.37326 | 14.319
47 | 0.0043375 | 0.001087 | -0.0043372 | -0.001087 | 3.4007e-07 | -4.507e-08 | 0.0065903 | 0.0065904 | 0.0065904 | 0.97936 | -0.39619 | 0.97928 | -0.39783 | 1.8105
48 | -0.17446 | -0.044037 | 0.17464 | 0.044147 | 0.0001755 | 0.00011021 | 0.26487 | 0.26487 | 0.26487 | 0.98054 | -0.37326 | 0.98161 | -0.35228 | 14.5534
49 | 0.0083315 | 0.0020883 | -0.0083302 | -0.0020877 | 1.3548e-06 | 5.8548e-07 | 0.012682 | 0.012682 | 0.012682 | 0.97758 | -0.43108 | 0.97741 | -0.43449 | 3.4841
50 | 0.0090851 | 0.0022769 | -0.0090833 | -0.0022761 | 1.7795e-06 | 8.2635e-07 | 0.013812 | 0.013812 | 0.013812 | 0.97876 | -0.40796 | 0.97855 | -0.41207 | 3.7946
51 | 0.076215 | 0.019176 | -0.076205 | -0.019171 | 9.8229e-06 | 5.6789e-06 | 0.11613 | 0.11613 | 0.11613 | 0.9768 | -0.44637 | 0.97666 | -0.44906 | 6.3808
52 | 0.009636 | 0.0024157 | -0.009633 | -0.0024143 | 3.035e-06 | 1.4637e-06 | 0.014612 | 0.014612 | 0.014612 | 0.9813 | -0.35836 | 0.98096 | -0.36497 | 4.0143
53 | -0.009636 | -0.0024157 | 0.0096384 | 0.0024169 | 2.4048e-06 | 1.1595e-06 | 0.014612 | 0.014612 | 0.014612 | 0.9813 | -0.35836 | 0.98157 | -0.35312 | 4.0143
54 | -0.0096384 | -0.0024169 | 0.0096388 | 0.0024171 | 3.8503e-07 | 1.8563e-07 | 0.014612 | 0.014612 | 0.014612 | 0.98157 | -0.35312 | 0.98161 | -0.35228 | 4.0143
55 | -0.19434 | -0.049087 | 0.19444 | 0.049153 | 0.00010567 | 6.6601e-05 | 0.29473 | 0.29473 | 0.29473 | 0.98161 | -0.35228 | 0.9822 | -0.34095 | 16.1941
56 | 0.0065075 | 0.0016309 | -0.0065075 | -0.0016309 | 1.3937e-08 | 4.174e-09 | 0.0099071 | 0.0099071 | 0.0099071 | 0.97741 | -0.43449 | 0.9774 | -0.43454 | 2.7217
57 | 0.006974 | 0.0017477 | -0.0069734 | -0.0017475 | 6.0549e-07 | 2.0717e-07 | 0.010605 | 0.010605 | 0.010605 | 0.97855 | -0.41207 | 0.97846 | -0.41389 | 2.9134
58 | 0.0021093 | 0.0005284 | -0.0021092 | -0.00052847 | 2.8842e-08 | -7.5464e-08 | 0.0032073 | 0.0032074 | 0.0032074 | 0.97855 | -0.41207 | 0.97854 | -0.41236 | 0.88115
59 | 0.075223 | 0.018924 | -0.075216 | -0.01892 | 7.1388e-06 | 4.1157e-06 | 0.11463 | 0.11463 | 0.11463 | 0.97666 | -0.44906 | 0.97656 | -0.45105 | 6.2986
60 | 0.0028126 | 0.00070486 | -0.0028125 | -0.00070489 | 2.559e-08 | -3.0269e-08 | 0.0042819 | 0.0042819 | 0.0042819 | 0.9774 | -0.43454 | 0.97739 | -0.43473 | 1.1763
61 | 0.0074456 | 0.0018654 | -0.0074452 | -0.0018653 | 3.5567e-07 | 1.3683e-07 | 0.011388 | 0.011388 | 0.011388 | 0.97285 | -0.52411 | 0.9728 | -0.52511 | 3.1286
62 | -0.013651 | -0.003422 | 0.013655 | 0.003424 | 3.5658e-06 | 2.0103e-06 | 0.020862 | 0.020862 | 0.020862 | 0.9737 | -0.50745 | 0.97397 | -0.50197 | 5.7314
63 | 0.0027423 | 0.00068697 | -0.0027421 | -0.00068723 | 2.1085e-07 | -2.6178e-07 | 0.0041945 | 0.0041947 | 0.0041947 | 0.9728 | -0.52511 | 0.97272 | -0.52673 | 1.1524
64 | 0.0047029 | 0.0011783 | -0.0047027 | -0.0011783 | 2.6684e-07 | 6.7144e-11 | 0.0071936 | 0.0071936 | 0.0071936 | 0.9728 | -0.52511 | 0.97274 | -0.52631 | 1.9763
65 | 0.0033796 | 0.00084672 | -0.0033794 | -0.00084682 | 1.7381e-07 | -1.0403e-07 | 0.0051697 | 0.0051698 | 0.0051698 | 0.97274 | -0.52631 | 0.97269 | -0.52738 | 1.4203
66 | 0.0015835 | 0.00039672 | -0.0015834 | -0.00039684 | 2.5507e-08 | -1.2756e-07 | 0.0024223 | 0.0024224 | 0.0024224 | 0.97269 | -0.52738 | 0.97267 | -0.52772 | 0.66549
67 | 0.022378 | 0.0056168 | -0.022374 | -0.0056142 | 4.2653e-06 | 2.6082e-06 | 0.034157 | 0.034157 | 0.034157 | 0.97496 | -0.48245 | 0.97476 | -0.48644 | 9.3838
68 | -0.02398 | -0.0060182 | 0.023981 | 0.0060191 | 1.4476e-06 | 8.9055e-07 | 0.036601 | 0.036601 | 0.036601 | 0.97496 | -0.48245 | 0.97503 | -0.48118 | 10.0553
69 | 0.020765 | 0.005211 | -0.020758 | -0.0052069 | 6.7112e-06 | 4.0732e-06 | 0.031701 | 0.031701 | 0.031701 | 0.97476 | -0.48644 | 0.97442 | -0.49322 | 8.7091
70 | -0.026185 | -0.0065715 | 0.026197 | 0.0065787 | 1.1604e-05 | 7.1849e-06 | 0.039965 | 0.039965 | 0.039965 | 0.97503 | -0.48118 | 0.9755 | -0.47189 | 10.9795
71 | 0.018622 | 0.0046716 | -0.018614 | -0.0046669 | 7.7599e-06 | 4.6478e-06 | 0.028439 | 0.028439 | 0.028439 | 0.97442 | -0.49322 | 0.97397 | -0.50197 | 7.813
72 | 0.033862 | 0.0085212 | -0.033829 | -0.0085003 | 3.3307e-05 | 2.0902e-05 | 0.051665 | 0.051665 | 0.051665 | 0.9755 | -0.47189 | 0.97445 | -0.4925 | 14.1938
73 | -0.060059 | -0.0151 | 0.060067 | 0.015105 | 8.3673e-06 | 5.3219e-06 | 0.09163 | 0.09163 | 0.09163 | 0.9755 | -0.47189 | 0.97565 | -0.46897 | 25.1731
74 | 0.0049598 | 0.0012429 | -0.0049594 | -0.0012429 | 3.3879e-07 | 2.1019e-08 | 0.0075774 | 0.0075775 | 0.0075775 | 0.97397 | -0.50197 | 0.9739 | -0.5034 | 2.0817
75 | 0.032575 | 0.008186 | -0.032563 | -0.0081786 | 1.1881e-05 | 7.4444e-06 | 0.04975 | 0.049751 | 0.049751 | 0.97445 | -0.4925 | 0.97406 | -0.50014 | 13.6677
76 | -0.062012 | -0.015593 | 0.062038 | 0.015608 | 2.6243e-05 | 1.5232e-05 | 0.094596 | 0.094596 | 0.094596 | 0.97565 | -0.46897 | 0.9761 | -0.46012 | 6.497
77 | 0.0020313 | 0.00050907 | -0.0020313 | -0.00050909 | 7.4632e-09 | -2.0933e-08 | 0.0031036 | 0.0031036 | 0.0031036 | 0.9739 | -0.5034 | 0.9739 | -0.50348 | 0.85265
78 | 0.031435 | 0.007896 | -0.031435 | -0.0078959 | 1.5703e-07 | 9.8238e-08 | 0.048028 | 0.048028 | 0.048028 | 0.97406 | -0.50014 | 0.97406 | -0.50024 | 13.1946
79 | -0.066813 | -0.016805 | 0.066813 | 0.016805 | 3.9176e-07 | 2.1927e-07 | 0.10187 | 0.10187 | 0.10187 | 0.9761 | -0.46012 | 0.9761 | -0.45999 | 5.5975
80 | -0.068011 | -0.017105 | 0.068011 | 0.017105 | 3.9656e-08 | 2.2302e-08 | 0.1037 | 0.1037 | 0.1037 | 0.9761 | -0.45999 | 0.97611 | -0.45998 | 5.6978
81 | -0.069208 | -0.017405 | 0.06921 | 0.017406 | 1.4464e-06 | 8.1743e-07 | 0.10553 | 0.10553 | 0.10553 | 0.97611 | -0.45998 | 0.97613 | -0.45954 | 5.7981
82 | -0.070553 | -0.017743 | 0.070575 | 0.017755 | 2.1483e-05 | 1.2201e-05 | 0.10757 | 0.10757 | 0.10757 | 0.97613 | -0.45954 | 0.97645 | -0.45317 | 5.9106
83 | 0.030315 | 0.0076152 | -0.030303 | -0.0076073 | 1.2585e-05 | 7.8597e-06 | 0.046317 | 0.046317 | 0.046317 | 0.97406 | -0.50024 | 0.97362 | -0.50895 | 12.7245
84 | -0.071557 | -0.018001 | 0.071558 | 0.018001 | 8.2989e-07 | 4.7295e-07 | 0.10907 | 0.10907 | 0.10907 | 0.97645 | -0.45317 | 0.97646 | -0.45293 | 5.9928
85 | -0.072834 | -0.018321 | 0.07284 | 0.018324 | 5.5039e-06 | 3.15e-06 | 0.11101 | 0.11101 | 0.11101 | 0.97646 | -0.45293 | 0.97654 | -0.45135 | 6.0997
86 | -0.073823 | -0.018571 | 0.073824 | 0.018571 | 1.0504e-06 | 6.0303e-07 | 0.11251 | 0.11251 | 0.11251 | 0.97654 | -0.45135 | 0.97656 | -0.45105 | 6.182
87 | -0.0060329 | -0.0015119 | 0.0060337 | 0.0015121 | 7.8952e-07 | 1.9744e-07 | 0.0092216 | 0.0092215 | 0.0092216 | 0.97348 | -0.51169 | 0.97362 | -0.50895 | 2.5334
88 | 0.0034295 | 0.00085942 | -0.0034294 | -0.00085948 | 1.1259e-07 | -6.3769e-08 | 0.0052421 | 0.0052422 | 0.0052422 | 0.97348 | -0.51169 | 0.97344 | -0.51238 | 1.4402
89 | 0.024269 | 0.0060952 | -0.024256 | -0.006087 | 1.3305e-05 | 8.1948e-06 | 0.037096 | 0.037096 | 0.037096 | 0.97362 | -0.50895 | 0.97303 | -0.52044 | 10.1911
90 | 0.021292 | 0.0053442 | -0.021284 | -0.0053395 | 7.82e-06 | 4.7606e-06 | 0.032563 | 0.032563 | 0.032563 | 0.97303 | -0.52044 | 0.97264 | -0.52815 | 8.946
91 | 0.020128 | 0.0050497 | -0.020123 | -0.0050472 | 4.1185e-06 | 2.4922e-06 | 0.030794 | 0.030794 | 0.030794 | 0.97264 | -0.52815 | 0.97243 | -0.53244 | 8.46
92 | 0.018881 | 0.0047357 | -0.01888 | -0.0047352 | 8.4559e-07 | 5.0767e-07 | 0.028893 | 0.028893 | 0.028893 | 0.97243 | -0.53244 | 0.97238 | -0.53338 | 7.9375
93 | -0.00081101 | -0.00020326 | 0.00081102 | 0.0002031 | 7.1538e-09 | -1.5299e-07 | 0.0012333 | 0.0012332 | 0.0012333 | 0.97853 | -0.41254 | 0.97854 | -0.41236 | 0.33881
94 | 0.0039811 | 0.00099755 | -0.003981 | -0.00099757 | 7.3926e-08 | -2.0237e-08 | 0.0060543 | 0.0060543 | 0.0060543 | 0.97846 | -0.41389 | 0.97844 | -0.41428 | 1.6633
95 | 0.0012292 | 0.0003079 | -0.0012292 | -0.00030806 | 1.8044e-08 | -1.6139e-07 | 0.0018693 | 0.0018694 | 0.0018694 | 0.97844 | -0.41428 | 0.97842 | -0.41459 | 0.51356
96 | 0.020655 | 0.0051812 | -0.020648 | -0.0051771 | 6.7351e-06 | 4.0785e-06 | 0.031294 | 0.031294 | 0.031294 | 0.9822 | -0.34095 | 0.98185 | -0.34779 | 8.5972
97 | -0.2151 | -0.054335 | 0.21524 | 0.054423 | 0.00014009 | 8.8548e-05 | 0.32603 | 0.32603 | 0.32603 | 0.9822 | -0.34095 | 0.98289 | -0.32737 | 17.9135
98 | 0.019827 | 0.0049713 | -0.019827 | -0.004971 | 4.0328e-07 | 2.4304e-07 | 0.030049 | 0.030049 | 0.030049 | 0.98185 | -0.34779 | 0.98182 | -0.34821 | 8.2553
99 | -0.21593 | -0.054597 | 0.21598 | 0.054627 | 4.8263e-05 | 3.0507e-05 | 0.32707 | 0.32707 | 0.32707 | 0.98289 | -0.32737 | 0.98313 | -0.32271 | 17.9711
100 | 0.016256 | 0.004076 | -0.01625 | -0.0040729 | 5.3329e-06 | 3.1168e-06 | 0.024637 | 0.024637 | 0.024637 | 0.98182 | -0.34821 | 0.98147 | -0.3551 | 6.7684
101 | -0.2167 | -0.054808 | 0.21677 | 0.054851 | 6.8883e-05 | 4.3544e-05 | 0.32816 | 0.32816 | 0.32816 | 0.98313 | -0.32271 | 0.98347 | -0.31608 | 18.0309
102 | -0.00373 | -0.00093482 | 0.0037301 | 0.00093474 | 1.7822e-07 | -7.6132e-08 | 0.0056373 | 0.0056373 | 0.0056373 | 0.98455 | -0.29521 | 0.9846 | -0.29421 | 1.5487
103 | -0.0042993 | -0.0010774 | 0.0042994 | 0.0010774 | 9.1541e-08 | -1.4958e-08 | 0.0064974 | 0.0064974 | 0.0064974 | 0.9846 | -0.29421 | 0.98463 | -0.29376 | 1.785
104 | -0.0021481 | -0.00053837 | 0.0021481 | 0.00053828 | 3.2666e-08 | -8.2823e-08 | 0.0032573 | 0.0032572 | 0.0032573 | 0.98132 | -0.35808 | 0.98134 | -0.35776 | 0.89485
105 | -0.0038294 | -0.00095966 | 0.0038295 | 0.00095963 | 9.5377e-08 | -3.4266e-08 | 0.0058066 | 0.0058066 | 0.0058066 | 0.98134 | -0.35776 | 0.98136 | -0.35724 | 1.5952
106 | -0.00066622 | -0.00016697 | 0.00066622 | 0.00016692 | 1.4544e-09 | -4.8168e-08 | 0.0010046 | 0.0010046 | 0.0010046 | 0.98682 | -0.25156 | 0.98682 | -0.25151 | 0.27598
107 | -0.0013341 | -0.0003343 | 0.0013341 | 0.00033401 | 3.7814e-08 | -2.9419e-07 | 0.0020116 | 0.0020115 | 0.0020116 | 0.98682 | -0.25151 | 0.98685 | -0.25091 | 0.55265
108 | 0.21972 | 0.055679 | -0.21969 | -0.05566 | 2.9642e-05 | 1.8743e-05 | 0.33226 | 0.33226 | 0.33226 | 0.98463 | -0.29376 | 0.98448 | -0.29657 | 18.2563
109 | -0.22401 | -0.056756 | 0.22406 | 0.056784 | 4.4145e-05 | 2.7927e-05 | 0.33876 | 0.33876 | 0.33876 | 0.98463 | -0.29376 | 0.98484 | -0.28966 | 18.6132
110 | 0.2185 | 0.055362 | -0.21829 | -0.055233 | 0.00020465 | 0.00012939 | 0.33047 | 0.33047 | 0.33047 | 0.98448 | -0.29657 | 0.98347 | -0.31608 | 18.1576
111 | 0.0011888 | 0.0002976 | -0.0011888 | -0.00029768 | 8.3282e-09 | -8.2138e-08 | 0.0017968 | 0.0017968 | 0.0017968 | 0.98448 | -0.29657 | 0.98447 | -0.29671 | 0.49363
112 | -0.22553 | -0.057154 | 0.2256 | 0.057195 | 6.5916e-05 | 4.1705e-05 | 0.34099 | 0.34099 | 0.34099 | 0.98484 | -0.28966 | 0.98515 | -0.28358 | 18.7356
113 | 0.0011888 | 0.00029768 | -0.0011888 | -0.00029794 | 2.669e-08 | -2.632e-07 | 0.0017968 | 0.0017969 | 0.0017969 | 0.98447 | -0.29671 | 0.98445 | -0.29719 | 0.49366
114 | -0.22707 | -0.057563 | 0.22719 | 0.057642 | 0.00012475 | 7.8938e-05 | 0.34321 | 0.34321 | 0.34321 | 0.98515 | -0.28358 | 0.98574 | -0.27215 | 18.8576
115 | 0.017449 | 0.0043766 | -0.017441 | -0.0043716 | 8.4994e-06 | 5.0455e-06 | 0.026703 | 0.026704 | 0.026704 | 0.97238 | -0.53338 | 0.97186 | -0.5436 | 7.3362
116 | 0.010904 | 0.0027334 | -0.010902 | -0.0027323 | 2.0707e-06 | 1.0798e-06 | 0.016696 | 0.016696 | 0.016696 | 0.97186 | -0.5436 | 0.97166 | -0.54759 | 4.5867
117 | 0.0056393 | 0.0014133 | -0.005639 | -0.0014133 | 2.7578e-07 | 5.4373e-08 | 0.0086361 | 0.0086361 | 0.0086361 | 0.97166 | -0.54759 | 0.97161 | -0.54862 | 2.3726
118 | 0.22868 | 0.058019 | -0.22867 | -0.058012 | 1.1199e-05 | 7.0878e-06 | 0.34543 | 0.34543 | 0.34543 | 0.9858 | -0.27113 | 0.98574 | -0.27215 | 18.9798
119 | -0.23289 | -0.059074 | 0.23295 | 0.059111 | 5.8538e-05 | 3.7062e-05 | 0.35179 | 0.35179 | 0.35179 | 0.9858 | -0.27113 | 0.98607 | -0.26591 | 19.3289
120 | -0.23442 | -0.059479 | 0.23468 | 0.059645 | 0.00026088 | 0.00016519 | 0.354 | 0.354 | 0.354 | 0.98607 | -0.26591 | 0.98727 | -0.24279 | 19.4508
121 | -0.23811 | -0.060506 | 0.23824 | 0.060585 | 0.00012483 | 7.9068e-05 | 0.35919 | 0.35918 | 0.35919 | 0.98727 | -0.24279 | 0.98783 | -0.23191 | 19.7355
122 | 0.029179 | 0.0073246 | -0.029172 | -0.0073198 | 7.8277e-06 | 4.8715e-06 | 0.043959 | 0.043959 | 0.043959 | 0.98783 | -0.23191 | 0.98754 | -0.23754 | 12.0765
123 | -0.26742 | -0.06791 | 0.26766 | 0.068062 | 0.00024043 | 0.00015261 | 0.40314 | 0.40314 | 0.40314 | 0.98783 | -0.23191 | 0.9888 | -0.21325 | 22.1507
124 | 0.027196 | 0.0068246 | -0.027187 | -0.0068191 | 8.8783e-06 | 5.5018e-06 | 0.040982 | 0.040982 | 0.040982 | 0.98754 | -0.23754 | 0.98719 | -0.24439 | 11.2587
125 | -0.27338 | -0.069496 | 0.27346 | 0.069549 | 8.2289e-05 | 5.225e-05 | 0.41175 | 0.41175 | 0.41175 | 0.9888 | -0.21325 | 0.98913 | -0.207 | 22.6238
126 | -0.031351 | -0.007877 | 0.03136 | 0.0078822 | 8.3778e-06 | 5.2273e-06 | 0.046672 | 0.046672 | 0.046672 | 0.99971 | -0.0055971 | 1 | 0 | 12.8219
127 | 0.030104 | 0.0075643 | -0.030091 | -0.0075564 | 1.2765e-05 | 7.9472e-06 | 0.044815 | 0.044815 | 0.044815 | 0.99971 | -0.0055971 | 0.99925 | -0.014484 | 12.3117
128 | 0.39387 | 0.10108 | -0.39312 | -0.1006 | 0.00075667 | 0.00048235 | 0.58693 | 0.58693 | 0.58693 | 1 | 0 | 0.9979 | -0.039673 | 32.249
129 | 0.02888 | 0.007253 | -0.028865 | -0.0072431 | 1.5875e-05 | 9.8603e-06 | 0.043012 | 0.043012 | 0.043012 | 0.99925 | -0.014484 | 0.99865 | -0.026011 | 11.8166
130 | 0.39125 | 0.10013 | -0.3908 | -0.099842 | 0.00044796 | 0.00028555 | 0.58414 | 0.58414 | 0.58414 | 0.9979 | -0.039673 | 0.99665 | -0.06335 | 32.0958
131 | 0.026746 | 0.0067123 | -0.026746 | -0.0067122 | 1.8865e-07 | 1.1659e-07 | 0.039856 | 0.039856 | 0.039856 | 0.99865 | -0.026011 | 0.99864 | -0.026159 | 10.9495
132 | 0.066684 | 0.016801 | -0.066676 | -0.016797 | 7.375e-06 | 4.0741e-06 | 0.099591 | 0.099591 | 0.099591 | 0.99665 | -0.06335 | 0.99653 | -0.065663 | 5.472
133 | 0.32412 | 0.083041 | -0.32401 | -0.082972 | 0.00010793 | 6.8678e-05 | 0.48455 | 0.48455 | 0.48455 | 0.99665 | -0.06335 | 0.99629 | -0.070224 | 26.6238
134 | 0.025233 | 0.0063329 | -0.025217 | -0.0063232 | 1.5817e-05 | 9.7331e-06 | 0.037602 | 0.037602 | 0.037602 | 0.99864 | -0.026159 | 0.99795 | -0.039312 | 10.3301
135 | 0.066394 | 0.016726 | -0.066385 | -0.016721 | 9.038e-06 | 4.9862e-06 | 0.099169 | 0.099169 | 0.099169 | 0.99653 | -0.065663 | 0.99639 | -0.068509 | 5.4489
136 | 0.32048 | 0.082088 | -0.3203 | -0.081973 | 0.00018077 | 0.00011501 | 0.47929 | 0.47929 | 0.47929 | 0.99629 | -0.070224 | 0.99568 | -0.081873 | 26.3344
137 | 0.023774 | 0.0059614 | -0.023766 | -0.0059564 | 8.1131e-06 | 4.9675e-06 | 0.035449 | 0.035449 | 0.035449 | 0.99795 | -0.039312 | 0.99758 | -0.046475 | 9.7388
138 | 0.01255 | 0.0031455 | -0.012549 | -0.0031447 | 1.4944e-06 | 8.0795e-07 | 0.01872 | 0.01872 | 0.01872 | 0.99758 | -0.046475 | 0.99745 | -0.048975 | 5.1429
139 | 0.011215 | 0.002811 | -0.011214 | -0.0028104 | 1.0985e-06 | 5.6642e-07 | 0.016729 | 0.016729 | 0.016729 | 0.99758 | -0.046475 | 0.99748 | -0.048531 | 4.5959
140 | 0.0055042 | 0.0013794 | -0.0055037 | -0.0013793 | 5.0636e-07 | 6.2701e-08 | 0.0082113 | 0.0082114 | 0.0082114 | 0.99745 | -0.048975 | 0.99735 | -0.050906 | 2.2559
141 | 0.0070445 | 0.0017653 | -0.0070433 | -0.0017649 | 1.2249e-06 | 3.9796e-07 | 0.010509 | 0.010509 | 0.010509 | 0.99745 | -0.048975 | 0.99726 | -0.052625 | 2.8871
142 | 0.003668 | 0.00091913 | -0.0036679 | -0.00091916 | 5.9812e-08 | -3.1255e-08 | 0.0054718 | 0.0054718 | 0.0054718 | 0.99748 | -0.048531 | 0.99746 | -0.048874 | 1.5032
143 | 0.0040045 | 0.0010036 | -0.0040044 | -0.0010036 | 1.2181e-07 | -4.0792e-08 | 0.0059746 | 0.0059746 | 0.0059746 | 0.99735 | -0.050906 | 0.99732 | -0.051544 | 1.6414
144 | 0.0058017 | 0.0014538 | -0.0058012 | -0.0014537 | 4.8621e-07 | 8.5446e-08 | 0.0086566 | 0.0086567 | 0.0086567 | 0.99726 | -0.052625 | 0.99717 | -0.054385 | 2.3782
145 | 0.0025164 | 0.00063055 | -0.0025163 | -0.00063065 | 5.3302e-08 | -9.7539e-08 | 0.0037539 | 0.003754 | 0.003754 | 0.99746 | -0.048874 | 0.99744 | -0.049318 | 1.0313
146 | 0.0033512 | 0.00083964 | -0.003351 | -0.00083983 | 2.4825e-07 | -1.8643e-07 | 0.0050007 | 0.0050008 | 0.0050008 | 0.99717 | -0.054385 | 0.99709 | -0.05594 | 1.3739
147 | -0.0028146 | -0.00070505 | 0.0028146 | 0.00070505 | 7.9901e-11 | -9.9226e-11 | 0.0042438 | 0.0042438 | 0.0042438 | 0.98685 | -0.25091 | 0.98685 | -0.25091 | 1.1659
148 | -0.0058721 | -0.0014713 | 0.0058724 | 0.0014714 | 3.5479e-07 | 7.2857e-08 | 0.008854 | 0.0088539 | 0.008854 | 0.98685 | -0.25091 | 0.98692 | -0.24964 | 2.4324
149 | -0.025286 | -0.0063404 | 0.025292 | 0.0063443 | 6.3381e-06 | 3.9078e-06 | 0.038126 | 0.038126 | 0.038126 | 0.98692 | -0.24964 | 0.98719 | -0.24439 | 10.4742
150 | 0.019414 | 0.004869 | -0.019404 | -0.0048632 | 9.5997e-06 | 5.7623e-06 | 0.029272 | 0.029272 | 0.029272 | 0.98692 | -0.24964 | 0.98639 | -0.26002 | 8.0418
151 | 0.016584 | 0.0041563 | -0.016583 | -0.0041562 | 1.6705e-07 | 9.7826e-08 | 0.025017 | 0.025017 | 0.025017 | 0.98639 | -0.26002 | 0.98638 | -0.26024 | 6.8729
152 | 0.015863 | 0.0039756 | -0.015861 | -0.0039747 | 1.4241e-06 | 8.2676e-07 | 0.02393 | 0.02393 | 0.02393 | 0.98638 | -0.26024 | 0.98628 | -0.26212 | 6.5741
153 | -0.27487 | -0.069902 | 0.27505 | 0.070016 | 0.00017916 | 0.00011377 | 0.41387 | 0.41387 | 0.41387 | 0.98913 | -0.207 | 0.98983 | -0.19348 | 22.7403
154 | 0.0027012 | 0.00067675 | -0.0027011 | -0.00067688 | 9.0138e-08 | -1.2968e-07 | 0.0040606 | 0.0040607 | 0.0040607 | 0.98983 | -0.19348 | 0.98979 | -0.19418 | 1.1156
155 | -0.27775 | -0.070692 | 0.27786 | 0.070759 | 0.00010404 | 6.6076e-05 | 0.41793 | 0.41793 | 0.41793 | 0.98983 | -0.19348 | 0.99024 | -0.18572 | 22.9634
156 | 0.013463 | 0.0033737 | -0.013458 | -0.0033706 | 5.5691e-06 | 3.1051e-06 | 0.020312 | 0.020312 | 0.020312 | 0.98628 | -0.26212 | 0.98583 | -0.27081 | 5.5802
157 | 0.012145 | 0.0030417 | -0.012144 | -0.0030412 | 8.8845e-07 | 4.7872e-07 | 0.018331 | 0.018331 | 0.018331 | 0.98583 | -0.27081 | 0.98576 | -0.27234 | 5.0361
158 | 0.011613 | 0.002908 | -0.011611 | -0.002907 | 1.8405e-06 | 9.7434e-07 | 0.017529 | 0.017529 | 0.017529 | 0.98576 | -0.27234 | 0.98558 | -0.27567 | 4.8156
159 | -0.0037905 | -0.00095 | 0.0037906 | 0.00094995 | 1.1422e-07 | -4.8213e-08 | 0.0056897 | 0.0056896 | 0.0056897 | 0.99134 | -0.16477 | 0.99137 | -0.16414 | 1.5631
160 | -0.0046149 | -0.0011565 | 0.0046149 | 0.0011565 | 4.7573e-08 | -3.6453e-09 | 0.0069268 | 0.0069268 | 0.0069268 | 0.99137 | -0.16414 | 0.99138 | -0.16392 | 1.903
161 | -0.0054373 | -0.0013626 | 0.0054376 | 0.0013627 | 2.8938e-07 | 3.5801e-08 | 0.0081611 | 0.008161 | 0.0081611 | 0.99138 | -0.16392 | 0.99144 | -0.1628 | 2.2421
162 | -0.0081955 | -0.0020508 | 0.0081966 | 0.0020512 | 1.0964e-06 | 4.5866e-07 | 0.012378 | 0.012377 | 0.012378 | 0.98517 | -0.28384 | 0.98531 | -0.28103 | 3.4004
163 | 0.0081955 | 0.0020508 | -0.0081942 | -0.0020502 | 1.2906e-06 | 5.3998e-07 | 0.012378 | 0.012378 | 0.012378 | 0.98517 | -0.28384 | 0.985 | -0.28715 | 3.4004
164 | -0.010622 | -0.0026585 | 0.010625 | 0.0026598 | 2.7098e-06 | 1.3764e-06 | 0.01604 | 0.01604 | 0.01604 | 0.98531 | -0.28103 | 0.98558 | -0.27567 | 4.4065
165 | 0.0024253 | 0.00060725 | -0.0024252 | -0.0006074 | 7.9239e-08 | -1.4992e-07 | 0.0036624 | 0.0036625 | 0.0036625 | 0.98531 | -0.28103 | 0.98528 | -0.28172 | 1.0062
166 | 0.0064112 | 0.0016033 | -0.0064108 | -0.0016032 | 3.7959e-07 | 1.0556e-07 | 0.009684 | 0.0096841 | 0.0096841 | 0.985 | -0.28715 | 0.98493 | -0.2884 | 2.6605
167 | -0.0076133 | -0.0019079 | 0.0076155 | 0.0019088 | 2.1666e-06 | 8.158e-07 | 0.011427 | 0.011426 | 0.011427 | 0.99144 | -0.1628 | 0.99175 | -0.15683 | 3.1391
168 | 0.00093887 | 0.00023489 | -0.00093884 | -0.0002353 | 2.4728e-08 | -4.0191e-07 | 0.0014178 | 0.0014179 | 0.0014179 | 0.98528 | -0.28172 | 0.98525 | -0.28227 | 0.38954
169 | 0.0048752 | 0.0012184 | -0.0048734 | -0.0012184 | 1.7721e-06 | 2.5624e-08 | 0.0073641 | 0.0073645 | 0.0073645 | 0.98493 | -0.2884 | 0.98454 | -0.29605 | 2.0232
170 | -0.0076155 | -0.0019088 | 0.0076163 | 0.0019091 | 8.2747e-07 | 3.1147e-07 | 0.011426 | 0.011426 | 0.011426 | 0.99175 | -0.15683 | 0.99186 | -0.15455 | 3.1391
171 | 0.0048734 | 0.0012184 | -0.0048649 | -0.0012182 | 8.5617e-06 | 1.3785e-07 | 0.0073645 | 0.0073664 | 0.0073664 | 0.98454 | -0.29605 | 0.98265 | -0.333 | 2.0237
172 | 0.30247 | 0.077241 | -0.30237 | -0.07718 | 9.5755e-05 | 6.0882e-05 | 0.45363 | 0.45363 | 0.45363 | 0.99328 | -0.12742 | 0.99294 | -0.13397 | 24.9248
173 | -0.30743 | -0.078485 | 0.30789 | 0.078773 | 0.00045148 | 0.00028711 | 0.46107 | 0.46107 | 0.46107 | 0.99328 | -0.12742 | 0.99488 | -0.097079 | 25.3336
174 | 0.29748 | 0.075955 | -0.29729 | -0.07583 | 0.0001963 | 0.00012478 | 0.44631 | 0.44631 | 0.44631 | 0.99294 | -0.13397 | 0.99223 | -0.14763 | 24.5224
175 | -0.30974 | -0.079238 | 0.30978 | 0.079262 | 3.8086e-05 | 2.4222e-05 | 0.46385 | 0.46385 | 0.46385 | 0.99488 | -0.097079 | 0.99501 | -0.094539 | 25.4862
176 | 0.29443 | 0.075113 | -0.29433 | -0.07505 | 9.8298e-05 | 6.2478e-05 | 0.44202 | 0.44202 | 0.44202 | 0.99223 | -0.14763 | 0.99186 | -0.15455 | 24.2866
177 | -0.31483 | -0.080527 | 0.31497 | 0.080617 | 0.00014246 | 9.0619e-05 | 0.47139 | 0.47139 | 0.47139 | 0.99501 | -0.094539 | 0.9955 | -0.085194 | 25.9007
178 | 0.28671 | 0.073141 | -0.28659 | -0.073062 | 0.00012433 | 7.8994e-05 | 0.43059 | 0.43059 | 0.43059 | 0.99186 | -0.15455 | 0.99139 | -0.16353 | 23.6588
179 | -0.31782 | -0.081331 | 0.31787 | 0.081364 | 5.1106e-05 | 3.2512e-05 | 0.47565 | 0.47565 | 0.47565 | 0.9955 | -0.085194 | 0.99568 | -0.081873 | 26.1347
180 | 0.28243 | 0.072021 | -0.28219 | -0.071866 | 0.00024287 | 0.00015428 | 0.42435 | 0.42435 | 0.42435 | 0.99139 | -0.16353 | 0.99046 | -0.18136 | 23.316
181 | -0.00090416 | -0.0002266 | 0.00090417 | 0.00022652 | 4.6548e-09 | -8.35e-08 | 0.0013588 | 0.0013587 | 0.0013588 | 0.99016 | -0.1871 | 0.99017 | -0.18699 | 0.37329
182 | -0.00090417 | -0.00022652 | 0.00090418 | 0.00022634 | 1.0327e-08 | -1.8527e-07 | 0.0013587 | 0.0013587 | 0.0013587 | 0.99017 | -0.18699 | 0.99018 | -0.18675 | 0.37328
183 | -0.0042713 | -0.0010702 | 0.0042715 | 0.0010702 | 2.0998e-07 | -4.0445e-08 | 0.0064187 | 0.0064186 | 0.0064187 | 0.99018 | -0.18675 | 0.99024 | -0.18572 | 1.7634
184 | -0.28213 | -0.071829 | 0.28219 | 0.071866 | 5.9263e-05 | 3.7646e-05 | 0.42435 | 0.42435 | 0.42435 | 0.99024 | -0.18572 | 0.99046 | -0.18136 | 23.316
185 | 0.065771 | 0.016568 | -0.06577 | -0.016567 | 6.3115e-07 | 3.4717e-07 | 0.098252 | 0.098252 | 0.098252 | 0.99639 | -0.068509 | 0.99638 | -0.06871 | 5.3985
186 | 0.0015935 | 0.00039929 | -0.0015935 | -0.00039934 | 8.7925e-09 | -4.6885e-08 | 0.0023956 | 0.0023956 | 0.0023956 | 0.98979 | -0.19418 | 0.98979 | -0.1943 | 0.65813
187 | 0.0011035 | 0.00027653 | -0.0011035 | -0.00027656 | 2.4156e-09 | -2.8536e-08 | 0.0016589 | 0.001659 | 0.001659 | 0.98979 | -0.1943 | 0.98979 | -0.19434 | 0.45576
188 | 0.06505 | 0.016387 | -0.065046 | -0.016385 | 4.2283e-06 | 2.3174e-06 | 0.097178 | 0.097178 | 0.097178 | 0.99638 | -0.06871 | 0.9963 | -0.070069 | 5.3395
189 | 0.064353 | 0.016211 | -0.064331 | -0.016199 | 2.1447e-05 | 1.1712e-05 | 0.096142 | 0.096143 | 0.096143 | 0.9963 | -0.070069 | 0.99594 | -0.07704 | 5.2826
190 | 0.061698 | 0.015539 | -0.061694 | -0.015537 | 3.6521e-06 | 1.9647e-06 | 0.092208 | 0.092208 | 0.092208 | 0.99594 | -0.07704 | 0.99588 | -0.078278 | 5.0664
191 | 0.058913 | 0.01484 | -0.058904 | -0.014835 | 9.3074e-06 | 4.9156e-06 | 0.088053 | 0.088053 | 0.088053 | 0.99588 | -0.078278 | 0.99571 | -0.081582 | 4.8381
192 | 0.058264 | 0.014675 | -0.058253 | -0.014669 | 1.0443e-05 | 5.49e-06 | 0.087097 | 0.087097 | 0.087097 | 0.99571 | -0.081582 | 0.99551 | -0.08533 | 4.7856
193 | -0.0018211 | -0.00045641 | 0.0018212 | 0.00045603 | 1.0296e-07 | -3.7127e-07 | 0.002789 | 0.0027889 | 0.002789 | 0.97159 | -0.54911 | 0.97165 | -0.54792 | 0.76622
194 | -0.00042754 | -0.00010715 | 0.00042754 | 0.00010696 | 2.2967e-09 | -1.9275e-07 | 0.0006397 | 0.00063964 | 0.0006397 | 0.9945 | -0.10479 | 0.99451 | -0.10468 | 0.17574
195 | 0.051556 | 0.012978 | -0.051512 | -0.012957 | 4.3943e-05 | 2.1745e-05 | 0.07716 | 0.077162 | 0.077162 | 0.99451 | -0.10468 | 0.99358 | -0.12252 | 4.2397
196 | -0.051983 | -0.013085 | 0.052005 | 0.013096 | 2.1981e-05 | 1.0925e-05 | 0.0778 | 0.077799 | 0.0778 | 0.99451 | -0.10468 | 0.99496 | -0.095836 | 4.2747
197 | -0.010385 | -0.0026031 | 0.010398 | 0.0026093 | 1.2532e-05 | 6.2597e-06 | 0.015621 | 0.01562 | 0.015621 | 0.9893 | -0.20536 | 0.99061 | -0.18006 | 4.2914
198 | 0.010385 | 0.0026031 | -0.010381 | -0.002601 | 4.2546e-06 | 2.1262e-06 | 0.015621 | 0.015621 | 0.015621 | 0.9893 | -0.20536 | 0.98886 | -0.21396 | 4.2914
199 | -0.050522 | -0.012675 | 0.050617 | 0.012721 | 9.4065e-05 | 4.6157e-05 | 0.075896 | 0.075891 | 0.075896 | 0.99061 | -0.18006 | 0.99262 | -0.14107 | 4.1701
200 | 0.040125 | 0.010066 | -0.040085 | -0.01005 | 3.9572e-05 | 1.5989e-05 | 0.060276 | 0.060279 | 0.060279 | 0.99061 | -0.18006 | 0.98954 | -0.20076 | 3.312
201 | 0.0099509 | 0.0024932 | -0.0099508 | -0.0024931 | 6.805e-08 | 3.3169e-08 | 0.014974 | 0.014974 | 0.014974 | 0.98886 | -0.21396 | 0.98885 | -0.21411 | 4.1136
202 | 0.00015512 | 3.6762e-05 | -0.00015512 | -3.8877e-05 | 3.3769e-09 | -2.1152e-06 | 0.00023296 | 0.00023369 | 0.00023369 | 0.98776 | -0.23542 | 0.98773 | -0.23589 | 0.0642
203 | 0.033756 | 0.0084679 | -0.033703 | -0.0084514 | 5.3027e-05 | 1.6473e-05 | 0.050855 | 0.050862 | 0.050862 | 0.98776 | -0.23542 | 0.98606 | -0.2684 | 2.7946
204 | -0.033911 | -0.0085047 | 0.033937 | 0.0085126 | 2.5405e-05 | 7.946e-06 | 0.051088 | 0.051085 | 0.051088 | 0.98776 | -0.23542 | 0.98856 | -0.21971 | 2.8071
205 | 0.033703 | 0.0084514 | -0.033698 | -0.0084497 | 5.6487e-06 | 1.7586e-06 | 0.050862 | 0.050862 | 0.050862 | 0.98606 | -0.2684 | 0.98588 | -0.27192 | 2.7946
206 | -0.03437 | -0.0086213 | 0.034387 | 0.0086267 | 1.7022e-05 | 5.4557e-06 | 0.051738 | 0.051736 | 0.051738 | 0.98856 | -0.21971 | 0.9891 | -0.20932 | 2.8427
207 | -0.050617 | -0.012721 | 0.050624 | 0.012725 | 7.7765e-06 | 3.8132e-06 | 0.075891 | 0.07589 | 0.075891 | 0.99262 | -0.14107 | 0.99279 | -0.13786 | 4.1698
208 | 0.037641 | 0.0094374 | -0.03764 | -0.0094372 | 7.2953e-07 | 2.719e-07 | 0.056604 | 0.056604 | 0.056604 | 0.98954 | -0.20076 | 0.98952 | -0.20117 | 3.1101
209 | 0.0046893 | 0.0011746 | -0.0046885 | -0.0011746 | 7.7894e-07 | -2.3272e-08 | 0.0071006 | 0.0071008 | 0.0071008 | 0.98265 | -0.333 | 0.98248 | -0.33649 | 1.9508
210 | 0.0001756 | 4.3635e-05 | -0.0001756 | -4.4009e-05 | 7.8267e-10 | -3.7363e-07 | 0.00026577 | 0.0002659 | 0.0002659 | 0.98265 | -0.333 | 0.98265 | -0.3331 | 0.07305
211 | 0.0046885 | 0.0011746 | -0.0046872 | -0.0011746 | 1.3013e-06 | -3.8394e-08 | 0.0071008 | 0.0071011 | 0.0071011 | 0.98248 | -0.33649 | 0.98218 | -0.34232 | 1.9509
212 | -0.00089774 | -0.00022452 | 0.00089774 | 0.00022447 | 2.5746e-09 | -4.5402e-08 | 0.0013594 | 0.0013594 | 0.0013594 | 0.98253 | -0.33743 | 0.98253 | -0.33737 | 0.37347
213 | 0.00089774 | 0.00022452 | -0.00089773 | -0.00022464 | 7.0495e-09 | -1.2431e-07 | 0.0013594 | 0.0013595 | 0.0013595 | 0.98253 | -0.33743 | 0.98252 | -0.3376 | 0.37348
214 | -0.0021664 | -0.000542 | 0.0021665 | 0.00054189 | 4.2587e-08 | -1.0638e-07 | 0.0032807 | 0.0032806 | 0.0032807 | 0.98253 | -0.33737 | 0.98255 | -0.33696 | 0.90129
215 | 0.0012687 | 0.00031752 | -0.0012687 | -0.00031767 | 1.7167e-08 | -1.4607e-07 | 0.0019213 | 0.0019213 | 0.0019213 | 0.98253 | -0.33737 | 0.98251 | -0.33766 | 0.52784
216 | 0.00065159 | 0.00016296 | -0.00065158 | -0.0001633 | 1.0155e-08 | -3.4569e-07 | 0.00098671 | 0.00098683 | 0.00098683 | 0.98252 | -0.3376 | 0.9825 | -0.33793 | 0.27111
217 | 0.032034 | 0.0080326 | -0.032033 | -0.0080324 | 9.6884e-07 | 2.6777e-07 | 0.048351 | 0.048351 | 0.048351 | 0.98588 | -0.27192 | 0.98585 | -0.27256 | 2.6566
218 | 0.0040113 | 0.0010053 | -0.0040112 | -0.0010053 | 1.3989e-07 | -3.8298e-08 | 0.0060772 | 0.0060772 | 0.0060772 | 0.98218 | -0.34232 | 0.98214 | -0.34305 | 1.6696
219 | 0.0024114 | 0.00060301 | -0.0024114 | -0.00060317 | 8.3289e-08 | -1.577e-07 | 0.0036513 | 0.0036514 | 0.0036514 | 0.98261 | -0.33587 | 0.98257 | -0.33659 | 1.0031
220 | -0.0024114 | -0.00060301 | 0.0024115 | 0.0006029 | 6.2081e-08 | -1.1756e-07 | 0.0036513 | 0.0036513 | 0.0036513 | 0.98261 | -0.33587 | 0.98263 | -0.33532 | 1.0031
221 | 0.0024114 | 0.00060317 | -0.0024113 | -0.00060325 | 4.2276e-08 | -8.0038e-08 | 0.0036514 | 0.0036514 | 0.0036514 | 0.98257 | -0.33659 | 0.98255 | -0.33696 | 1.0031
222 | -0.0030276 | -0.0007573 | 0.0030277 | 0.00075722 | 8.3542e-08 | -8.0829e-08 | 0.0045842 | 0.0045841 | 0.0045842 | 0.98263 | -0.33532 | 0.98266 | -0.33474 | 1.2594
223 | -0.015853 | -0.0039886 | 0.015853 | 0.0039885 | 2.2198e-07 | -1.8329e-07 | 0.024008 | 0.024008 | 0.024008 | 0.98281 | -0.33194 | 0.98282 | -0.33165 | 1.3191
224 | 0.013656 | 0.0034381 | -0.013578 | -0.0034128 | 7.7805e-05 | 2.5369e-05 | 0.020681 | 0.02069 | 0.02069 | 0.98281 | -0.33194 | 0.97669 | -0.45154 | 2.842
225 | 0.0021976 | 0.00055052 | -0.0021975 | -0.00055062 | 4.5302e-08 | -1.0929e-07 | 0.0033272 | 0.0033272 | 0.0033272 | 0.98281 | -0.33194 | 0.98278 | -0.33238 | 0.91407
226 | -0.016388 | -0.004122 | 0.016389 | 0.0041216 | 6.283e-07 | -4.5978e-07 | 0.024817 | 0.024817 | 0.024817 | 0.98282 | -0.33165 | 0.98286 | -0.33085 | 1.3636
227 | 0.00053467 | 0.00013356 | -0.00053466 | -0.000134 | 8.5686e-09 | -4.3647e-07 | 0.00080935 | 0.0008095 | 0.0008095 | 0.98282 | -0.33165 | 0.9828 | -0.33199 | 0.22239
228 | 0.013578 | 0.0034128 | -0.013564 | -0.0034048 | 1.4081e-05 | 7.9154e-06 | 0.02069 | 0.02069 | 0.02069 | 0.97669 | -0.45154 | 0.97559 | -0.47329 | 5.6841
229 | 0.0017416 | 0.00043636 | -0.0017416 | -0.00043645 | 2.0472e-08 | -8.6383e-08 | 0.0026369 | 0.002637 | 0.002637 | 0.98278 | -0.33238 | 0.98277 | -0.33262 | 0.72444
230 | 0.012934 | 0.003247 | -0.012921 | -0.00324 | 1.2755e-05 | 7.0734e-06 | 0.01973 | 0.01973 | 0.01973 | 0.97559 | -0.47329 | 0.97454 | -0.49398 | 5.4203
231 | 0.034863 | 0.008746 | -0.03486 | -0.0087452 | 2.2126e-06 | 7.2776e-07 | 0.052447 | 0.052447 | 0.052447 | 0.98917 | -0.20799 | 0.9891 | -0.20932 | 2.8817
232 | 0.00082713 | 0.00020124 | -0.00082686 | -0.00020693 | 2.6447e-07 | -5.6865e-06 | 0.0012421 | 0.0012442 | 0.0012442 | 0.98917 | -0.20799 | 0.98882 | -0.21478 | 0.34181
233 | -0.03569 | -0.0089472 | 0.035701 | 0.0089512 | 1.1607e-05 | 3.9811e-06 | 0.053689 | 0.053688 | 0.053689 | 0.98917 | -0.20799 | 0.98952 | -0.20117 | 2.95
234 | 0.00082686 | 0.00020693 | -0.00082685 | -0.00020723 | 1.3935e-08 | -2.9897e-07 | 0.0012442 | 0.0012443 | 0.0012443 | 0.98882 | -0.21478 | 0.9888 | -0.21514 | 0.34184
235 | 0.0092857 | 0.0023252 | -0.0092846 | -0.0023247 | 1.1047e-06 | 5.1396e-07 | 0.013981 | 0.013981 | 0.013981 | 0.98823 | -0.22627 | 0.9881 | -0.22877 | 3.841
236 | -0.0092857 | -0.0023252 | 0.0092877 | 0.0023261 | 1.9869e-06 | 9.2427e-07 | 0.013981 | 0.013981 | 0.013981 | 0.98823 | -0.22627 | 0.98846 | -0.22178 | 3.841
237 | 0.0049585 | 0.0012423 | -0.0049574 | -0.0012423 | 1.1241e-06 | 3.0984e-08 | 0.007467 | 0.0074673 | 0.0074673 | 0.9881 | -0.22877 | 0.98785 | -0.23353 | 2.0515
238 | 0.0029639 | 0.00074208 | -0.0029634 | -0.00074269 | 5.6622e-07 | -6.0822e-07 | 0.0044632 | 0.0044636 | 0.0044636 | 0.9881 | -0.22877 | 0.98789 | -0.23279 | 1.2263
239 | 0.0013621 | 0.00034026 | -0.0013621 | -0.00034054 | 3.7048e-08 | -2.7712e-07 | 0.0020509 | 0.002051 | 0.002051 | 0.9881 | -0.22877 | 0.98807 | -0.22935 | 0.56346
240 | -0.0097447 | -0.0024406 | 0.0097482 | 0.0024424 | 3.5607e-06 | 1.713e-06 | 0.014669 | 0.014669 | 0.014669 | 0.98846 | -0.22178 | 0.98885 | -0.21411 | 4.0299
241 | 0.032033 | 0.0080324 | -0.03203 | -0.0080317 | 2.5418e-06 | 7.0261e-07 | 0.048351 | 0.048351 | 0.048351 | 0.98585 | -0.27256 | 0.98576 | -0.27422 | 2.6567
242 | 0.031599 | 0.0079237 | -0.031593 | -0.0079221 | 6.2042e-06 | 1.6539e-06 | 0.047701 | 0.047702 | 0.047702 | 0.98576 | -0.27422 | 0.98555 | -0.27834 | 2.621
243 | -0.027176 | -0.0068204 | 0.027214 | 0.0068257 | 3.8061e-05 | 5.3128e-06 | 0.041136 | 0.041129 | 0.041136 | 0.98312 | -0.32581 | 0.98462 | -0.29645 | 2.2602
244 | 0.027176 | 0.0068204 | -0.027175 | -0.0068203 | 6.126e-07 | 8.604e-08 | 0.041136 | 0.041136 | 0.041136 | 0.98312 | -0.32581 | 0.9831 | -0.32628 | 2.2602
245 | -0.027214 | -0.0068257 | 0.02722 | 0.0068266 | 6.5693e-06 | 9.1046e-07 | 0.041129 | 0.041128 | 0.041129 | 0.98462 | -0.29645 | 0.98488 | -0.29139 | 2.2598
246 | 0.026174 | 0.0065696 | -0.026169 | -0.0065692 | 4.0874e-06 | 4.1529e-07 | 0.03962 | 0.039621 | 0.039621 | 0.9831 | -0.32628 | 0.98293 | -0.32955 | 2.177
247 | 0.0010018 | 0.00025071 | -0.0010017 | -0.00025106 | 2.4997e-08 | -3.5165e-07 | 0.0015161 | 0.0015163 | 0.0015163 | 0.9831 | -0.32628 | 0.98307 | -0.3268 | 0.41655
248 | 0.050835 | 0.012787 | -0.050798 | -0.012769 | 3.721e-05 | 1.8278e-05 | 0.076149 | 0.076151 | 0.076151 | 0.99358 | -0.12252 | 0.99279 | -0.13786 | 4.1841
249 | -0.052288 | -0.013167 | 0.052293 | 0.01317 | 4.9587e-06 | 2.4718e-06 | 0.078222 | 0.078222 | 0.078222 | 0.99496 | -0.095836 | 0.99507 | -0.093853 | 4.2979
250 | -0.029944 | -0.0075091 | 0.029953 | 0.0075111 | 8.7113e-06 | 1.9634e-06 | 0.045242 | 0.045241 | 0.045242 | 0.98488 | -0.29139 | 0.9852 | -0.28529 | 2.4858
251 | 0.029955 | 0.0075117 | -0.029953 | -0.0075111 | 2.492e-06 | 5.612e-07 | 0.045241 | 0.045241 | 0.045241 | 0.98529 | -0.28354 | 0.9852 | -0.28529 | 2.4858
252 | -0.029955 | -0.0075117 | 0.029962 | 0.0075133 | 7.4239e-06 | 1.6706e-06 | 0.045241 | 0.04524 | 0.045241 | 0.98529 | -0.28354 | 0.98555 | -0.27834 | 2.4858
253 | 0.0033945 | 0.00085039 | -0.0033941 | -0.00085064 | 4.1869e-07 | -2.4656e-07 | 0.0051911 | 0.0051913 | 0.0051913 | 0.973 | -0.52432 | 0.97287 | -0.52691 | 1.4262
254 | -0.0033945 | -0.00085039 | 0.003395 | 0.00085011 | 4.8807e-07 | -2.8763e-07 | 0.0051911 | 0.0051909 | 0.0051911 | 0.973 | -0.52432 | 0.97315 | -0.5213 | 1.4261
255 | -0.0054309 | -0.0013604 | 0.005431 | 0.0013604 | 9.4487e-08 | 1.5073e-08 | 0.008304 | 0.008304 | 0.008304 | 0.97315 | -0.5213 | 0.97317 | -0.52094 | 2.2813
256 | 0.00096793 | 0.00024229 | -0.00096791 | -0.00024255 | 1.7042e-08 | -2.5694e-07 | 0.0014658 | 0.0014659 | 0.0014659 | 0.98251 | -0.33766 | 0.9825 | -0.33803 | 0.40272
257 | -0.0085809 | -0.0021474 | 0.0085818 | 0.0021478 | 8.8438e-07 | 3.89e-07 | 0.012993 | 0.012993 | 0.012993 | 0.98266 | -0.33474 | 0.98277 | -0.33258 | 3.5694
258 | 0.0055533 | 0.0013902 | -0.0055528 | -0.0013901 | 4.825e-07 | 7.8286e-08 | 0.0084086 | 0.0084086 | 0.0084086 | 0.98266 | -0.33474 | 0.98257 | -0.33657 | 2.3101
259 | -0.016769 | -0.0042169 | 0.016769 | 0.0042167 | 2.1794e-07 | -1.461e-07 | 0.025393 | 0.025393 | 0.025393 | 0.98286 | -0.33085 | 0.98288 | -0.33058 | 1.3952
260 | 0.00055511 | 0.00013908 | -0.00055511 | -0.00013912 | 8.8284e-10 | -4.1662e-08 | 0.00084048 | 0.00084049 | 0.00084049 | 0.98277 | -0.33262 | 0.98277 | -0.33266 | 0.2309
261 | 0.012921 | 0.00324 | -0.012918 | -0.0032382 | 3.0925e-06 | 1.7153e-06 | 0.01973 | 0.01973 | 0.01973 | 0.97454 | -0.49398 | 0.97428 | -0.499 | 5.4203
262 | 0.0006395 | 0.00016013 | -0.0006395 | -0.00016027 | 3.9314e-09 | -1.4213e-07 | 0.00096323 | 0.00096329 | 0.00096329 | 0.98785 | -0.23353 | 0.98785 | -0.23366 | 0.26464
263 | 0.00083861 | 0.00020934 | -0.00083857 | -0.00021017 | 3.9639e-08 | -8.236e-07 | 0.0012626 | 0.0012629 | 0.0012629 | 0.98807 | -0.22935 | 0.98802 | -0.23034 | 0.34696
264 | 0.0088136 | 0.0022061 | -0.0088133 | -0.002206 | 2.6379e-07 | 1.1874e-07 | 0.013342 | 0.013342 | 0.013342 | 0.98293 | -0.32955 | 0.9829 | -0.33018 | 3.6653
265 | 0.017356 | 0.0043631 | -0.017355 | -0.0043635 | 8.4668e-07 | -4.9406e-07 | 0.026279 | 0.026279 | 0.026279 | 0.98293 | -0.32955 | 0.98288 | -0.33058 | 1.4439
266 | -0.0010856 | -0.00027208 | 0.0010856 | 0.00027185 | 1.944e-08 | -2.3023e-07 | 0.0016445 | 0.0016444 | 0.0016445 | 0.9823 | -0.34189 | 0.98232 | -0.34151 | 0.45179
267 | -0.0010856 | -0.00027185 | 0.0010856 | 0.00027152 | 2.7349e-08 | -3.2396e-07 | 0.0016444 | 0.0016443 | 0.0016444 | 0.98232 | -0.34151 | 0.98234 | -0.34098 | 0.45176
268 | -0.052832 | -0.013305 | 0.052838 | 0.013308 | 6.4683e-06 | 3.2426e-06 | 0.079027 | 0.079026 | 0.079027 | 0.99507 | -0.093853 | 0.9952 | -0.091292 | 4.3421
269 | -0.0061217 | -0.0015335 | 0.0061228 | 0.0015338 | 1.0575e-06 | 2.768e-07 | 0.0093601 | 0.0093599 | 0.0093601 | 0.97317 | -0.52094 | 0.97335 | -0.51731 | 2.5714
270 | 0.056164 | 0.014145 | -0.056158 | -0.014143 | 5.2768e-06 | 2.7286e-06 | 0.083974 | 0.083974 | 0.083974 | 0.99551 | -0.08533 | 0.99541 | -0.087295 | 4.614
271 | 0.055436 | 0.013962 | -0.055429 | -0.013958 | 6.6994e-06 | 3.4428e-06 | 0.082894 | 0.082894 | 0.082894 | 0.99541 | -0.087295 | 0.99528 | -0.089823 | 4.5546
272 | 0.055149 | 0.013888 | -0.055145 | -0.013886 | 3.8749e-06 | 1.9865e-06 | 0.082476 | 0.082476 | 0.082476 | 0.99528 | -0.089823 | 0.9952 | -0.091292 | 4.5316
273 | 0.01136 | 0.0028477 | -0.011356 | -0.0028457 | 3.8362e-06 | 2.0321e-06 | 0.01735 | 0.01735 | 0.01735 | 0.97428 | -0.499 | 0.97392 | -0.50609 | 4.7666
274 | 0.010898 | 0.0027308 | -0.010898 | -0.0027308 | 8.3769e-08 | 4.3585e-08 | 0.01665 | 0.01665 | 0.01665 | 0.97392 | -0.50609 | 0.97391 | -0.50625 | 4.5742
275 | 0.0090549 | 0.0022689 | -0.0090531 | -0.0022681 | 1.8251e-06 | 8.5173e-07 | 0.013835 | 0.013835 | 0.013835 | 0.97391 | -0.50625 | 0.9737 | -0.51049 | 3.8007
276 | 0.0090531 | 0.0022681 | -0.0090514 | -0.0022673 | 1.6881e-06 | 7.879e-07 | 0.013835 | 0.013835 | 0.013835 | 0.9737 | -0.51049 | 0.9735 | -0.5144 | 3.8008
277 | 0.0078076 | 0.0019556 | -0.0078065 | -0.0019551 | 1.0809e-06 | 4.4015e-07 | 0.011934 | 0.011934 | 0.011934 | 0.9735 | -0.5144 | 0.97335 | -0.51731 | 3.2785
278 | -0.0012428 | -0.00031147 | 0.0012428 | 0.00031114 | 3.9311e-08 | -3.3579e-07 | 0.0019 | 0.0018999 | 0.0019 | 0.97332 | -0.51797 | 0.97335 | -0.51731 | 0.52198
279 | 0.00044087 | 0.00011023 | -0.00044087 | -0.00011049 | 3.5895e-09 | -2.5965e-07 | 0.00067389 | 0.00067398 | 0.00067398 | 0.97335 | -0.51731 | 0.97335 | -0.51748 | 0.18516
280 | 0.0088133 | 0.002206 | -0.0088123 | -0.0022056 | 1.0049e-06 | 4.5235e-07 | 0.013342 | 0.013342 | 0.013342 | 0.9829 | -0.33018 | 0.98277 | -0.33258 | 3.6653
281 | -0.0009684 | -0.0002427 | 0.0009684 | 0.00024269 | 8.4293e-10 | -1.2682e-08 | 0.001467 | 0.001467 | 0.001467 | 0.98229 | -0.34207 | 0.98229 | -0.34205 | 0.40302
282 | -0.0019427 | -0.00048686 | 0.0019428 | 0.00048654 | 9.8466e-08 | -3.2084e-07 | 0.0029428 | 0.0029427 | 0.0029428 | 0.98229 | -0.34205 | 0.98234 | -0.34098 | 0.80846
283 | -0.0030284 | -0.00075806 | 0.0030286 | 0.00075791 | 1.5734e-07 | -1.5179e-07 | 0.004587 | 0.0045869 | 0.004587 | 0.98234 | -0.34098 | 0.9824 | -0.33989 | 1.2602
284 | 0.00096791 | 0.00024255 | -0.00096791 | -0.00024258 | 2.1359e-09 | -3.2199e-08 | 0.0014659 | 0.0014659 | 0.0014659 | 0.9825 | -0.33803 | 0.98249 | -0.33807 | 0.40273
285 | -0.0032291 | -0.00080818 | 0.0032292 | 0.00080811 | 9.0313e-08 | -6.9694e-08 | 0.0048906 | 0.0048906 | 0.0048906 | 0.9824 | -0.33989 | 0.98243 | -0.33931 | 1.3436
286 | -0.0032292 | -0.00080811 | 0.0032293 | 0.000808 | 1.3584e-07 | -1.0484e-07 | 0.0048906 | 0.0048905 | 0.0048906 | 0.98243 | -0.33931 | 0.98248 | -0.33842 | 1.3436
287 | -0.0052158 | -0.0013057 | 0.0052162 | 0.0013058 | 4.5965e-07 | 4.538e-08 | 0.0078991 | 0.007899 | 0.0078991 | 0.98248 | -0.33842 | 0.98257 | -0.33657 | 2.1701
288 | 0.0019864 | 0.00049772 | -0.0019864 | -0.00049784 | 3.857e-08 | -1.1921e-07 | 0.0030085 | 0.0030086 | 0.0030086 | 0.98248 | -0.33842 | 0.98245 | -0.33883 | 0.82654
289 | 0.0051081 | 0.0012797 | -0.0051076 | -0.0012797 | 4.4524e-07 | 4.0243e-08 | 0.007787 | 0.0077871 | 0.0077871 | 0.97608 | -0.46055 | 0.97599 | -0.46238 | 2.1393
290 | -0.0039894 | -0.00099952 | 0.0039896 | 0.00099949 | 1.2484e-07 | -3.2548e-08 | 0.0060825 | 0.0060825 | 0.0060825 | 0.97595 | -0.46303 | 0.97599 | -0.46238 | 1.671
291 | 0.00073093 | 0.00018286 | -0.00073091 | -0.00018318 | 1.2397e-08 | -3.2472e-07 | 0.0011143 | 0.0011144 | 0.0011144 | 0.97595 | -0.46303 | 0.97593 | -0.46339 | 0.30616
292 | 0.0019104 | 0.00047871 | -0.0019103 | -0.00047878 | 1.8766e-08 | -6.3269e-08 | 0.0028973 | 0.0028974 | 0.0028974 | 0.98111 | -0.36217 | 0.9811 | -0.36238 | 0.79598
293 | -0.003576 | -0.00089617 | 0.0035761 | 0.00089612 | 8.0667e-08 | -4.0726e-08 | 0.0054236 | 0.0054236 | 0.0054236 | 0.98111 | -0.36217 | 0.98114 | -0.3617 | 1.49
294 | -0.0052583 | -0.0013177 | 0.0052586 | 0.0013178 | 3.1853e-07 | 3.5175e-08 | 0.0079748 | 0.0079748 | 0.0079748 | 0.98114 | -0.3617 | 0.9812 | -0.36043 | 2.1909
295 | -0.0069237 | -0.0017351 | 0.006924 | 0.0017352 | 3.0229e-07 | 1.0111e-07 | 0.0105 | 0.0105 | 0.0105 | 0.9812 | -0.36043 | 0.98125 | -0.35951 | 2.8846
296 | -0.0086053 | -0.0021566 | 0.0086066 | 0.0021571 | 1.2484e-06 | 5.5199e-07 | 0.01305 | 0.013049 | 0.01305 | 0.98125 | -0.35951 | 0.9814 | -0.35647 | 3.585
297 | -0.014583 | -0.0036549 | 0.014584 | 0.0036554 | 9.4777e-07 | 5.4125e-07 | 0.022112 | 0.022112 | 0.022112 | 0.9814 | -0.35647 | 0.98147 | -0.3551 | 6.0746
298 | 0.0059769 | 0.0014978 | -0.0059767 | -0.0014978 | 2.2e-07 | 5.0539e-08 | 0.0090622 | 0.0090623 | 0.0090623 | 0.9814 | -0.35647 | 0.98136 | -0.35724 | 2.4896

## res_trafo
| p_hv_mw | q_hv_mvar | p_lv_mw | q_lv_mvar | pl_mw | ql_mvar | i_hv_ka | i_lv_ka | vm_hv_pu | va_hv_degree | vm_lv_pu | va_lv_degree | loading_percent
0 | -1.2729e-15 | -1.3162e-15 | 0.00165 | 1.2699e-07 | 0.00165 | 1.2699e-07 | 5.2857e-17 | 0.0023815 | 0.99998 | 149.9956 | 1 | 0 | 0.2619

## res_ext_grid
| p_mw | q_mvar
0 | 0.42781 | 0.10919

## res_load
| p_mw | q_mvar
0 | 0.0056836 | 0.0014245
1 | 0.0044937 | 0.0011262
2 | 0.0036798 | 0.00092225
3 | 0.0015344 | 0.00038457
4 | 0.00083572 | 0.00020945
5 | 0.0023546 | 0.00059011
6 | 0.0017066 | 0.00042772
7 | 0.0017987 | 0.0004508
8 | 0.0019968 | 0.00050045
9 | 0.00091139 | 0.00022842
10 | 0.0020379 | 0.00051075
11 | 0.003302 | 0.00082756
12 | 0.0039821 | 0.00099801
13 | 0.0015964 | 0.0004001
14 | 0.002243 | 0.00056215
15 | 0.0022299 | 0.00055887
16 | 0.0024315 | 0.00060938
17 | 0.00066637 | 0.00016701
18 | 0.0012092 | 0.00030304
19 | 0.0029206 | 0.00073196
20 | 0.0024056 | 0.00060289
21 | 0.0035325 | 0.00088532
22 | 0.0019439 | 0.00048718
23 | 0.010052 | 0.0025194
24 | 0.0033383 | 0.00083666
25 | 0.0028107 | 0.00070443
26 | 0.0033794 | 0.00084695
27 | 0.0011886 | 0.00029788
28 | 0.0013321 | 0.00033387
29 | 0.0043372 | 0.001087
30 | 0.009633 | 0.0024143
31 | 0.0018227 | 0.00045681
32 | 0.00098199 | 0.00024611
33 | 0.0036949 | 0.00092603
34 | 0.0028125 | 0.00070489
35 | 0.0023649 | 0.00059271
36 | 0.0028441 | 0.00071279
37 | 0.0027421 | 0.00068723
38 | 0.0013231 | 0.0003316
39 | 0.0017959 | 0.00045011
40 | 0.0016016 | 0.0004014
41 | 0.0016087 | 0.00040318
42 | 0.0022042 | 0.00055243
43 | 0.002136 | 0.00053534
44 | 0.0012539 | 0.00031427
45 | 0.0019449 | 0.00048743
46 | 0.0029281 | 0.00073385
47 | 0.0011274 | 0.00028256
48 | 0.0047748 | 0.0011967
49 | 0.0011978 | 0.0003002
50 | 0.001197 | 0.0003
51 | 0.0013436 | 0.00033674
52 | 0.0011201 | 0.00028073
53 | 0.00098183 | 0.00024607
54 | 0.0012765 | 0.00031993
55 | 0.000983 | 0.00024636
56 | 0.0013927 | 0.00034903
57 | 0.0026034 | 0.00065247
58 | 0.0034294 | 0.00085948
59 | 0.0029638 | 0.00074281
60 | 0.0011563 | 0.0002898
61 | 0.0012429 | 0.00031151
62 | 0.00081101 | 0.00020326
63 | 0.0012982 | 0.00032537
64 | 0.0029923 | 0.00074995
65 | 0.0027518 | 0.00068968
66 | 0.0012292 | 0.00030806
67 | 0.00082129 | 0.00020584
68 | 0.0006928 | 0.00017363
69 | 0.003571 | 0.00089498
70 | 0.00071912 | 0.00018023
71 | 0.00373 | 0.00093482
72 | 0.00056916 | 0.00014264
73 | 0.0021481 | 0.00053837
74 | 0.0016813 | 0.00042138
75 | 0.00066622 | 0.00016697
76 | 0.00066787 | 0.00016738
77 | 0.0014745 | 0.00036955
78 | 0.0015237 | 0.00038186
79 | 0.0014692 | 0.00036821
80 | 0.0014305 | 0.00035851
81 | 0.0065365 | 0.0016382
82 | 0.0052629 | 0.001319
83 | 0.005639 | 0.0014133
84 | 0.0042096 | 0.001055
85 | 0.001474 | 0.00036943
86 | 0.00147 | 0.00036843
87 | 0.0034375 | 0.00086151
88 | 0.0019757 | 0.00049517
89 | 0.0057216 | 0.001434
90 | 0.0012476 | 0.00031267
91 | 0.00092634 | 0.00023216
92 | 0.0012104 | 0.00030337
93 | 0.0018702 | 0.00046872
94 | 0.0021182 | 0.00053087
95 | 0.0015131 | 0.00037922
96 | 0.00028274 | 7.0862e-05
97 | 0.0035263 | 0.00088379
98 | 0.0014436 | 0.0003618
99 | 0.0075462 | 0.0018913
100 | 0.0014992 | 0.00037574
101 | 0.0012416 | 0.00031117
102 | 0.0011516 | 0.00028861
103 | 0.0040044 | 0.0010036
104 | 0.00245 | 0.00061403
105 | 0.0025163 | 0.00063065
106 | 0.0014805 | 0.00037104
107 | 0.0030575 | 0.00076628
108 | 0.0018945 | 0.00047482
109 | 0.0028205 | 0.00070689
110 | 0.00072079 | 0.00018065
111 | 0.0014095 | 0.00035325
112 | 0.0023981 | 0.00060102
113 | 0.0013123 | 0.00032889
114 | 0.0005317 | 0.00013326
115 | 0.0037905 | 0.00095
116 | 0.00082424 | 0.00020657
117 | 0.00082236 | 0.0002061
118 | 0.001783 | 0.00044687
119 | 0.0021757 | 0.00054528
120 | 0.00098626 | 0.00024718
121 | 0.0014863 | 0.0003725
122 | 0.0015356 | 0.00038486
123 | 0.00093884 | 0.0002353
124 | 0.0049666 | 0.0012447
125 | 0.0048875 | 0.0012249
126 | 0.0018574 | 0.0004655
127 | 0.0028623 | 0.00071736
128 | 0.0050443 | 0.0012642
129 | 0.0028495 | 0.00071416
130 | 0.0041562 | 0.0010416
131 | 0.0024324 | 0.00060961
132 | 0.00090416 | 0.0002266
133 | 0.0033671 | 0.00084388
134 | 0.00061405 | 0.0001539
135 | 0.0011076 | 0.00027759
136 | 0.00048999 | 0.0001228
137 | 0.0011035 | 0.00027656
138 | 0.00071942 | 0.0001803
139 | 0.0006934 | 0.00017378
140 | 0.0026338 | 0.00066009
141 | 0.0027811 | 0.000697
142 | 0.00063977 | 0.00016034
143 | 0.003351 | 0.00083983
144 | 0.0020313 | 0.00050909
145 | 0.0018211 | 0.00045641
146 | 0.00042754 | 0.00010715
147 | 0.00043012 | 0.0001078
148 | 0.00015512 | 3.8877e-05
149 | 0.00043358 | 0.00010867
150 | 0.0024441 | 0.00061254
151 | 0.0001756 | 4.4009e-05
152 | 0.00024614 | 6.1687e-05
153 | 0.001664 | 0.00041704
154 | 0.00067588 | 0.00016939
155 | 0.00061606 | 0.0001544
156 | 0.00045592 | 0.00011427
157 | 0.00062967 | 0.00015781
158 | 0.00047289 | 0.00011852
159 | 0.001939 | 0.00048596
160 | 0.00045703 | 0.00011454
161 | 0.00043072 | 0.00010795
162 | 0.00067668 | 0.00016959
163 | 0.00028303 | 7.0935e-05
164 | 0.0027233 | 0.00068253
165 | 0.0016308 | 0.00040871
166 | 0.00017372 | 4.3538e-05
167 | 0.00082685 | 0.00020723
168 | 0.0033941 | 0.00085064
169 | 0.0020359 | 0.00051025
170 | 0.00020258 | 5.0771e-05
171 | 0.00024484 | 6.1362e-05
172 | 0.00030076 | 7.5378e-05
173 | 0.00065158 | 0.0001633
174 | 0.0040112 | 0.0010053
175 | 0.00038031 | 9.5315e-05
176 | 0.00053466 | 0.000134
177 | 0.0011865 | 0.00029736
178 | 0.0043179 | 0.0010822
179 | 0.0029634 | 0.00074269
180 | 0.00052349 | 0.0001312
181 | 0.0010017 | 0.00025106
182 | 0.0010856 | 0.00027208
183 | 0.00053827 | 0.0001349
184 | 0.00069068 | 0.0001731
185 | 0.0020898 | 0.00052376
186 | 0.00072271 | 0.00018113
187 | 0.0002798 | 7.0124e-05
188 | 0.0023071 | 0.00057822
189 | 0.0006395 | 0.00016027
190 | 0.00083857 | 0.00021017
191 | 0.0015582 | 0.00039051
192 | 0.00045833 | 0.00011487
193 | 0.0018428 | 0.00046185
194 | 0.0012438 | 0.00031174
195 | 0.0012428 | 0.00031147
196 | 0.00044087 | 0.00011049
197 | 0.0005858 | 0.00014681
198 | 0.00023052 | 5.7773e-05
199 | 0.0009684 | 0.0002427
200 | 0.00097425 | 0.00024417
201 | 0.00096791 | 0.00024258
202 | 0.00020055 | 5.0264e-05
203 | 0.00033654 | 8.4345e-05
204 | 0.0019864 | 0.00049784
205 | 0.00055511 | 0.00013912
206 | 0.0023284 | 0.00058354
207 | 0.0032585 | 0.00081666
208 | 0.0011181 | 0.00028022
209 | 0.00073091 | 0.00018318
210 | 0.0015834 | 0.00039684
211 | 0.0016657 | 0.00041745
212 | 0.0019103 | 0.00047878
213 | 0.0016822 | 0.0004216
214 | 0.0016651 | 0.0004173
215 | 0.0011888 | 0.00029794
216 | 0.0016813 | 0.00042139
217 | 0.0021471 | 0.00053813
218 | 0.0016658 | 0.00041748

## dtypes
| element | column | dtype
0 | bus | name | object
1 | bus | vn_kv | float64
2 | bus | type | object
3 | bus | zone | object
4 | bus | in_service | bool
5 | load | name | object
6 | load | bus | uint32
7 | load | p_mw | float64
8 | load | q_mvar | float64
9 | load | const_z_percent | float64
10 | load | const_i_percent | float64
11 | load | sn_mva | float64
12 | load | scaling | float64
13 | load | in_service | bool
14 | load | type | object
15 | ext_grid | name | object
16 | ext_grid | bus | uint32
17 | ext_grid | vm_pu | float64
18 | ext_grid | va_degree | float64
19 | ext_grid | slack_weight | float64
20 | ext_grid | in_service | bool
21 | line | name | object
22 | line | std_type | object
23 | line | from_bus | uint32
24 | line | to_bus | uint32
25 | line | length_km | float64
26 | line | r_ohm_per_km | float64
27 | line | x_ohm_per_km | float64
28 | line | c_nf_per_km | float64
29 | line | g_us_per_km | float64
30 | line | max_i_ka | float64
31 | line | df | float64
32 | line | parallel | uint32
33 | line | type | object
34 | line | in_service | bool
35 | trafo | name | object
36 | trafo | std_type | object
37 | trafo | hv_bus | uint32
38 | trafo | lv_bus | uint32
39 | trafo | sn_mva | float64
40 | trafo | vn_hv_kv | float64
41 | trafo | vn_lv_kv | float64
42 | trafo | vk_percent | float64
43 | trafo | vkr_percent | float64
44 | trafo | pfe_kw | float64
45 | trafo | i0_percent | float64
46 | trafo | shift_degree | float64
47 | trafo | tap_side | object
48 | trafo | tap_neutral | int32
49 | trafo | tap_min | int32
50 | trafo | tap_max | int32
51 | trafo | tap_step_percent | float64
52 | trafo | tap_step_degree | float64
53 | trafo | tap_pos | int32
54 | trafo | tap_phase_shifter | bool
55 | trafo | parallel | uint32
56 | trafo | df | float64
57 | trafo | in_service | bool
58 | line_geodata | coords | object
59 | bus_geodata | x | float64
60 | bus_geodata | y | float64
61 | bus_geodata | coords | object
62 | res_bus | vm_pu | float64
63 | res_bus | va_degree | float64
64 | res_bus | p_mw | float64
65 | res_bus | q_mvar | float64
66 | res_line | p_from_mw | float64
67 | res_line | q_from_mvar | float64
68 | res_line | p_to_mw | float64
69 | res_line | q_to_mvar | float64
70 | res_line | pl_mw | float64
71 | res_line | ql_mvar | float64
72 | res_line | i_from_ka | float64
73 | res_line | i_to_ka | float64
74 | res_line | i_ka | float64
75 | res_line | vm_from_pu | float64
76 | res_line | va_from_degree | float64
77 | res_line | vm_to_pu | float64
78 | res_line | va_to_degree | float64
79 | res_line | loading_percent | float64
80 | res_trafo | p_hv_mw | float64
81 | res_trafo | q_hv_mvar | float64
82 | res_trafo | p_lv_mw | float64
83 | res_trafo | q_lv_mvar | float64
84 | res_trafo | pl_mw | float64
85 | res_trafo | ql_mvar | float64
86 | res_trafo | i_hv_ka | float64
87 | res_trafo | i_lv_ka | float64
88 | res_trafo | vm_hv_pu | float64
89 | res_trafo | va_hv_degree | float64
90 | res_trafo | vm_lv_pu | float64
91 | res_trafo | va_lv_degree | float64
92 | res_trafo | loading_percent | float64
93 | res_ext_grid | p_mw | float64
94 | res_ext_grid | q_mvar | float64
95 | res_load | p_mw | float64
96 | res_load | q_mvar | float64

## parameters
| version | format_version | converged | OPF_converged | name | f_hz | sn_mva
0 | 2.14.6 | 2.14.0 | TRUE | FALSE |  | 50 | 1