## bus
| name | vn_kv | type | zone | in_service
0 | bus_LV_241-1_1_6_node_42 | 0.4 | n |  | TRUE
1 | bus_LV_241-1_1_6_node_163 | 0.4 | n |  | TRUE
2 | bus_LV_241-1_1_6_node_367 | 0.4 | n |  | TRUE
3 | bus_LV_241-1_1_6_node_38 | 0.4 | n |  | TRUE
4 | bus_LV_241-1_1_6_node_152 | 0.4 | n |  | TRUE
5 | bus_LV_241-1_1_6_node_160 | 0.4 | n |  | TRUE
6 | bus_LV_241-1_1_6_node_40 | 0.4 | n |  | TRUE
7 | bus_LV_241-1_1_6_node_159 | 0.4 | n |  | TRUE
8 | bus_LV_241-1_1_6_node_32 | 0.4 | n |  | TRUE
9 | bus_LV_241-1_1_6_node_151 | 0.4 | n |  | TRUE
10 | bus_LV_241-1_1_6_node_141 | 0.4 | n |  | TRUE
11 | bus_LV_241-1_1_6_node_78 | 0.4 | n |  | TRUE
12 | bus_LV_241-1_1_6_node_75 | 0.4 | n |  | TRUE
13 | bus_LV_241-1_1_6_node_14 | 0.4 | n |  | TRUE
14 | bus_LV_241-1_1_6_node_15 | 0.4 | n |  | TRUE
15 | bus_LV_241-1_1_6_node_16 | 0.4 | n |  | TRUE
16 | bus_LV_241-1_1_6_node_17 | 0.4 | n |  | TRUE
17 | bus_LV_241-1_1_6_node_18 | 0.4 | n |  | TRUE
18 | bus_LV_241-1_1_6_node_19 | 0.4 | n |  | TRUE
19 | bus_LV_241-1_1_6_node_20 | 0.4 | n |  | TRUE
20 | bus_LV_241-1_1_6_node_21 | 0.4 | n |  | TRUE
21 | bus_LV_241-1_1_6_node_50 | 0.4 | n |  | TRUE
22 | bus_LV_241-1_1_6_node_56 | 0.4 | n |  | TRUE
23 | bus_LV_241-1_1_6_node_24 | 0.4 | n |  | TRUE
24 | bus_LV_241-1_1_6_node_22 | 0.4 | n |  | TRUE
25 | bus_LV_241-1_1_6_node_33 | 0.4 | n |  | TRUE
26 | bus_LV_241-1_1_6_node_268 | 0.4 | n |  | TRUE
27 | bus_LV_241-1_1_6_node_301 | 0.4 | n |  | TRUE
28 | bus_LV_241-1_1_6_node_23 | 0.4 | n |  | TRUE
29 | bus_LV_241-1_1_6_node_180 | 0.4 | n |  | TRUE
30 | bus_LV_241-1_1_6_node_26 | 0.4 | n |  | TRUE
31 | bus_LV_241-1_1_6_node_157 | 0.4 | n |  | TRUE
32 | bus_LV_241-1_1_6_node_25 | 0.4 | n |  | TRUE
33 | bus_LV_241-1_1_6_node_287 | 0.4 | n |  | TRUE
34 | bus_LV_241-1_1_6_node_57 | 0.4 | n |  | TRUE
35 | bus_LV_241-1_1_6_node_29 | 0.4 | n |  | TRUE
36 | bus_LV_241-1_1_6_node_220 | 0.4 | n |  | TRUE
37 | bus_LV_241-1_1_6_node_27 | 0.4 | n |  | TRUE
38 | bus_LV_241-1_1_6_node_218 | 0.4 | n |  | TRUE
39 | bus_LV_241-1_1_6_node_28 | 0.4 | n |  | TRUE
40 | bus_LV_241-1_1_6_node_216 | 0.4 | n |  | TRUE
41 | bus_LV_241-1_1_6_node_173 | 0.4 | n |  | TRUE
42 | bus_LV_241-1_1_6_node_222 | 0.4 | n |  | TRUE
43 | bus_LV_241-1_1_6_node_30 | 0.4 | n |  | TRUE
44 | bus_LV_241-1_1_6_node_316 | 0.4 | n |  | TRUE
45 | bus_LV_241-1_1_6_node_34 | 0.4 | n |  | TRUE
46 | bus_LV_241-1_1_6_node_267 | 0.4 | n |  | TRUE
47 | bus_LV_241-1_1_6_node_31 | 0.4 | n |  | TRUE
48 | bus_LV_241-1_1_6_node_123 | 0.4 | n |  | TRUE
49 | bus_LV_241-1_1_6_node_124 | 0.4 | n |  | TRUE
50 | bus_LV_241-1_1_6_node_47 | 0.4 | n |  | TRUE
51 | bus_LV_241-1_1_6_node_55 | 0.4 | n |  | TRUE
52 | bus_LV_241-1_1_6_node_265 | 0.4 | n |  | TRUE
53 | bus_LV_241-1_1_6_node_219 | 0.4 | n |  | TRUE
54 | bus_LV_241-1_1_6_node_129 | 0.4 | n |  | TRUE
55 | bus_LV_241-1_1_6_node_126 | 0.4 | n |  | TRUE
56 | bus_LV_241-1_1_6_node_156 | 0.4 | n |  | TRUE
57 | bus_LV_241-1_1_6_node_302 | 0.4 | n |  | TRUE
58 | bus_LV_241-1_1_6_node_217 | 0.4 | n |  | TRUE
59 | bus_LV_241-1_1_6_node_221 | 0.4 | n |  | TRUE
60 | bus_LV_241-1_1_6_node_58 | 0.4 | n |  | TRUE
61 | bus_LV_241-1_1_6_node_63 | 0.4 | n |  | TRUE
62 | bus_LV_241-1_1_6_node_74 | 0.4 | n |  | TRUE
63 | bus_LV_241-1_1_6_node_61 | 0.4 | n |  | TRUE
64 | bus_LV_241-1_1_6_node_312 | 0.4 | n |  | TRUE
65 | bus_LV_241-1_1_6_node_128 | 0.4 | n |  | TRUE
66 | bus_LV_241-1_1_6_node_150 | 0.4 | n |  | TRUE
67 | bus_LV_241-1_1_6_node_125 | 0.4 | n |  | TRUE
68 | bus_LV_241-1_1_6_node_127 | 0.4 | n |  | TRUE
69 | bus_LV_241-1_1_6_node_169 | 0.4 | n |  | TRUE
70 | bus_LV_241-1_1_6_node_167 | 0.4 | n |  | TRUE
71 | bus_LV_241-1_1_6_node_162 | 0.4 | n |  | TRUE
72 | bus_LV_241-1_1_6_node_361 | 0.4 | n |  | TRUE
73 | bus_LV_241-1_1_6_node_358 | 0.4 | n |  | TRUE
74 | bus_LV_241-1_1_6_node_363 | 0.4 | n |  | TRUE
75 | bus_LV_241-1_1_6_node_142 | 0.4 | n |  | TRUE
76 | bus_LV_241-1_1_6_node_349 | 0.4 | n |  | TRUE
77 | bus_LV_241-1_1_6_node_164 | 0.4 | n |  | TRUE
78 | bus_LV_241-1_1_6_node_77 | 0.4 | n |  | TRUE
79 | bus_LV_241-1_1_6_node_81 | 0.4 | n |  | TRUE
80 | bus_LV_241-1_1_6_node_83 | 0.4 | n |  | TRUE
81 | bus_LV_241-1_1_6_node_84 | 0.4 | n |  | TRUE
82 | bus_LV_241-1_1_6_node_85 | 0.4 | n |  | TRUE
83 | bus_LV_241-1_1_6_node_76 | 0.4 | n |  | TRUE
84 | bus_LV_241-1_1_6_node_118 | 0.4 | n |  | TRUE
85 | bus_LV_241-1_1_6_node_116 | 0.4 | n |  | TRUE
86 | bus_LV_241-1_1_6_node_368 | 0.4 | n |  | TRUE
87 | bus_LV_241-1_1_6_node_66 | 0.4 | n |  | TRUE
88 | bus_LV_241-1_1_6_node_262 | 0.4 | n |  | TRUE
89 | bus_LV_241-1_1_6_node_67 | 0.4 | n |  | TRUE
90 | bus_LV_241-1_1_6_node_68 | 0.4 | n |  | TRUE
91 | bus_LV_241-1_1_6_node_254 | 0.4 | n |  | TRUE
92 | bus_LV_241-1_1_6_node_261 | 0.4 | n |  | TRUE
93 | bus_LV_241-1_1_6_node_69 | 0.4 | n |  | TRUE
94 | bus_LV_241-1_1_6_node_206 | 0.4 | n |  | TRUE
95 | bus_LV_241-1_1_6_node_202 | 0.4 | n |  | TRUE
96 | bus_LV_241-1_1_6_node_71 | 0.4 | n |  | TRUE
97 | bus_LV_241-1_1_6_node_184 | 0.4 | n |  | TRUE
98 | bus_LV_241-1_1_6_node_181 | 0.4 | n |  | TRUE
99 | bus_LV_241-1_1_6_node_72 | 0.4 | n |  | TRUE
100 | bus_LV_241-1_1_6_node_178 | 0.4 | n |  | TRUE
101 | bus_LV_241-1_1_6_node_73 | 0.4 | n |  | TRUE
102 | bus_LV_241-1_1_6_node_175 | 0.4 | n |  | TRUE
103 | bus_LV_241-1_1_6_node_259 | 0.4 | n |  | TRUE
104 | bus_LV_241-1_1_6_node_187 | 0.4 | n |  | TRUE
105 | bus_LV_241-1_1_6_node_44 | 0.4 | n |  | TRUE
106 | bus_LV_241-1_1_6_node_45 | 0.4 | n |  | TRUE
107 | bus_LV_241-1_1_6_node_46 | 0.4 | n |  | TRUE
108 | bus_LV_241-1_1_6_node_48 | 0.4 | n |  | TRUE
109 | bus_LV_241-1_1_6_node_51 | 0.4 | n |  | TRUE
110 | bus_LV_241-1_1_6_node_60 | 0.4 | n |  | TRUE
111 | bus_LV_241-1_1_6_node_64 | 0.4 | n |  | TRUE
112 | bus_LV_241-1_1_6_node_330 | 0.4 | n |  | TRUE
113 | bus_LV_241-1_1_6_node_186 | 0.4 | n |  | TRUE
114 | bus_LV_241-1_1_6_node_183 | 0.4 | n |  | TRUE
115 | bus_LV_241-1_1_6_node_293 | 0.4 | n |  | TRUE
116 | bus_LV_241-1_1_6_node_257 | 0.4 | n |  | TRUE
117 | bus_LV_241-1_1_6_node_258 | 0.4 | n |  | TRUE
118 | bus_LV_241-1_1_6_node_251 | 0.4 | n |  | TRUE
119 | bus_LV_241-1_1_6_node_252 | 0.4 | n |  | TRUE
120 | bus_LV_241-1_1_6_node_208 | 0.4 | n |  | TRUE
121 | bus_LV_241-1_1_6_node_198 | 0.4 | n |  | TRUE
122 | bus_LV_241-1_1_6_node_182 | 0.4 | n |  | TRUE
123 | bus_LV_241-1_1_6_node_179 | 0.4 | n |  | TRUE
124 | bus_LV_241-1_1_6_node_260 | 0.4 | n |  | TRUE
125 | bus_LV_241-1_1_6_node_329 | 0.4 | n |  | TRUE
126 | bus_LV_241-1_1_6_node_79 | 0.4 | n |  | TRUE
127 | bus_LV_241-1_1_6_node_86 | 0.4 | n |  | TRUE
128 | bus_LV_241-1_1_6_node_80 | 0.4 | n |  | TRUE
129 | bus_LV_241-1_1_6_node_87 | 0.4 | n |  | TRUE
130 | bus_LV_241-1_1_6_node_88 | 0.4 | n |  | TRUE
131 | bus_LV_241-1_1_6_node_82 | 0.4 | n |  | TRUE
132 | bus_LV_241-1_1_6_node_168 | 0.4 | n |  | TRUE
133 | bus_LV_241-1_1_6_node_165 | 0.4 | n |  | TRUE
134 | bus_LV_241-1_1_6_node_138 | 0.4 | n |  | TRUE
135 | bus_LV_241-1_1_6_node_135 | 0.4 | n |  | TRUE
136 | bus_LV_241-1_1_6_node_137 | 0.4 | n |  | TRUE
137 | bus_LV_241-1_1_6_node_134 | 0.4 | n |  | TRUE
138 | bus_LV_241-1_1_6_node_155 | 0.4 | n |  | TRUE
139 | bus_LV_241-1_1_6_node_170 | 0.4 | n |  | TRUE
140 | bus_LV_241-1_1_6_node_166 | 0.4 | n |  | TRUE
141 | bus_LV_241-1_1_6_node_136 | 0.4 | n |  | TRUE
142 | bus_LV_241-1_1_6_node_350 | 0.4 | n |  | TRUE
143 | bus_LV_241-1_1_6_node_89 | 0.4 | n |  | TRUE
144 | bus_LV_241-1_1_6_node_90 | 0.4 | n |  | TRUE
145 | bus_LV_241-1_1_6_node_91 | 0.4 | n |  | TRUE
146 | bus_LV_241-1_1_6_node_92 | 0.4 | n |  | TRUE
147 | bus_LV_241-1_1_6_node_93 | 0.4 | n |  | TRUE
148 | bus_LV_241-1_1_6_node_94 | 0.4 | n |  | TRUE
149 | bus_LV_241-1_1_6_node_95 | 0.4 | n |  | TRUE
150 | bus_LV_241-1_1_6_node_96 | 0.4 | n |  | TRUE
151 | bus_LV_241-1_1_6_node_149 | 0.4 | n |  | TRUE
152 | bus_LV_241-1_1_6_node_144 | 0.4 | n |  | TRUE
153 | bus_LV_241-1_1_6_node_145 | 0.4 | n |  | TRUE
154 | bus_LV_241-1_1_6_node_146 | 0.4 | n |  | TRUE
155 | bus_LV_241-1_1_6_node_114 | 0.4 | n |  | TRUE
156 | bus_LV_241-1_1_6_node_115 | 0.4 | n |  | TRUE
157 | bus_LV_241-1_1_6_node_117 | 0.4 | n |  | TRUE
158 | bus_LV_241-1_1_6_node_143 | 0.4 | n |  | TRUE
159 | bus_LV_241-1_1_6_node_158 | 0.4 | n |  | TRUE
160 | bus_LV_241-1_1_6_node_147 | 0.4 | n |  | TRUE
161 | bus_LV_241-1_1_6_node_140 | 0.4 | n |  | TRUE
162 | bus_LV_241-1_1_6_node_139 | 0.4 | n |  | TRUE
163 | bus_LV_241-1_1_6_node_154 | 0.4 | n |  | TRUE
164 | bus_LV_241-1_1_6_node_148 | 0.4 | n |  | TRUE
165 | bus_LV_241-1_1_6_node_174 | 0.4 | n |  | TRUE
166 | bus_LV_241-1_1_6_node_314 | 0.4 | n |  | TRUE
167 | bus_LV_241-1_1_6_node_304 | 0.4 | n |  | TRUE
168 | bus_LV_241-1_1_6_node_313 | 0.4 | n |  | TRUE
169 | bus_LV_241-1_1_6_node_315 | 0.4 | n |  | TRUE
170 | bus_LV_241-1_1_6_node_354 | 0.4 | n |  | TRUE
171 | bus_LV_241-1_1_6_node_328 | 0.4 | n |  | TRUE
172 | bus_LV_241-1_1_6_node_356 | 0.4 | n |  | TRUE
173 | bus_LV_241-1_1_6_node_362 | 0.4 | n |  | TRUE
174 | bus_LV_241-1_1_6_node_357 | 0.4 | n |  | TRUE
175 | bus_LV_241-1_1_6_node_364 | 0.4 | n |  | TRUE
176 | bus_LV_241-1_1_6_node_365 | 0.4 | n |  | TRUE
177 | bus_LV_241-1_1_6_node_229 | 0.4 | n |  | TRUE
178 | bus_LV_241-1_1_6_node_283 | 0.4 | n |  | TRUE
179 | bus_LV_241-1_1_6_node_311 | 0.4 | n |  | TRUE
180 | bus_LV_241-1_1_6_node_284 | 0.4 | n |  | TRUE
181 | bus_LV_241-1_1_6_node_282 | 0.4 | n |  | TRUE
182 | bus_LV_241-1_1_6_node_185 | 0.4 | n |  | TRUE
183 | bus_LV_241-1_1_6_node_197 | 0.4 | n |  | TRUE
184 | bus_LV_241-1_1_6_node_204 | 0.4 | n |  | TRUE
185 | bus_LV_241-1_1_6_node_297 | 0.4 | n |  | TRUE
186 | bus_LV_241-1_1_6_node_199 | 0.4 | n |  | TRUE
187 | bus_LV_241-1_1_6_node_200 | 0.4 | n |  | TRUE
188 | bus_LV_241-1_1_6_node_195 | 0.4 | n |  | TRUE
189 | bus_LV_241-1_1_6_node_188 | 0.4 | n |  | TRUE
190 | bus_LV_241-1_1_6_node_189 | 0.4 | n |  | TRUE
191 | bus_LV_241-1_1_6_node_190 | 0.4 | n |  | TRUE
192 | bus_LV_241-1_1_6_node_191 | 0.4 | n |  | TRUE
193 | bus_LV_241-1_1_6_node_192 | 0.4 | n |  | TRUE
194 | bus_LV_241-1_1_6_node_193 | 0.4 | n |  | TRUE
195 | bus_LV_241-1_1_6_node_233 | 0.4 | n |  | TRUE
196 | bus_LV_241-1_1_6_node_234 | 0.4 | n |  | TRUE
197 | bus_LV_241-1_1_6_node_232 | 0.4 | n |  | TRUE
198 | bus_LV_241-1_1_6_node_280 | 0.4 | n |  | TRUE
199 | bus_LV_241-1_1_6_node_278 | 0.4 | n |  | TRUE
200 | bus_LV_241-1_1_6_node_227 | 0.4 | n |  | TRUE
201 | bus_LV_241-1_1_6_node_224 | 0.4 | n |  | TRUE
202 | bus_LV_241-1_1_6_node_225 | 0.4 | n |  | TRUE
203 | bus_LV_241-1_1_6_node_196 | 0.4 | n |  | TRUE
204 | bus_LV_241-1_1_6_node_201 | 0.4 | n |  | TRUE
205 | bus_LV_241-1_1_6_node_203 | 0.4 | n |  | TRUE
206 | bus_LV_241-1_1_6_node_205 | 0.4 | n |  | TRUE
207 | bus_LV_241-1_1_6_node_207 | 0.4 | n |  | TRUE
208 | bus_LV_241-1_1_6_node_215 | 0.4 | n |  | TRUE
209 | bus_LV_241-1_1_6_node_235 | 0.4 | n |  | TRUE
210 | bus_LV_241-1_1_6_node_270 | 0.4 | n |  | TRUE
211 | bus_LV_241-1_1_6_node_213 | 0.4 | n |  | TRUE
212 | bus_LV_241-1_1_6_node_296 | 0.4 | n |  | TRUE
213 | bus_LV_241-1_1_6_node_269 | 0.4 | n |  | TRUE
214 | bus_LV_241-1_1_6_node_209 | 0.4 | n |  | TRUE
215 | bus_LV_241-1_1_6_node_210 | 0.4 | n |  | TRUE
216 | bus_LV_241-1_1_6_node_211 | 0.4 | n |  | TRUE
217 | bus_LV_241-1_1_6_node_212 | 0.4 | n |  | TRUE
218 | bus_LV_241-1_1_6_node_214 | 0.4 | n |  | TRUE
219 | bus_LV_241-1_1_6_node_223 | 0.4 | n |  | TRUE
220 | bus_LV_241-1_1_6_node_288 | 0.4 | n |  | TRUE
221 | bus_LV_241-1_1_6_node_322 | 0.4 | n |  | TRUE
222 | bus_LV_241-1_1_6_node_226 | 0.4 | n |  | TRUE
223 | bus_LV_241-1_1_6_node_228 | 0.4 | n |  | TRUE
224 | bus_LV_241-1_1_6_node_231 | 0.4 | n |  | TRUE
225 | bus_LV_241-1_1_6_node_366 | 0.4 | n |  | TRUE
226 | bus_LV_241-1_1_6_node_240 | 0.4 | n |  | TRUE
227 | bus_LV_241-1_1_6_node_238 | 0.4 | n |  | TRUE
228 | bus_LV_241-1_1_6_node_370 | 0.4 | n |  | TRUE
229 | bus_LV_241-1_1_6_node_249 | 0.4 | n |  | TRUE
230 | bus_LV_241-1_1_6_node_236 | 0.4 | n |  | TRUE
231 | bus_LV_241-1_1_6_node_281 | 0.4 | n |  | TRUE
232 | bus_LV_241-1_1_6_node_298 | 0.4 | n |  | TRUE
233 | bus_LV_241-1_1_6_node_237 | 0.4 | n |  | TRUE
234 | bus_LV_241-1_1_6_node_239 | 0.4 | n |  | TRUE
235 | bus_LV_241-1_1_6_node_245 | 0.4 | n |  | TRUE
236 | bus_LV_241-1_1_6_node_241 | 0.4 | n |  | TRUE
237 | bus_LV_241-1_1_6_node_242 | 0.4 | n |  | TRUE
238 | bus_LV_241-1_1_6_node_243 | 0.4 | n |  | TRUE
239 | bus_LV_241-1_1_6_node_244 | 0.4 | n |  | TRUE
240 | bus_LV_241-1_1_6_node_246 | 0.4 | n |  | TRUE
241 | bus_LV_241-1_1_6_node_247 | 0.4 | n |  | TRUE
242 | bus_LV_241-1_1_6_node_248 | 0.4 | n |  | TRUE
243 | bus_LV_241-1_1_6_node_250 | 0.4 | n |  | TRUE
244 | bus_LV_241-1_1_6_node_285 | 0.4 | n |  | TRUE
245 | bus_LV_241-1_1_6_node_286 | 0.4 | n |  | TRUE
246 | bus_LV_241-1_1_6_node_275 | 0.4 | n |  | TRUE
247 | bus_LV_241-1_1_6_node_351 | 0.4 | n |  | TRUE
248 | bus_LV_241-1_1_6_node_305 | 0.4 | n |  | TRUE
249 | bus_LV_241-1_1_6_node_306 | 0.4 | n |  | TRUE
250 | bus_LV_241-1_1_6_node_273 | 0.4 | n |  | TRUE
251 | bus_LV_241-1_1_6_node_272 | 0.4 | n |  | TRUE
252 | bus_LV_241-1_1_6_node_271 | 0.4 | n |  | TRUE
253 | bus_LV_241-1_1_6_node_352 | 0.4 | n |  | TRUE
254 | bus_LV_241-1_1_6_node_353 | 0.4 | n |  | TRUE
255 | bus_LV_241-1_1_6_node_253 | 0.4 | n |  | TRUE
256 | bus_LV_241-1_1_6_node_255 | 0.4 | n |  | TRUE
257 | bus_LV_241-1_1_6_node_256 | 0.4 | n |  | TRUE
258 | bus_LV_241-1_1_6_node_326 | 0.4 | n |  | TRUE
259 | bus_LV_241-1_1_6_node_263 | 0.4 | n |  | TRUE
260 | bus_LV_241-1_1_6_node_292 | 0.4 | n |  | TRUE
261 | bus_LV_241-1_1_6_node_289 | 0.4 | n |  | TRUE
262 | bus_LV_241-1_1_6_node_327 | 0.4 | n |  | TRUE
263 | bus_LV_241-1_1_6_node_325 | 0.4 | n |  | TRUE
264 | bus_LV_241-1_1_6_node_264 | 0.4 | n |  | TRUE
265 | bus_LV_241-1_1_6_node_299 | 0.4 | n |  | TRUE
266 | bus_LV_241-1_1_6_node_290 | 0.4 | n |  | TRUE
267 | bus_LV_241-1_1_6_node_317 | 0.4 | n |  | TRUE
268 | bus_LV_241-1_1_6_node_294 | 0.4 | n |  | TRUE
269 | bus_LV_241-1_1_6_node_266 | 0.4 | n |  | TRUE
270 | bus_LV_241-1_1_6_node_308 | 0.4 | n |  | TRUE
271 | bus_LV_241-1_1_6_node_307 | 0.4 | n |  | TRUE
272 | bus_LV_241-1_1_6_node_274 | 0.4 | n |  | TRUE
273 | bus_LV_241-1_1_6_node_276 | 0.4 | n |  | TRUE
274 | bus_LV_241-1_1_6_node_277 | 0.4 | n |  | TRUE
275 | bus_LV_241-1_1_6_node_295 | 0.4 | n |  | TRUE
276 | bus_LV_241-1_1_6_node_303 | 0.4 | n |  | TRUE
277 | bus_LV_241-1_1_6_node_318 | 0.4 | n |  | TRUE
278 | bus_LV_241-1_1_6_node_319 | 0.4 | n |  | TRUE
279 | bus_LV_241-1_1_6_node_347 | 0.4 | n |  | TRUE
280 | bus_LV_241-1_1_6_node_310 | 0.4 | n |  | TRUE
281 | bus_LV_241-1_1_6_node_291 | 0.4 | n |  | TRUE
282 | bus_LV_241-1_1_6_node_324 | 0.4 | n |  | TRUE
283 | bus_LV_241-1_1_6_node_323 | 0.4 | n |  | TRUE
284 | bus_LV_241-1_1_6_node_300 | 0.4 | n |  | TRUE
285 | bus_LV_241-1_1_6_node_340 | 0.4 | n |  | TRUE
286 | bus_LV_241-1_1_6_node_334 | 0.4 | n |  | TRUE
287 | bus_LV_241-1_1_6_node_348 | 0.4 | n |  | TRUE
288 | bus_LV_241-1_1_6_node_320 | 0.4 | n |  | TRUE
289 | bus_LV_241-1_1_6_node_321 | 0.4 | n |  | TRUE
290 | bus_LV_241-1_1_6_node_309 | 0.4 | n |  | TRUE
291 | bus_LV_241-1_1_6_node_346 | 0.4 | n |  | TRUE
292 | bus_LV_241-1_1_6_node_355 | 0.4 | n |  | TRUE
293 | bus_LV_241-1_1_6_node_331 | 0.4 | n |  | TRUE
294 | bus_LV_241-1_1_6_node_339 | 0.4 | n |  | TRUE
295 | bus_LV_241-1_1_6_node_343 | 0.4 | n |  | TRUE
296 | bus_LV_241-1_1_6_node_332 | 0.4 | n |  | TRUE
297 | bus_LV_241-1_1_6_node_338 | 0.4 | n |  | TRUE
298 | bus_LV_241-1_1_6_node_341 | 0.4 | n |  | TRUE
299 | bus_LV_241-1_1_6_node_333 | 0.4 | n |  | TRUE
300 | bus_LV_241-1_1_6_node_335 | 0.4 | n |  | TRUE
301 | bus_LV_241-1_1_6_node_336 | 0.4 | n |  | TRUE
302 | bus_LV_241-1_1_6_node_337 | 0.4 | n |  | TRUE
303 | bus_LV_241-1_1_6_node_342 | 0.4 | n |  | TRUE
304 | bus_LV_241-1_1_6_node_344 | 0.4 | n |  | TRUE
305 | bus_LV_241-1_1_6_node_345 | 0.4 | n |  | TRUE
306 | bus_LV_241-1_1_6_node_359 | 0.4 | n |  | TRUE
307 | bus_LV_241-1_1_6_node_360 | 0.4 | n |  | TRUE
308 | bus_LV_241-1_1_6_node_369 | 0.4 | n |  | TRUE
309 | bus_LV_241-1_1_6_node_371 | 0.4 | n |  | TRUE
310 | bus_LV_241-1_1_6_node_372 | 0.4 | n |  | TRUE
311 | bus_MV_358_1_node_30 | 20 | n |  | TRUE

## load
| name | bus | p_mw | q_mvar | const_z_percent | const_i_percent | sn_mva | scaling | in_service | type
0 | LV_241-1_1_6_load_367 | 2 | 0.0007384 | 0.00018506 | 0 | 0 |  | 1 | TRUE | wye
1 | LV_241-1_1_6_load_152 | 4 | 0.0036455 | 0.00091364 | 0 | 0 |  | 1 | TRUE | wye
2 | LV_241-1_1_6_load_160 | 5 | 0.0079996 | 0.0020049 | 0 | 0 |  | 1 | TRUE | wye
3 | LV_241-1_1_6_load_159 | 7 | 0.0027536 | 0.00069011 | 0 | 0 |  | 1 | TRUE | wye
4 | LV_241-1_1_6_load_151 | 9 | 0.0036513 | 0.00091511 | 0 | 0 |  | 1 | TRUE | wye
5 | LV_241-1_1_6_load_75 | 12 | 0.0045513 | 0.0011407 | 0 | 0 |  | 1 | TRUE | wye
6 | LV_241-1_1_6_load_14 | 13 | 0.00090845 | 0.00022768 | 0 | 0 |  | 1 | TRUE | wye
7 | LV_241-1_1_6_load_15 | 14 | 0.0070174 | 0.0017587 | 0 | 0 |  | 1 | TRUE | wye
8 | LV_241-1_1_6_load_17 | 16 | 0.00045408 | 0.0001138 | 0 | 0 |  | 1 | TRUE | wye
9 | LV_241-1_1_6_load_19 | 18 | 0.0026596 | 0.00066655 | 0 | 0 |  | 1 | TRUE | wye
10 | LV_241-1_1_6_load_21 | 20 | 0.0037866 | 0.00094901 | 0 | 0 |  | 1 | TRUE | wye
11 | LV_241-1_1_6_load_56 | 22 | 0.00040718 | 0.00010205 | 0 | 0 |  | 1 | TRUE | wye
12 | LV_241-1_1_6_load_268 | 26 | 0.0048628 | 0.0012187 | 0 | 0 |  | 1 | TRUE | wye
13 | LV_241-1_1_6_load_301 | 27 | 0.0048295 | 0.0012104 | 0 | 0 |  | 1 | TRUE | wye
14 | LV_241-1_1_6_load_180 | 29 | 0.0015102 | 0.00037849 | 0 | 0 |  | 1 | TRUE | wye
15 | LV_241-1_1_6_load_157 | 31 | 0.0018279 | 0.00045813 | 0 | 0 |  | 1 | TRUE | wye
16 | LV_241-1_1_6_load_287 | 33 | 0.0054944 | 0.001377 | 0 | 0 |  | 1 | TRUE | wye
17 | LV_241-1_1_6_load_57 | 34 | 0.0023389 | 0.00058618 | 0 | 0 |  | 1 | TRUE | wye
18 | LV_241-1_1_6_load_220 | 36 | 0.003057 | 0.00076614 | 0 | 0 |  | 1 | TRUE | wye
19 | LV_241-1_1_6_load_216 | 40 | 0.0015625 | 0.0003916 | 0 | 0 |  | 1 | TRUE | wye
20 | LV_241-1_1_6_load_173 | 41 | 0.00082829 | 0.00020759 | 0 | 0 |  | 1 | TRUE | wye
21 | LV_241-1_1_6_load_222 | 42 | 0.0047432 | 0.0011888 | 0 | 0 |  | 1 | TRUE | wye
22 | LV_241-1_1_6_load_316 | 44 | 0.0075879 | 0.0019017 | 0 | 0 |  | 1 | TRUE | wye
23 | LV_241-1_1_6_load_123 | 48 | 0.0011135 | 0.00027907 | 0 | 0 |  | 1 | TRUE | wye
24 | LV_241-1_1_6_load_124 | 49 | 0.0013128 | 0.00032902 | 0 | 0 |  | 1 | TRUE | wye
25 | LV_241-1_1_6_load_47 | 50 | 0.0014549 | 0.00036463 | 0 | 0 |  | 1 | TRUE | wye
26 | LV_241-1_1_6_load_55 | 51 | 0.0015359 | 0.00038493 | 0 | 0 |  | 1 | TRUE | wye
27 | LV_241-1_1_6_load_219 | 53 | 0.0043859 | 0.0010992 | 0 | 0 |  | 1 | TRUE | wye
28 | LV_241-1_1_6_load_129 | 54 | 0.0022542 | 0.00056496 | 0 | 0 |  | 1 | TRUE | wye
29 | LV_241-1_1_6_load_156 | 56 | 0.001324 | 0.00033183 | 0 | 0 |  | 1 | TRUE | wye
30 | LV_241-1_1_6_load_302 | 57 | 0.0041902 | 0.0010502 | 0 | 0 |  | 1 | TRUE | wye
31 | LV_241-1_1_6_load_217 | 58 | 0.00077932 | 0.00019532 | 0 | 0 |  | 1 | TRUE | wye
32 | LV_241-1_1_6_load_221 | 59 | 0.0020511 | 0.00051405 | 0 | 0 |  | 1 | TRUE | wye
33 | LV_241-1_1_6_load_58 | 60 | 0.0059499 | 0.0014912 | 0 | 0 |  | 1 | TRUE | wye
34 | LV_241-1_1_6_load_74 | 62 | 0.0064884 | 0.0016261 | 0 | 0 |  | 1 | TRUE | wye
35 | LV_241-1_1_6_load_312 | 64 | 0.0004549 | 0.00011401 | 0 | 0 |  | 1 | TRUE | wye
36 | LV_241-1_1_6_load_128 | 65 | 0.0046109 | 0.0011556 | 0 | 0 |  | 1 | TRUE | wye
37 | LV_241-1_1_6_load_150 | 66 | 0.00018832 | 4.7197e-05 | 0 | 0 |  | 1 | TRUE | wye
38 | LV_241-1_1_6_load_125 | 67 | 0.00022442 | 5.6246e-05 | 0 | 0 |  | 1 | TRUE | wye
39 | LV_241-1_1_6_load_127 | 68 | 0.00022445 | 5.6252e-05 | 0 | 0 |  | 1 | TRUE | wye
40 | LV_241-1_1_6_load_169 | 69 | 0.00079172 | 0.00019842 | 0 | 0 |  | 1 | TRUE | wye
41 | LV_241-1_1_6_load_167 | 70 | 0.00049334 | 0.00012364 | 0 | 0 |  | 1 | TRUE | wye
42 | LV_241-1_1_6_load_358 | 73 | 0.00073942 | 0.00018532 | 0 | 0 |  | 1 | TRUE | wye
43 | LV_241-1_1_6_load_363 | 74 | 0.00073639 | 0.00018456 | 0 | 0 |  | 1 | TRUE | wye
44 | LV_241-1_1_6_load_142 | 75 | 0.00025379 | 6.3605e-05 | 0 | 0 |  | 1 | TRUE | wye
45 | LV_241-1_1_6_load_349 | 76 | 0.00053328 | 0.00013365 | 0 | 0 |  | 1 | TRUE | wye
46 | LV_241-1_1_6_load_164 | 77 | 0.0024143 | 0.00060508 | 0 | 0 |  | 1 | TRUE | wye
47 | LV_241-1_1_6_load_81 | 79 | 0.0059131 | 0.001482 | 0 | 0 |  | 1 | TRUE | wye
48 | LV_241-1_1_6_load_85 | 82 | 0.0039191 | 0.00098222 | 0 | 0 |  | 1 | TRUE | wye
49 | LV_241-1_1_6_load_118 | 84 | 0.0002903 | 7.2756e-05 | 0 | 0 |  | 1 | TRUE | wye
50 | LV_241-1_1_6_load_262 | 88 | 0.0020048 | 0.00050244 | 0 | 0 |  | 1 | TRUE | wye
51 | LV_241-1_1_6_load_261 | 92 | 0.0046439 | 0.0011639 | 0 | 0 |  | 1 | TRUE | wye
52 | LV_241-1_1_6_load_206 | 94 | 0.0030078 | 0.00075382 | 0 | 0 |  | 1 | TRUE | wye
53 | LV_241-1_1_6_load_202 | 95 | 0.0030134 | 0.00075523 | 0 | 0 |  | 1 | TRUE | wye
54 | LV_241-1_1_6_load_184 | 97 | 0.0010945 | 0.00027431 | 0 | 0 |  | 1 | TRUE | wye
55 | LV_241-1_1_6_load_181 | 98 | 0.00095149 | 0.00023847 | 0 | 0 |  | 1 | TRUE | wye
56 | LV_241-1_1_6_load_178 | 100 | 0.0004667 | 0.00011696 | 0 | 0 |  | 1 | TRUE | wye
57 | LV_241-1_1_6_load_175 | 102 | 0.00015187 | 3.8062e-05 | 0 | 0 |  | 1 | TRUE | wye
58 | LV_241-1_1_6_load_259 | 103 | 0.00042628 | 0.00010684 | 0 | 0 |  | 1 | TRUE | wye
59 | LV_241-1_1_6_load_187 | 104 | 0.00021659 | 5.4282e-05 | 0 | 0 |  | 1 | TRUE | wye
60 | LV_241-1_1_6_load_44 | 105 | 0.00064594 | 0.00016189 | 0 | 0 |  | 1 | TRUE | wye
61 | LV_241-1_1_6_load_45 | 106 | 0.00028144 | 7.0535e-05 | 0 | 0 |  | 1 | TRUE | wye
62 | LV_241-1_1_6_load_48 | 108 | 0.0008671 | 0.00021732 | 0 | 0 |  | 1 | TRUE | wye
63 | LV_241-1_1_6_load_51 | 109 | 0.00024167 | 6.0568e-05 | 0 | 0 |  | 1 | TRUE | wye
64 | LV_241-1_1_6_load_60 | 110 | 0.0092913 | 0.0023286 | 0 | 0 |  | 1 | TRUE | wye
65 | LV_241-1_1_6_load_64 | 111 | 0.0024406 | 0.00061168 | 0 | 0 |  | 1 | TRUE | wye
66 | LV_241-1_1_6_load_330 | 112 | 0.0012984 | 0.0003254 | 0 | 0 |  | 1 | TRUE | wye
67 | LV_241-1_1_6_load_186 | 113 | 0.0018366 | 0.00046029 | 0 | 0 |  | 1 | TRUE | wye
68 | LV_241-1_1_6_load_293 | 115 | 0.0019617 | 0.00049165 | 0 | 0 |  | 1 | TRUE | wye
69 | LV_241-1_1_6_load_257 | 116 | 0.003931 | 0.00098521 | 0 | 0 |  | 1 | TRUE | wye
70 | LV_241-1_1_6_load_258 | 117 | 0.0022566 | 0.00056555 | 0 | 0 |  | 1 | TRUE | wye
71 | LV_241-1_1_6_load_251 | 118 | 0.0022289 | 0.0005586 | 0 | 0 |  | 1 | TRUE | wye
72 | LV_241-1_1_6_load_252 | 119 | 0.0037988 | 0.00095207 | 0 | 0 |  | 1 | TRUE | wye
73 | LV_241-1_1_6_load_208 | 120 | 0.0030993 | 0.00077675 | 0 | 0 |  | 1 | TRUE | wye
74 | LV_241-1_1_6_load_182 | 122 | 0.0011309 | 0.00028344 | 0 | 0 |  | 1 | TRUE | wye
75 | LV_241-1_1_6_load_179 | 123 | 0.0017633 | 0.00044192 | 0 | 0 |  | 1 | TRUE | wye
76 | LV_241-1_1_6_load_260 | 124 | 0.0005283 | 0.0001324 | 0 | 0 |  | 1 | TRUE | wye
77 | LV_241-1_1_6_load_329 | 125 | 0.0022205 | 0.00055651 | 0 | 0 |  | 1 | TRUE | wye
78 | LV_241-1_1_6_load_86 | 127 | 0.001341 | 0.00033608 | 0 | 0 |  | 1 | TRUE | wye
79 | LV_241-1_1_6_load_87 | 129 | 0.00078484 | 0.0001967 | 0 | 0 |  | 1 | TRUE | wye
80 | LV_241-1_1_6_load_88 | 130 | 0.0059124 | 0.0014818 | 0 | 0 |  | 1 | TRUE | wye
81 | LV_241-1_1_6_load_168 | 132 | 0.00083587 | 0.00020949 | 0 | 0 |  | 1 | TRUE | wye
82 | LV_241-1_1_6_load_165 | 133 | 0.0016053 | 0.00040231 | 0 | 0 |  | 1 | TRUE | wye
83 | LV_241-1_1_6_load_138 | 134 | 0.0011317 | 0.00028363 | 0 | 0 |  | 1 | TRUE | wye
84 | LV_241-1_1_6_load_137 | 136 | 0.0016671 | 0.00041782 | 0 | 0 |  | 1 | TRUE | wye
85 | LV_241-1_1_6_load_134 | 137 | 0.0010564 | 0.00026476 | 0 | 0 |  | 1 | TRUE | wye
86 | LV_241-1_1_6_load_170 | 139 | 0.00046798 | 0.00011729 | 0 | 0 |  | 1 | TRUE | wye
87 | LV_241-1_1_6_load_166 | 140 | 0.001707 | 0.00042782 | 0 | 0 |  | 1 | TRUE | wye
88 | LV_241-1_1_6_load_350 | 142 | 0.00037065 | 9.2894e-05 | 0 | 0 |  | 1 | TRUE | wye
89 | LV_241-1_1_6_load_89 | 143 | 0.0050771 | 0.0012724 | 0 | 0 |  | 1 | TRUE | wye
90 | LV_241-1_1_6_load_90 | 144 | 0.002577 | 0.00064585 | 0 | 0 |  | 1 | TRUE | wye
91 | LV_241-1_1_6_load_91 | 145 | 0.002751 | 0.00068947 | 0 | 0 |  | 1 | TRUE | wye
92 | LV_241-1_1_6_load_93 | 147 | 0.0010986 | 0.00027533 | 0 | 0 |  | 1 | TRUE | wye
93 | LV_241-1_1_6_load_94 | 148 | 0.0067653 | 0.0016955 | 0 | 0 |  | 1 | TRUE | wye
94 | LV_241-1_1_6_load_95 | 149 | 0.0036656 | 0.00091868 | 0 | 0 |  | 1 | TRUE | wye
95 | LV_241-1_1_6_load_96 | 150 | 0.0066955 | 0.0016781 | 0 | 0 |  | 1 | TRUE | wye
96 | LV_241-1_1_6_load_149 | 151 | 0.0067087 | 0.0016813 | 0 | 0 |  | 1 | TRUE | wye
97 | LV_241-1_1_6_load_146 | 154 | 0.00022622 | 5.6696e-05 | 0 | 0 |  | 1 | TRUE | wye
98 | LV_241-1_1_6_load_114 | 155 | 0.00024309 | 6.0925e-05 | 0 | 0 |  | 1 | TRUE | wye
99 | LV_241-1_1_6_load_115 | 156 | 0.00026316 | 6.5953e-05 | 0 | 0 |  | 1 | TRUE | wye
100 | LV_241-1_1_6_load_117 | 157 | 0.00078844 | 0.0001976 | 0 | 0 |  | 1 | TRUE | wye
101 | LV_241-1_1_6_load_143 | 158 | 0.00055096 | 0.00013808 | 0 | 0 |  | 1 | TRUE | wye
102 | LV_241-1_1_6_load_158 | 159 | 0.0027793 | 0.00069655 | 0 | 0 |  | 1 | TRUE | wye
103 | LV_241-1_1_6_load_147 | 160 | 0.0037752 | 0.00094615 | 0 | 0 |  | 1 | TRUE | wye
104 | LV_241-1_1_6_load_139 | 162 | 0.0025011 | 0.00062684 | 0 | 0 |  | 1 | TRUE | wye
105 | LV_241-1_1_6_load_154 | 163 | 0.0010284 | 0.00025774 | 0 | 0 |  | 1 | TRUE | wye
106 | LV_241-1_1_6_load_148 | 164 | 0.0012061 | 0.00030228 | 0 | 0 |  | 1 | TRUE | wye
107 | LV_241-1_1_6_load_174 | 165 | 0.00039361 | 9.8649e-05 | 0 | 0 |  | 1 | TRUE | wye
108 | LV_241-1_1_6_load_313 | 168 | 0.0003986 | 9.9898e-05 | 0 | 0 |  | 1 | TRUE | wye
109 | LV_241-1_1_6_load_328 | 171 | 0.00068627 | 0.000172 | 0 | 0 |  | 1 | TRUE | wye
110 | LV_241-1_1_6_load_356 | 172 | 0.00076234 | 0.00019106 | 0 | 0 |  | 1 | TRUE | wye
111 | LV_241-1_1_6_load_365 | 176 | 0.00073859 | 0.00018511 | 0 | 0 |  | 1 | TRUE | wye
112 | LV_241-1_1_6_load_283 | 178 | 0.0017006 | 0.0004262 | 0 | 0 |  | 1 | TRUE | wye
113 | LV_241-1_1_6_load_311 | 179 | 0.0013851 | 0.00034713 | 0 | 0 |  | 1 | TRUE | wye
114 | LV_241-1_1_6_load_284 | 180 | 0.0027957 | 0.00070067 | 0 | 0 |  | 1 | TRUE | wye
115 | LV_241-1_1_6_load_282 | 181 | 0.0022851 | 0.00057271 | 0 | 0 |  | 1 | TRUE | wye
116 | LV_241-1_1_6_load_204 | 184 | 0.0010584 | 0.00026525 | 0 | 0 |  | 1 | TRUE | wye
117 | LV_241-1_1_6_load_297 | 185 | 0.0004064 | 0.00010185 | 0 | 0 |  | 1 | TRUE | wye
118 | LV_241-1_1_6_load_199 | 186 | 0.0035951 | 0.00090103 | 0 | 0 |  | 1 | TRUE | wye
119 | LV_241-1_1_6_load_200 | 187 | 0.0029552 | 0.00074064 | 0 | 0 |  | 1 | TRUE | wye
120 | LV_241-1_1_6_load_195 | 188 | 0.0030267 | 0.00075857 | 0 | 0 |  | 1 | TRUE | wye
121 | LV_241-1_1_6_load_188 | 189 | 0.0031696 | 0.00079437 | 0 | 0 |  | 1 | TRUE | wye
122 | LV_241-1_1_6_load_189 | 190 | 0.0023748 | 0.00059519 | 0 | 0 |  | 1 | TRUE | wye
123 | LV_241-1_1_6_load_190 | 191 | 0.002793 | 0.00069999 | 0 | 0 |  | 1 | TRUE | wye
124 | LV_241-1_1_6_load_191 | 192 | 0.0023695 | 0.00059385 | 0 | 0 |  | 1 | TRUE | wye
125 | LV_241-1_1_6_load_192 | 193 | 0.0030958 | 0.00077588 | 0 | 0 |  | 1 | TRUE | wye
126 | LV_241-1_1_6_load_193 | 194 | 0.0029385 | 0.00073646 | 0 | 0 |  | 1 | TRUE | wye
127 | LV_241-1_1_6_load_233 | 195 | 0.0032155 | 0.00080588 | 0 | 0 |  | 1 | TRUE | wye
128 | LV_241-1_1_6_load_234 | 196 | 0.0020474 | 0.00051312 | 0 | 0 |  | 1 | TRUE | wye
129 | LV_241-1_1_6_load_278 | 199 | 0.00041261 | 0.00010341 | 0 | 0 |  | 1 | TRUE | wye
130 | LV_241-1_1_6_load_224 | 201 | 0.0030688 | 0.00076912 | 0 | 0 |  | 1 | TRUE | wye
131 | LV_241-1_1_6_load_225 | 202 | 0.0041474 | 0.0010394 | 0 | 0 |  | 1 | TRUE | wye
132 | LV_241-1_1_6_load_196 | 203 | 0.0028953 | 0.00072564 | 0 | 0 |  | 1 | TRUE | wye
133 | LV_241-1_1_6_load_201 | 204 | 0.0035732 | 0.00089553 | 0 | 0 |  | 1 | TRUE | wye
134 | LV_241-1_1_6_load_203 | 205 | 0.0027312 | 0.00068449 | 0 | 0 |  | 1 | TRUE | wye
135 | LV_241-1_1_6_load_207 | 207 | 0.0017609 | 0.00044133 | 0 | 0 |  | 1 | TRUE | wye
136 | LV_241-1_1_6_load_215 | 208 | 0.003862 | 0.00096791 | 0 | 0 |  | 1 | TRUE | wye
137 | LV_241-1_1_6_load_270 | 210 | 0.0026498 | 0.0006641 | 0 | 0 |  | 1 | TRUE | wye
138 | LV_241-1_1_6_load_213 | 211 | 0.0029143 | 0.0007304 | 0 | 0 |  | 1 | TRUE | wye
139 | LV_241-1_1_6_load_296 | 212 | 0.0021035 | 0.00052719 | 0 | 0 |  | 1 | TRUE | wye
140 | LV_241-1_1_6_load_269 | 213 | 0.0027067 | 0.00067835 | 0 | 0 |  | 1 | TRUE | wye
141 | LV_241-1_1_6_load_209 | 214 | 0.0025616 | 0.00064201 | 0 | 0 |  | 1 | TRUE | wye
142 | LV_241-1_1_6_load_210 | 215 | 0.0019021 | 0.00047672 | 0 | 0 |  | 1 | TRUE | wye
143 | LV_241-1_1_6_load_211 | 216 | 0.0019021 | 0.0004767 | 0 | 0 |  | 1 | TRUE | wye
144 | LV_241-1_1_6_load_212 | 217 | 0.0014263 | 0.00035747 | 0 | 0 |  | 1 | TRUE | wye
145 | LV_241-1_1_6_load_214 | 218 | 0.0027576 | 0.00069112 | 0 | 0 |  | 1 | TRUE | wye
146 | LV_241-1_1_6_load_223 | 219 | 0.0028317 | 0.0007097 | 0 | 0 |  | 1 | TRUE | wye
147 | LV_241-1_1_6_load_288 | 220 | 0.0065317 | 0.001637 | 0 | 0 |  | 1 | TRUE | wye
148 | LV_241-1_1_6_load_322 | 221 | 0.0018001 | 0.00045115 | 0 | 0 |  | 1 | TRUE | wye
149 | LV_241-1_1_6_load_226 | 222 | 0.00070876 | 0.00017763 | 0 | 0 |  | 1 | TRUE | wye
150 | LV_241-1_1_6_load_228 | 223 | 0.0017404 | 0.00043619 | 0 | 0 |  | 1 | TRUE | wye
151 | LV_241-1_1_6_load_366 | 225 | 0.00073784 | 0.00018492 | 0 | 0 |  | 1 | TRUE | wye
152 | LV_241-1_1_6_load_240 | 226 | 0.0026319 | 0.00065963 | 0 | 0 |  | 1 | TRUE | wye
153 | LV_241-1_1_6_load_238 | 227 | 0.0002803 | 7.0251e-05 | 0 | 0 |  | 1 | TRUE | wye
154 | LV_241-1_1_6_load_370 | 228 | 0.00073528 | 0.00018428 | 0 | 0 |  | 1 | TRUE | wye
155 | LV_241-1_1_6_load_236 | 230 | 0.00031228 | 7.8264e-05 | 0 | 0 |  | 1 | TRUE | wye
156 | LV_241-1_1_6_load_281 | 231 | 0.0029971 | 0.00075115 | 0 | 0 |  | 1 | TRUE | wye
157 | LV_241-1_1_6_load_298 | 232 | 0.0033688 | 0.00084429 | 0 | 0 |  | 1 | TRUE | wye
158 | LV_241-1_1_6_load_237 | 233 | 0.00030184 | 7.5648e-05 | 0 | 0 |  | 1 | TRUE | wye
159 | LV_241-1_1_6_load_239 | 234 | 0.00021464 | 5.3795e-05 | 0 | 0 |  | 1 | TRUE | wye
160 | LV_241-1_1_6_load_241 | 236 | 0.00086418 | 0.00021658 | 0 | 0 |  | 1 | TRUE | wye
161 | LV_241-1_1_6_load_242 | 237 | 0.00084794 | 0.00021251 | 0 | 0 |  | 1 | TRUE | wye
162 | LV_241-1_1_6_load_244 | 239 | 0.0012585 | 0.00031542 | 0 | 0 |  | 1 | TRUE | wye
163 | LV_241-1_1_6_load_246 | 240 | 0.003454 | 0.00086564 | 0 | 0 |  | 1 | TRUE | wye
164 | LV_241-1_1_6_load_248 | 242 | 0.0021734 | 0.00054471 | 0 | 0 |  | 1 | TRUE | wye
165 | LV_241-1_1_6_load_286 | 245 | 0.0034928 | 0.00087538 | 0 | 0 |  | 1 | TRUE | wye
166 | LV_241-1_1_6_load_275 | 246 | 0.0020741 | 0.00051981 | 0 | 0 |  | 1 | TRUE | wye
167 | LV_241-1_1_6_load_351 | 247 | 0.00066318 | 0.00016621 | 0 | 0 |  | 1 | TRUE | wye
168 | LV_241-1_1_6_load_305 | 248 | 0.00018042 | 4.5218e-05 | 0 | 0 |  | 1 | TRUE | wye
169 | LV_241-1_1_6_load_273 | 250 | 0.00072734 | 0.00018229 | 0 | 0 |  | 1 | TRUE | wye
170 | LV_241-1_1_6_load_272 | 251 | 0.0018466 | 0.0004628 | 0 | 0 |  | 1 | TRUE | wye
171 | LV_241-1_1_6_load_271 | 252 | 0.0022022 | 0.00055191 | 0 | 0 |  | 1 | TRUE | wye
172 | LV_241-1_1_6_load_352 | 253 | 0.00068768 | 0.00017235 | 0 | 0 |  | 1 | TRUE | wye
173 | LV_241-1_1_6_load_255 | 256 | 0.0032567 | 0.00081621 | 0 | 0 |  | 1 | TRUE | wye
174 | LV_241-1_1_6_load_256 | 257 | 0.011125 | 0.0027881 | 0 | 0 |  | 1 | TRUE | wye
175 | LV_241-1_1_6_load_263 | 259 | 0.0057166 | 0.0014327 | 0 | 0 |  | 1 | TRUE | wye
176 | LV_241-1_1_6_load_292 | 260 | 0.0017457 | 0.00043751 | 0 | 0 |  | 1 | TRUE | wye
177 | LV_241-1_1_6_load_289 | 261 | 0.003303 | 0.00082782 | 0 | 0 |  | 1 | TRUE | wye
178 | LV_241-1_1_6_load_327 | 262 | 0.0022288 | 0.00055859 | 0 | 0 |  | 1 | TRUE | wye
179 | LV_241-1_1_6_load_325 | 263 | 0.0038459 | 0.00096388 | 0 | 0 |  | 1 | TRUE | wye
180 | LV_241-1_1_6_load_264 | 264 | 0.0051088 | 0.0012804 | 0 | 0 |  | 1 | TRUE | wye
181 | LV_241-1_1_6_load_299 | 265 | 0.0024446 | 0.00061269 | 0 | 0 |  | 1 | TRUE | wye
182 | LV_241-1_1_6_load_290 | 266 | 0.0025136 | 0.00062997 | 0 | 0 |  | 1 | TRUE | wye
183 | LV_241-1_1_6_load_317 | 267 | 0.00091083 | 0.00022828 | 0 | 0 |  | 1 | TRUE | wye
184 | LV_241-1_1_6_load_294 | 268 | 0.0019825 | 0.00049686 | 0 | 0 |  | 1 | TRUE | wye
185 | LV_241-1_1_6_load_266 | 269 | 0.00018886 | 4.7332e-05 | 0 | 0 |  | 1 | TRUE | wye
186 | LV_241-1_1_6_load_308 | 270 | 0.0003911 | 9.8019e-05 | 0 | 0 |  | 1 | TRUE | wye
187 | LV_241-1_1_6_load_307 | 271 | 0.00015672 | 3.9277e-05 | 0 | 0 |  | 1 | TRUE | wye
188 | LV_241-1_1_6_load_274 | 272 | 0.00075485 | 0.00018918 | 0 | 0 |  | 1 | TRUE | wye
189 | LV_241-1_1_6_load_276 | 273 | 0.0019621 | 0.00049174 | 0 | 0 |  | 1 | TRUE | wye
190 | LV_241-1_1_6_load_277 | 274 | 0.0041022 | 0.0010281 | 0 | 0 |  | 1 | TRUE | wye
191 | LV_241-1_1_6_load_295 | 275 | 0.0019926 | 0.00049939 | 0 | 0 |  | 1 | TRUE | wye
192 | LV_241-1_1_6_load_318 | 277 | 0.0017321 | 0.0004341 | 0 | 0 |  | 1 | TRUE | wye
193 | LV_241-1_1_6_load_319 | 278 | 0.0021602 | 0.00054141 | 0 | 0 |  | 1 | TRUE | wye
194 | LV_241-1_1_6_load_347 | 279 | 0.0014614 | 0.00036626 | 0 | 0 |  | 1 | TRUE | wye
195 | LV_241-1_1_6_load_310 | 280 | 0.00057793 | 0.00014484 | 0 | 0 |  | 1 | TRUE | wye
196 | LV_241-1_1_6_load_291 | 281 | 0.00313 | 0.00078445 | 0 | 0 |  | 1 | TRUE | wye
197 | LV_241-1_1_6_load_324 | 282 | 0.0070181 | 0.0017589 | 0 | 0 |  | 1 | TRUE | wye
198 | LV_241-1_1_6_load_323 | 283 | 0.0021872 | 0.00054816 | 0 | 0 |  | 1 | TRUE | wye
199 | LV_241-1_1_6_load_300 | 284 | 0.0020499 | 0.00051376 | 0 | 0 |  | 1 | TRUE | wye
200 | LV_241-1_1_6_load_340 | 285 | 0.0034167 | 0.0008563 | 0 | 0 |  | 1 | TRUE | wye
201 | LV_241-1_1_6_load_334 | 286 | 0.0028933 | 0.00072512 | 0 | 0 |  | 1 | TRUE | wye
202 | LV_241-1_1_6_load_348 | 287 | 0.0016236 | 0.00040691 | 0 | 0 |  | 1 | TRUE | wye
203 | LV_241-1_1_6_load_320 | 288 | 0.0018667 | 0.00046783 | 0 | 0 |  | 1 | TRUE | wye
204 | LV_241-1_1_6_load_309 | 290 | 0.00014139 | 3.5436e-05 | 0 | 0 |  | 1 | TRUE | wye
205 | LV_241-1_1_6_load_346 | 291 | 0.0012933 | 0.00032413 | 0 | 0 |  | 1 | TRUE | wye
206 | LV_241-1_1_6_load_331 | 293 | 0.001613 | 0.00040427 | 0 | 0 |  | 1 | TRUE | wye
207 | LV_241-1_1_6_load_339 | 294 | 0.001982 | 0.00049674 | 0 | 0 |  | 1 | TRUE | wye
208 | LV_241-1_1_6_load_343 | 295 | 0.002085 | 0.00052255 | 0 | 0 |  | 1 | TRUE | wye
209 | LV_241-1_1_6_load_332 | 296 | 0.0040418 | 0.001013 | 0 | 0 |  | 1 | TRUE | wye
210 | LV_241-1_1_6_load_338 | 297 | 0.0020268 | 0.00050796 | 0 | 0 |  | 1 | TRUE | wye
211 | LV_241-1_1_6_load_341 | 298 | 0.0020529 | 0.0005145 | 0 | 0 |  | 1 | TRUE | wye
212 | LV_241-1_1_6_load_333 | 299 | 0.0029258 | 0.00073326 | 0 | 0 |  | 1 | TRUE | wye
213 | LV_241-1_1_6_load_335 | 300 | 0.0021646 | 0.0005425 | 0 | 0 |  | 1 | TRUE | wye
214 | LV_241-1_1_6_load_336 | 301 | 0.0020567 | 0.00051547 | 0 | 0 |  | 1 | TRUE | wye
215 | LV_241-1_1_6_load_337 | 302 | 0.0025791 | 0.00064639 | 0 | 0 |  | 1 | TRUE | wye
216 | LV_241-1_1_6_load_342 | 303 | 0.0019165 | 0.00048031 | 0 | 0 |  | 1 | TRUE | wye
217 | LV_241-1_1_6_load_344 | 304 | 0.0015554 | 0.00038982 | 0 | 0 |  | 1 | TRUE | wye
218 | LV_241-1_1_6_load_345 | 305 | 0.0024536 | 0.00061493 | 0 | 0 |  | 1 | TRUE | wye
219 | LV_241-1_1_6_load_359 | 306 | 0.00073586 | 0.00018442 | 0 | 0 |  | 1 | TRUE | wye
220 | LV_241-1_1_6_load_371 | 309 | 0.0007385 | 0.00018509 | 0 | 0 |  | 1 | TRUE | wye
221 | LV_241-1_1_6_load_372 | 310 | 0.00073955 | 0.00018535 | 0 | 0 |  | 1 | TRUE | wye

## ext_grid
| name | bus | vm_pu | va_degree | slack_weight | in_service
0 |  | 275 | 1 | 0 | 1 | TRUE

## line
| name | std_type | from_bus | to_bus | length_km | r_ohm_per_km | x_ohm_per_km | c_nf_per_km | g_us_per_km | max_i_ka | df | parallel | type | in_service
0 | LV_241-1_1_6_line_0 |  | 0 | 1 | 0.038839 | 0.125 | 0.08 | 261 | 0 | 0.364 | 1 | 1 | cs | TRUE
1 | LV_241-1_1_6_line_1 |  | 0 | 2 | 0.025847 | 0.125 | 0.08 | 261 | 0 | 0.364 | 1 | 1 | cs | TRUE
2 | LV_241-1_1_6_line_2 |  | 1 | 74 | 0.030153 | 0.125 | 0.08 | 261 | 0 | 0.364 | 1 | 1 | cs | TRUE
3 | LV_241-1_1_6_line_3 |  | 2 | 86 | 0.016734 | 0.125 | 0.08 | 261 | 0 | 0.364 | 1 | 1 | cs | TRUE
4 | LV_241-1_1_6_line_4 |  | 3 | 4 | 0.021956 | 0.125 | 0.08 | 261 | 0 | 0.364 | 1 | 1 | cs | TRUE
5 | LV_241-1_1_6_line_5 |  | 3 | 5 | 0.036976 | 0.125 | 0.08 | 261 | 0 | 0.364 | 1 | 1 | cs | TRUE
6 | LV_241-1_1_6_line_6 |  | 3 | 6 | 0.025038 | 0.125 | 0.08 | 261 | 0 | 0.364 | 1 | 1 | cs | TRUE
7 | LV_241-1_1_6_line_7 |  | 3 | 7 | 0.029112 | 0.125 | 0.08 | 261 | 0 | 0.364 | 1 | 1 | cs | TRUE
8 | LV_241-1_1_6_line_8 |  | 4 | 8 | 0.022169 | 0.125 | 0.08 | 261 | 0 | 0.364 | 1 | 1 | cs | TRUE
9 | LV_241-1_1_6_line_9 |  | 5 | 77 | 0.036619 | 0.125 | 0.08 | 261 | 0 | 0.364 | 1 | 1 | cs | TRUE
10 | LV_241-1_1_6_line_10 |  | 6 | 11 | 0.005741 | 0.125 | 0.08 | 261 | 0 | 0.364 | 1 | 1 | cs | TRUE
11 | LV_241-1_1_6_line_11 |  | 6 | 12 | 0.015357 | 0.125 | 0.08 | 261 | 0 | 0.364 | 1 | 1 | cs | TRUE
12 | LV_241-1_1_6_line_12 |  | 8 | 9 | 0.011569 | 0.125 | 0.08 | 261 | 0 | 0.364 | 1 | 1 | cs | TRUE
13 | LV_241-1_1_6_line_13 |  | 8 | 10 | 0.002078 | 0.125 | 0.08 | 261 | 0 | 0.364 | 1 | 1 | cs | TRUE
14 | LV_241-1_1_6_line_14 |  | 9 | 43 | 0.014597 | 0.125 | 0.08 | 261 | 0 | 0.364 | 1 | 1 | cs | TRUE
15 | LV_241-1_1_6_line_15 |  | 10 | 66 | 0.033859 | 0.125 | 0.08 | 261 | 0 | 0.364 | 1 | 1 | cs | TRUE
16 | LV_241-1_1_6_line_16 |  | 11 | 81 | 0.005741 | 0.125 | 0.08 | 261 | 0 | 0.364 | 1 | 1 | cs | TRUE
17 | LV_241-1_1_6_line_17 |  | 11 | 82 | 0.024158 | 0.125 | 0.08 | 261 | 0 | 0.364 | 1 | 1 | cs | TRUE
18 | LV_241-1_1_6_line_18 |  | 12 | 83 | 0.026167 | 0.125 | 0.08 | 261 | 0 | 0.364 | 1 | 1 | cs | TRUE
19 | LV_241-1_1_6_line_19 |  | 13 | 14 | 0.0128 | 0.125 | 0.08 | 261 | 0 | 0.364 | 1 | 1 | cs | TRUE
20 | LV_241-1_1_6_line_20 |  | 13 | 15 | 0.023336 | 0.125 | 0.08 | 261 | 0 | 0.364 | 1 | 1 | cs | TRUE
21 | LV_241-1_1_6_line_21 |  | 14 | 16 | 0.0097288 | 0.125 | 0.08 | 261 | 0 | 0.364 | 1 | 1 | cs | TRUE
22 | LV_241-1_1_6_line_22 |  | 15 | 17 | 0.034769 | 0.125 | 0.08 | 261 | 0 | 0.364 | 1 | 1 | cs | TRUE
23 | LV_241-1_1_6_line_23 |  | 15 | 18 | 0.0044532 | 0.125 | 0.08 | 261 | 0 | 0.364 | 1 | 1 | cs | TRUE
24 | LV_241-1_1_6_line_24 |  | 16 | 19 | 0.023786 | 0.125 | 0.08 | 261 | 0 | 0.364 | 1 | 1 | cs | TRUE
25 | LV_241-1_1_6_line_25 |  | 17 | 20 | 0.012248 | 0.125 | 0.08 | 261 | 0 | 0.364 | 1 | 1 | cs | TRUE
26 | LV_241-1_1_6_line_26 |  | 19 | 21 | 0.056133 | 0.125 | 0.08 | 261 | 0 | 0.364 | 1 | 1 | cs | TRUE
27 | LV_241-1_1_6_line_27 |  | 19 | 22 | 0.001966 | 0.125 | 0.08 | 261 | 0 | 0.364 | 1 | 1 | cs | TRUE
28 | LV_241-1_1_6_line_28 |  | 20 | 23 | 0.022275 | 0.125 | 0.08 | 261 | 0 | 0.364 | 1 | 1 | cs | TRUE
29 | LV_241-1_1_6_line_29 |  | 21 | 50 | 0.077871 | 0.125 | 0.08 | 261 | 0 | 0.364 | 1 | 1 | cs | TRUE
30 | LV_241-1_1_6_line_30 |  | 22 | 51 | 0.01629 | 0.125 | 0.08 | 261 | 0 | 0.364 | 1 | 1 | cs | TRUE
31 | LV_241-1_1_6_line_31 |  | 23 | 32 | 0.023216 | 0.125 | 0.08 | 261 | 0 | 0.364 | 1 | 1 | cs | TRUE
32 | LV_241-1_1_6_line_32 |  | 23 | 33 | 0.0027009 | 0.125 | 0.08 | 261 | 0 | 0.364 | 1 | 1 | cs | TRUE
33 | LV_241-1_1_6_line_33 |  | 24 | 25 | 0.011308 | 0.125 | 0.08 | 261 | 0 | 0.364 | 1 | 1 | cs | TRUE
34 | LV_241-1_1_6_line_34 |  | 24 | 26 | 0.016142 | 0.125 | 0.08 | 261 | 0 | 0.364 | 1 | 1 | cs | TRUE
35 | LV_241-1_1_6_line_35 |  | 24 | 27 | 0.017251 | 0.125 | 0.08 | 261 | 0 | 0.364 | 1 | 1 | cs | TRUE
36 | LV_241-1_1_6_line_36 |  | 25 | 44 | 0.017084 | 0.125 | 0.08 | 261 | 0 | 0.364 | 1 | 1 | cs | TRUE
37 | LV_241-1_1_6_line_37 |  | 25 | 47 | 0.0080092 | 0.125 | 0.08 | 261 | 0 | 0.364 | 1 | 1 | cs | TRUE
38 | LV_241-1_1_6_line_38 |  | 26 | 52 | 0.023945 | 0.125 | 0.08 | 261 | 0 | 0.364 | 1 | 1 | cs | TRUE
39 | LV_241-1_1_6_line_39 |  | 27 | 53 | 0.012333 | 0.125 | 0.08 | 261 | 0 | 0.364 | 1 | 1 | cs | TRUE
40 | LV_241-1_1_6_line_40 |  | 28 | 29 | 0.012602 | 0.125 | 0.08 | 261 | 0 | 0.364 | 1 | 1 | cs | TRUE
41 | LV_241-1_1_6_line_41 |  | 28 | 30 | 0.010014 | 0.125 | 0.08 | 261 | 0 | 0.364 | 1 | 1 | cs | TRUE
42 | LV_241-1_1_6_line_42 |  | 28 | 31 | 0.024141 | 0.125 | 0.08 | 261 | 0 | 0.364 | 1 | 1 | cs | TRUE
43 | LV_241-1_1_6_line_43 |  | 29 | 39 | 0.015966 | 0.125 | 0.08 | 261 | 0 | 0.364 | 1 | 1 | cs | TRUE
44 | LV_241-1_1_6_line_44 |  | 30 | 36 | 0.013321 | 0.125 | 0.08 | 261 | 0 | 0.364 | 1 | 1 | cs | TRUE
45 | LV_241-1_1_6_line_45 |  | 31 | 56 | 0.0054832 | 0.125 | 0.08 | 261 | 0 | 0.364 | 1 | 1 | cs | TRUE
46 | LV_241-1_1_6_line_46 |  | 32 | 34 | 0.013985 | 0.125 | 0.08 | 261 | 0 | 0.364 | 1 | 1 | cs | TRUE
47 | LV_241-1_1_6_line_47 |  | 32 | 35 | 0.0162 | 0.125 | 0.08 | 261 | 0 | 0.364 | 1 | 1 | cs | TRUE
48 | LV_241-1_1_6_line_48 |  | 35 | 42 | 0.02872 | 0.125 | 0.08 | 261 | 0 | 0.364 | 1 | 1 | cs | TRUE
49 | LV_241-1_1_6_line_49 |  | 36 | 57 | 0.0055864 | 0.125 | 0.08 | 261 | 0 | 0.364 | 1 | 1 | cs | TRUE
50 | LV_241-1_1_6_line_50 |  | 37 | 38 | 0.013654 | 0.125 | 0.08 | 261 | 0 | 0.364 | 1 | 1 | cs | TRUE
51 | LV_241-1_1_6_line_51 |  | 37 | 39 | 0.0095825 | 0.125 | 0.08 | 261 | 0 | 0.364 | 1 | 1 | cs | TRUE
52 | LV_241-1_1_6_line_52 |  | 37 | 40 | 0.0034365 | 0.125 | 0.08 | 261 | 0 | 0.364 | 1 | 1 | cs | TRUE
53 | LV_241-1_1_6_line_53 |  | 38 | 59 | 0.0091545 | 0.125 | 0.08 | 261 | 0 | 0.364 | 1 | 1 | cs | TRUE
54 | LV_241-1_1_6_line_54 |  | 38 | 42 | 0.023741 | 0.125 | 0.08 | 261 | 0 | 0.364 | 1 | 1 | cs | TRUE
55 | LV_241-1_1_6_line_55 |  | 39 | 41 | 0.014478 | 0.125 | 0.08 | 261 | 0 | 0.364 | 1 | 1 | cs | TRUE
56 | LV_241-1_1_6_line_56 |  | 40 | 58 | 0.012264 | 0.125 | 0.08 | 261 | 0 | 0.364 | 1 | 1 | cs | TRUE
57 | LV_241-1_1_6_line_57 |  | 41 | 60 | 0.00040019 | 0.125 | 0.08 | 261 | 0 | 0.364 | 1 | 1 | cs | TRUE
58 | LV_241-1_1_6_line_58 |  | 43 | 44 | 0.018354 | 0.125 | 0.08 | 261 | 0 | 0.364 | 1 | 1 | cs | TRUE
59 | LV_241-1_1_6_line_59 |  | 43 | 45 | 0.019548 | 0.125 | 0.08 | 261 | 0 | 0.364 | 1 | 1 | cs | TRUE
60 | LV_241-1_1_6_line_60 |  | 43 | 46 | 0.011021 | 0.125 | 0.08 | 261 | 0 | 0.364 | 1 | 1 | cs | TRUE
61 | LV_241-1_1_6_line_61 |  | 45 | 49 | 0.012258 | 0.125 | 0.08 | 261 | 0 | 0.364 | 1 | 1 | cs | TRUE
62 | LV_241-1_1_6_line_62 |  | 46 | 64 | 0.010437 | 0.125 | 0.08 | 261 | 0 | 0.364 | 1 | 1 | cs | TRUE
63 | LV_241-1_1_6_line_63 |  | 47 | 48 | 0.00057125 | 0.125 | 0.08 | 261 | 0 | 0.364 | 1 | 1 | cs | TRUE
64 | LV_241-1_1_6_line_64 |  | 50 | 106 | 0.0081768 | 0.125 | 0.08 | 261 | 0 | 0.364 | 1 | 1 | cs | TRUE
65 | LV_241-1_1_6_line_65 |  | 52 | 269 | 0.029496 | 0.125 | 0.08 | 261 | 0 | 0.364 | 1 | 1 | cs | TRUE
66 | LV_241-1_1_6_line_66 |  | 52 | 264 | 0.028891 | 0.125 | 0.08 | 261 | 0 | 0.364 | 1 | 1 | cs | TRUE
67 | LV_241-1_1_6_line_67 |  | 54 | 55 | 0.021037 | 0.125 | 0.08 | 261 | 0 | 0.364 | 1 | 1 | cs | TRUE
68 | LV_241-1_1_6_line_68 |  | 55 | 65 | 0.013094 | 0.125 | 0.08 | 261 | 0 | 0.364 | 1 | 1 | cs | TRUE
69 | LV_241-1_1_6_line_69 |  | 56 | 164 | 0.0022839 | 0.125 | 0.08 | 261 | 0 | 0.364 | 1 | 1 | cs | TRUE
70 | LV_241-1_1_6_line_70 |  | 57 | 221 | 0.015488 | 0.125 | 0.08 | 261 | 0 | 0.364 | 1 | 1 | cs | TRUE
71 | LV_241-1_1_6_line_71 |  | 59 | 220 | 0.013082 | 0.125 | 0.08 | 261 | 0 | 0.364 | 1 | 1 | cs | TRUE
72 | LV_241-1_1_6_line_72 |  | 61 | 62 | 0.019254 | 0.125 | 0.08 | 261 | 0 | 0.364 | 1 | 1 | cs | TRUE
73 | LV_241-1_1_6_line_73 |  | 61 | 63 | 0.011519 | 0.125 | 0.08 | 261 | 0 | 0.364 | 1 | 1 | cs | TRUE
74 | LV_241-1_1_6_line_74 |  | 62 | 112 | 0.010067 | 0.125 | 0.08 | 261 | 0 | 0.364 | 1 | 1 | cs | TRUE
75 | LV_241-1_1_6_line_75 |  | 63 | 111 | 0.015729 | 0.125 | 0.08 | 261 | 0 | 0.364 | 1 | 1 | cs | TRUE
76 | LV_241-1_1_6_line_76 |  | 63 | 110 | 0.085344 | 0.125 | 0.08 | 261 | 0 | 0.364 | 1 | 1 | cs | TRUE
77 | LV_241-1_1_6_line_77 |  | 65 | 159 | 0.022026 | 0.125 | 0.08 | 261 | 0 | 0.364 | 1 | 1 | cs | TRUE
78 | LV_241-1_1_6_line_78 |  | 67 | 68 | 0.01295 | 0.125 | 0.08 | 261 | 0 | 0.364 | 1 | 1 | cs | TRUE
79 | LV_241-1_1_6_line_79 |  | 68 | 154 | 0.0032345 | 0.125 | 0.08 | 261 | 0 | 0.364 | 1 | 1 | cs | TRUE
80 | LV_241-1_1_6_line_80 |  | 69 | 70 | 0.048091 | 0.125 | 0.08 | 261 | 0 | 0.364 | 1 | 1 | cs | TRUE
81 | LV_241-1_1_6_line_81 |  | 70 | 140 | 0.00011071 | 0.125 | 0.08 | 261 | 0 | 0.364 | 1 | 1 | cs | TRUE
82 | LV_241-1_1_6_line_82 |  | 71 | 72 | 0.010936 | 0.125 | 0.08 | 261 | 0 | 0.364 | 1 | 1 | cs | TRUE
83 | LV_241-1_1_6_line_83 |  | 71 | 73 | 0.02078 | 0.125 | 0.08 | 261 | 0 | 0.364 | 1 | 1 | cs | TRUE
84 | LV_241-1_1_6_line_84 |  | 72 | 173 | 0.029292 | 0.125 | 0.08 | 261 | 0 | 0.364 | 1 | 1 | cs | TRUE
85 | LV_241-1_1_6_line_85 |  | 72 | 74 | 0.0094249 | 0.125 | 0.08 | 261 | 0 | 0.364 | 1 | 1 | cs | TRUE
86 | LV_241-1_1_6_line_86 |  | 73 | 174 | 0.01696 | 0.125 | 0.08 | 261 | 0 | 0.364 | 1 | 1 | cs | TRUE
87 | LV_241-1_1_6_line_87 |  | 75 | 76 | 0.010373 | 0.125 | 0.08 | 261 | 0 | 0.364 | 1 | 1 | cs | TRUE
88 | LV_241-1_1_6_line_88 |  | 76 | 138 | 0.021975 | 0.125 | 0.08 | 261 | 0 | 0.364 | 1 | 1 | cs | TRUE
89 | LV_241-1_1_6_line_89 |  | 78 | 79 | 0.033315 | 0.125 | 0.08 | 261 | 0 | 0.364 | 1 | 1 | cs | TRUE
90 | LV_241-1_1_6_line_90 |  | 78 | 80 | 0.047557 | 0.125 | 0.08 | 261 | 0 | 0.364 | 1 | 1 | cs | TRUE
91 | LV_241-1_1_6_line_91 |  | 79 | 126 | 0.0063703 | 0.125 | 0.08 | 261 | 0 | 0.364 | 1 | 1 | cs | TRUE
92 | LV_241-1_1_6_line_92 |  | 80 | 134 | 0.023139 | 0.125 | 0.08 | 261 | 0 | 0.364 | 1 | 1 | cs | TRUE
93 | LV_241-1_1_6_line_93 |  | 80 | 135 | 0.004041 | 0.125 | 0.08 | 261 | 0 | 0.364 | 1 | 1 | cs | TRUE
94 | LV_241-1_1_6_line_94 |  | 80 | 131 | 0.037903 | 0.125 | 0.08 | 261 | 0 | 0.364 | 1 | 1 | cs | TRUE
95 | LV_241-1_1_6_line_95 |  | 81 | 136 | 0.01313 | 0.125 | 0.08 | 261 | 0 | 0.364 | 1 | 1 | cs | TRUE
96 | LV_241-1_1_6_line_96 |  | 81 | 137 | 0.028636 | 0.125 | 0.08 | 261 | 0 | 0.364 | 1 | 1 | cs | TRUE
97 | LV_241-1_1_6_line_97 |  | 83 | 126 | 0.026033 | 0.125 | 0.08 | 261 | 0 | 0.364 | 1 | 1 | cs | TRUE
98 | LV_241-1_1_6_line_98 |  | 84 | 85 | 0.010936 | 0.125 | 0.08 | 261 | 0 | 0.364 | 1 | 1 | cs | TRUE
99 | LV_241-1_1_6_line_99 |  | 85 | 157 | 0.021264 | 0.125 | 0.08 | 261 | 0 | 0.364 | 1 | 1 | cs | TRUE
100 | LV_241-1_1_6_line_100 |  | 85 | 156 | 0.0084765 | 0.125 | 0.08 | 261 | 0 | 0.364 | 1 | 1 | cs | TRUE
101 | LV_241-1_1_6_line_101 |  | 86 | 308 | 0.033868 | 0.125 | 0.08 | 261 | 0 | 0.364 | 1 | 1 | cs | TRUE
102 | LV_241-1_1_6_line_102 |  | 86 | 228 | 0.032979 | 0.125 | 0.08 | 261 | 0 | 0.364 | 1 | 1 | cs | TRUE
103 | LV_241-1_1_6_line_103 |  | 87 | 88 | 0.0029656 | 0.125 | 0.08 | 261 | 0 | 0.364 | 1 | 3 | cs | TRUE
104 | LV_241-1_1_6_line_104 |  | 87 | 89 | 0.025813 | 0.125 | 0.08 | 261 | 0 | 0.364 | 1 | 3 | cs | TRUE
105 | LV_241-1_1_6_line_105 |  | 87 | 90 | 0.010808 | 0.125 | 0.08 | 261 | 0 | 0.364 | 1 | 3 | cs | TRUE
106 | LV_241-1_1_6_line_106 |  | 88 | 115 | 0.0067918 | 0.125 | 0.08 | 261 | 0 | 0.364 | 1 | 3 | cs | TRUE
107 | LV_241-1_1_6_line_107 |  | 89 | 91 | 0.015346 | 0.125 | 0.08 | 261 | 0 | 0.364 | 1 | 3 | cs | TRUE
108 | LV_241-1_1_6_line_108 |  | 90 | 92 | 0.027587 | 0.125 | 0.08 | 261 | 0 | 0.364 | 1 | 3 | cs | TRUE
109 | LV_241-1_1_6_line_109 |  | 91 | 116 | 0.016933 | 0.125 | 0.08 | 261 | 0 | 0.364 | 1 | 1 | cs | TRUE
110 | LV_241-1_1_6_line_110 |  | 91 | 117 | 0.032829 | 0.125 | 0.08 | 261 | 0 | 0.364 | 1 | 3 | cs | TRUE
111 | LV_241-1_1_6_line_111 |  | 92 | 120 | 0.027123 | 0.125 | 0.08 | 261 | 0 | 0.364 | 1 | 3 | cs | TRUE
112 | LV_241-1_1_6_line_112 |  | 93 | 94 | 0.029972 | 0.125 | 0.08 | 261 | 0 | 0.364 | 1 | 3 | cs | TRUE
113 | LV_241-1_1_6_line_113 |  | 93 | 95 | 0.0015622 | 0.125 | 0.08 | 261 | 0 | 0.364 | 1 | 3 | cs | TRUE
114 | LV_241-1_1_6_line_114 |  | 94 | 120 | 0.023635 | 0.125 | 0.08 | 261 | 0 | 0.364 | 1 | 3 | cs | TRUE
115 | LV_241-1_1_6_line_115 |  | 95 | 121 | 0.015332 | 0.125 | 0.08 | 261 | 0 | 0.364 | 1 | 3 | cs | TRUE
116 | LV_241-1_1_6_line_116 |  | 96 | 97 | 0.031605 | 0.125 | 0.08 | 261 | 0 | 0.364 | 1 | 1 | cs | TRUE
117 | LV_241-1_1_6_line_117 |  | 96 | 98 | 0.0027422 | 0.125 | 0.08 | 261 | 0 | 0.364 | 1 | 1 | cs | TRUE
118 | LV_241-1_1_6_line_118 |  | 97 | 104 | 0.030758 | 0.125 | 0.08 | 261 | 0 | 0.364 | 1 | 1 | cs | TRUE
119 | LV_241-1_1_6_line_119 |  | 98 | 122 | 0.03169 | 0.125 | 0.08 | 261 | 0 | 0.364 | 1 | 1 | cs | TRUE
120 | LV_241-1_1_6_line_120 |  | 99 | 100 | 0.015191 | 0.125 | 0.08 | 261 | 0 | 0.364 | 1 | 1 | cs | TRUE
121 | LV_241-1_1_6_line_121 |  | 99 | 101 | 0.13274 | 0.125 | 0.08 | 261 | 0 | 0.364 | 1 | 1 | cs | TRUE
122 | LV_241-1_1_6_line_122 |  | 99 | 102 | 0.06909 | 0.125 | 0.08 | 261 | 0 | 0.364 | 1 | 1 | cs | TRUE
123 | LV_241-1_1_6_line_123 |  | 100 | 123 | 0.0068287 | 0.125 | 0.08 | 261 | 0 | 0.364 | 1 | 1 | cs | TRUE
124 | LV_241-1_1_6_line_124 |  | 101 | 103 | 0.020783 | 0.125 | 0.08 | 261 | 0 | 0.364 | 1 | 1 | cs | TRUE
125 | LV_241-1_1_6_line_125 |  | 101 | 104 | 0.014954 | 0.125 | 0.08 | 261 | 0 | 0.364 | 1 | 1 | cs | TRUE
126 | LV_241-1_1_6_line_126 |  | 103 | 124 | 0.027623 | 0.125 | 0.08 | 261 | 0 | 0.364 | 1 | 1 | cs | TRUE
127 | LV_241-1_1_6_line_127 |  | 105 | 106 | 0.012585 | 0.125 | 0.08 | 261 | 0 | 0.364 | 1 | 1 | cs | TRUE
128 | LV_241-1_1_6_line_128 |  | 105 | 107 | 0.043123 | 0.125 | 0.08 | 261 | 0 | 0.364 | 1 | 1 | cs | TRUE
129 | LV_241-1_1_6_line_129 |  | 107 | 108 | 0.059935 | 0.125 | 0.08 | 261 | 0 | 0.364 | 1 | 1 | cs | TRUE
130 | LV_241-1_1_6_line_130 |  | 108 | 109 | 0.016982 | 0.125 | 0.08 | 261 | 0 | 0.364 | 1 | 1 | cs | TRUE
131 | LV_241-1_1_6_line_131 |  | 112 | 125 | 0.0067542 | 0.125 | 0.08 | 261 | 0 | 0.364 | 1 | 1 | cs | TRUE
132 | LV_241-1_1_6_line_132 |  | 113 | 114 | 0.013085 | 0.125 | 0.08 | 261 | 0 | 0.364 | 1 | 1 | cs | TRUE
133 | LV_241-1_1_6_line_133 |  | 114 | 182 | 0.010207 | 0.125 | 0.08 | 261 | 0 | 0.364 | 1 | 1 | cs | TRUE
134 | LV_241-1_1_6_line_134 |  | 114 | 122 | 0.025659 | 0.125 | 0.08 | 261 | 0 | 0.364 | 1 | 1 | cs | TRUE
135 | LV_241-1_1_6_line_135 |  | 115 | 268 | 0.006165 | 0.125 | 0.08 | 261 | 0 | 0.364 | 1 | 3 | cs | TRUE
136 | LV_241-1_1_6_line_136 |  | 116 | 260 | 0.026565 | 0.125 | 0.08 | 261 | 0 | 0.364 | 1 | 1 | cs | TRUE
137 | LV_241-1_1_6_line_137 |  | 117 | 261 | 0.019146 | 0.125 | 0.08 | 261 | 0 | 0.364 | 1 | 3 | cs | TRUE
138 | LV_241-1_1_6_line_138 |  | 118 | 119 | 0.01063 | 0.125 | 0.08 | 261 | 0 | 0.364 | 1 | 1 | cs | TRUE
139 | LV_241-1_1_6_line_139 |  | 119 | 255 | 0.011264 | 0.125 | 0.08 | 261 | 0 | 0.364 | 1 | 1 | cs | TRUE
140 | LV_241-1_1_6_line_140 |  | 121 | 204 | 0.051789 | 0.125 | 0.08 | 261 | 0 | 0.364 | 1 | 1 | cs | TRUE
141 | LV_241-1_1_6_line_141 |  | 121 | 203 | 0.031697 | 0.125 | 0.08 | 261 | 0 | 0.364 | 1 | 3 | cs | TRUE
142 | LV_241-1_1_6_line_142 |  | 124 | 267 | 0.018356 | 0.125 | 0.08 | 261 | 0 | 0.364 | 1 | 1 | cs | TRUE
143 | LV_241-1_1_6_line_143 |  | 125 | 220 | 0.0071099 | 0.125 | 0.08 | 261 | 0 | 0.364 | 1 | 1 | cs | TRUE
144 | LV_241-1_1_6_line_144 |  | 126 | 127 | 0.025737 | 0.125 | 0.08 | 261 | 0 | 0.364 | 1 | 1 | cs | TRUE
145 | LV_241-1_1_6_line_145 |  | 127 | 130 | 0.011429 | 0.125 | 0.08 | 261 | 0 | 0.364 | 1 | 1 | cs | TRUE
146 | LV_241-1_1_6_line_146 |  | 128 | 129 | 0.032954 | 0.125 | 0.08 | 261 | 0 | 0.364 | 1 | 1 | cs | TRUE
147 | LV_241-1_1_6_line_147 |  | 128 | 130 | 0.014969 | 0.125 | 0.08 | 261 | 0 | 0.364 | 1 | 1 | cs | TRUE
148 | LV_241-1_1_6_line_148 |  | 129 | 138 | 0.013699 | 0.125 | 0.08 | 261 | 0 | 0.364 | 1 | 1 | cs | TRUE
149 | LV_241-1_1_6_line_149 |  | 131 | 132 | 0.014869 | 0.125 | 0.08 | 261 | 0 | 0.364 | 1 | 1 | cs | TRUE
150 | LV_241-1_1_6_line_150 |  | 131 | 133 | 0.013145 | 0.125 | 0.08 | 261 | 0 | 0.364 | 1 | 1 | cs | TRUE
151 | LV_241-1_1_6_line_151 |  | 132 | 139 | 0.017157 | 0.125 | 0.08 | 261 | 0 | 0.364 | 1 | 1 | cs | TRUE
152 | LV_241-1_1_6_line_152 |  | 133 | 140 | 0.027759 | 0.125 | 0.08 | 261 | 0 | 0.364 | 1 | 1 | cs | TRUE
153 | LV_241-1_1_6_line_153 |  | 135 | 141 | 0.021319 | 0.125 | 0.08 | 261 | 0 | 0.364 | 1 | 1 | cs | TRUE
154 | LV_241-1_1_6_line_154 |  | 138 | 142 | 0.012723 | 0.125 | 0.08 | 261 | 0 | 0.364 | 1 | 1 | cs | TRUE
155 | LV_241-1_1_6_line_155 |  | 139 | 165 | 0.0097845 | 0.125 | 0.08 | 261 | 0 | 0.364 | 1 | 1 | cs | TRUE
156 | LV_241-1_1_6_line_156 |  | 141 | 161 | 0.008008 | 0.125 | 0.08 | 261 | 0 | 0.364 | 1 | 1 | cs | TRUE
157 | LV_241-1_1_6_line_157 |  | 142 | 158 | 0.01597 | 0.125 | 0.08 | 261 | 0 | 0.364 | 1 | 1 | cs | TRUE
158 | LV_241-1_1_6_line_158 |  | 143 | 144 | 0.012936 | 0.125 | 0.08 | 261 | 0 | 0.364 | 1 | 1 | cs | TRUE
159 | LV_241-1_1_6_line_159 |  | 143 | 145 | 0.0040114 | 0.125 | 0.08 | 261 | 0 | 0.364 | 1 | 1 | cs | TRUE
160 | LV_241-1_1_6_line_160 |  | 144 | 146 | 0.017215 | 0.125 | 0.08 | 261 | 0 | 0.364 | 1 | 1 | cs | TRUE
161 | LV_241-1_1_6_line_161 |  | 145 | 147 | 0.012895 | 0.125 | 0.08 | 261 | 0 | 0.364 | 1 | 1 | cs | TRUE
162 | LV_241-1_1_6_line_162 |  | 146 | 148 | 0.03277 | 0.125 | 0.08 | 261 | 0 | 0.364 | 1 | 1 | cs | TRUE
163 | LV_241-1_1_6_line_163 |  | 146 | 149 | 0.01738 | 0.125 | 0.08 | 261 | 0 | 0.364 | 1 | 1 | cs | TRUE
164 | LV_241-1_1_6_line_164 |  | 147 | 150 | 0.015391 | 0.125 | 0.08 | 261 | 0 | 0.364 | 1 | 1 | cs | TRUE
165 | LV_241-1_1_6_line_165 |  | 148 | 151 | 0.0066132 | 0.125 | 0.08 | 261 | 0 | 0.364 | 1 | 1 | cs | TRUE
166 | LV_241-1_1_6_line_166 |  | 149 | 152 | 0.014079 | 0.125 | 0.08 | 261 | 0 | 0.364 | 1 | 1 | cs | TRUE
167 | LV_241-1_1_6_line_167 |  | 152 | 153 | 0.012965 | 0.125 | 0.08 | 261 | 0 | 0.364 | 1 | 1 | cs | TRUE
168 | LV_241-1_1_6_line_168 |  | 152 | 154 | 0.036959 | 0.125 | 0.08 | 261 | 0 | 0.364 | 1 | 1 | cs | TRUE
169 | LV_241-1_1_6_line_169 |  | 153 | 160 | 0.016409 | 0.125 | 0.08 | 261 | 0 | 0.364 | 1 | 1 | cs | TRUE
170 | LV_241-1_1_6_line_170 |  | 153 | 164 | 0.024704 | 0.125 | 0.08 | 261 | 0 | 0.364 | 1 | 1 | cs | TRUE
171 | LV_241-1_1_6_line_171 |  | 155 | 156 | 0.01102 | 0.125 | 0.08 | 261 | 0 | 0.364 | 1 | 1 | cs | TRUE
172 | LV_241-1_1_6_line_172 |  | 157 | 158 | 0.034082 | 0.125 | 0.08 | 261 | 0 | 0.364 | 1 | 1 | cs | TRUE
173 | LV_241-1_1_6_line_173 |  | 159 | 160 | 0.0011775 | 0.125 | 0.08 | 261 | 0 | 0.364 | 1 | 1 | cs | TRUE
174 | LV_241-1_1_6_line_174 |  | 161 | 163 | 0.068007 | 0.125 | 0.08 | 261 | 0 | 0.364 | 1 | 1 | cs | TRUE
175 | LV_241-1_1_6_line_175 |  | 161 | 162 | 0.01368 | 0.125 | 0.08 | 261 | 0 | 0.364 | 1 | 1 | cs | TRUE
176 | LV_241-1_1_6_line_176 |  | 166 | 167 | 0.029161 | 0.125 | 0.08 | 261 | 0 | 0.364 | 1 | 1 | cs | TRUE
177 | LV_241-1_1_6_line_177 |  | 166 | 168 | 0.010437 | 0.125 | 0.08 | 261 | 0 | 0.364 | 1 | 1 | cs | TRUE
178 | LV_241-1_1_6_line_178 |  | 167 | 171 | 0.0159 | 0.125 | 0.08 | 261 | 0 | 0.364 | 1 | 1 | cs | TRUE
179 | LV_241-1_1_6_line_179 |  | 169 | 170 | 0.011506 | 0.125 | 0.08 | 261 | 0 | 0.364 | 1 | 1 | cs | TRUE
180 | LV_241-1_1_6_line_180 |  | 169 | 171 | 0.020571 | 0.125 | 0.08 | 261 | 0 | 0.364 | 1 | 1 | cs | TRUE
181 | LV_241-1_1_6_line_181 |  | 170 | 292 | 0.017489 | 0.125 | 0.08 | 261 | 0 | 0.364 | 1 | 1 | cs | TRUE
182 | LV_241-1_1_6_line_182 |  | 170 | 172 | 0.018724 | 0.125 | 0.08 | 261 | 0 | 0.364 | 1 | 1 | cs | TRUE
183 | LV_241-1_1_6_line_183 |  | 173 | 176 | 0.017741 | 0.125 | 0.08 | 261 | 0 | 0.364 | 1 | 1 | cs | TRUE
184 | LV_241-1_1_6_line_184 |  | 173 | 307 | 0.015085 | 0.125 | 0.08 | 261 | 0 | 0.364 | 1 | 1 | cs | TRUE
185 | LV_241-1_1_6_line_185 |  | 174 | 254 | 0.013472 | 0.125 | 0.08 | 261 | 0 | 0.364 | 1 | 1 | cs | TRUE
186 | LV_241-1_1_6_line_186 |  | 174 | 292 | 0.01611 | 0.125 | 0.08 | 261 | 0 | 0.364 | 1 | 1 | cs | TRUE
187 | LV_241-1_1_6_line_187 |  | 175 | 176 | 0.02007 | 0.125 | 0.08 | 261 | 0 | 0.364 | 1 | 1 | cs | TRUE
188 | LV_241-1_1_6_line_188 |  | 175 | 177 | 0.029865 | 0.125 | 0.08 | 261 | 0 | 0.364 | 1 | 1 | cs | TRUE
189 | LV_241-1_1_6_line_189 |  | 177 | 225 | 0.033311 | 0.125 | 0.08 | 261 | 0 | 0.364 | 1 | 1 | cs | TRUE
190 | LV_241-1_1_6_line_190 |  | 178 | 179 | 0.013433 | 0.125 | 0.08 | 261 | 0 | 0.364 | 1 | 1 | cs | TRUE
191 | LV_241-1_1_6_line_191 |  | 179 | 279 | 0.024087 | 0.125 | 0.08 | 261 | 0 | 0.364 | 1 | 1 | cs | TRUE
192 | LV_241-1_1_6_line_192 |  | 180 | 181 | 0.016919 | 0.125 | 0.08 | 261 | 0 | 0.364 | 1 | 1 | cs | TRUE
193 | LV_241-1_1_6_line_193 |  | 181 | 198 | 0.026963 | 0.125 | 0.08 | 261 | 0 | 0.364 | 1 | 1 | cs | TRUE
194 | LV_241-1_1_6_line_194 |  | 182 | 183 | 0.049649 | 0.125 | 0.08 | 261 | 0 | 0.364 | 1 | 1 | cs | TRUE
195 | LV_241-1_1_6_line_195 |  | 183 | 186 | 0.013679 | 0.125 | 0.08 | 261 | 0 | 0.364 | 1 | 1 | cs | TRUE
196 | LV_241-1_1_6_line_196 |  | 183 | 187 | 0.047673 | 0.125 | 0.08 | 261 | 0 | 0.364 | 1 | 3 | cs | TRUE
197 | LV_241-1_1_6_line_197 |  | 183 | 188 | 0.022472 | 0.125 | 0.08 | 261 | 0 | 0.364 | 1 | 3 | cs | TRUE
198 | LV_241-1_1_6_line_198 |  | 184 | 185 | 0.013066 | 0.125 | 0.08 | 261 | 0 | 0.364 | 1 | 1 | cs | TRUE
199 | LV_241-1_1_6_line_199 |  | 185 | 206 | 0.029434 | 0.125 | 0.08 | 261 | 0 | 0.364 | 1 | 1 | cs | TRUE
200 | LV_241-1_1_6_line_200 |  | 186 | 205 | 0.033628 | 0.125 | 0.08 | 261 | 0 | 0.364 | 1 | 1 | cs | TRUE
201 | LV_241-1_1_6_line_201 |  | 187 | 206 | 0.045876 | 0.125 | 0.08 | 261 | 0 | 0.364 | 1 | 2 | cs | TRUE
202 | LV_241-1_1_6_line_202 |  | 188 | 203 | 0.035258 | 0.125 | 0.08 | 261 | 0 | 0.364 | 1 | 3 | cs | TRUE
203 | LV_241-1_1_6_line_203 |  | 189 | 190 | 0.00031566 | 0.125 | 0.08 | 261 | 0 | 0.364 | 1 | 1 | cs | TRUE
204 | LV_241-1_1_6_line_204 |  | 189 | 191 | 0.028766 | 0.125 | 0.08 | 261 | 0 | 0.364 | 1 | 1 | cs | TRUE
205 | LV_241-1_1_6_line_205 |  | 190 | 192 | 0.031155 | 0.125 | 0.08 | 261 | 0 | 0.364 | 1 | 1 | cs | TRUE
206 | LV_241-1_1_6_line_206 |  | 191 | 193 | 0.0057735 | 0.125 | 0.08 | 261 | 0 | 0.364 | 1 | 1 | cs | TRUE
207 | LV_241-1_1_6_line_207 |  | 192 | 194 | 0.0016157 | 0.125 | 0.08 | 261 | 0 | 0.364 | 1 | 1 | cs | TRUE
208 | LV_241-1_1_6_line_208 |  | 194 | 195 | 0.032784 | 0.125 | 0.08 | 261 | 0 | 0.364 | 1 | 1 | cs | TRUE
209 | LV_241-1_1_6_line_209 |  | 195 | 196 | 0.027255 | 0.125 | 0.08 | 261 | 0 | 0.364 | 1 | 1 | cs | TRUE
210 | LV_241-1_1_6_line_210 |  | 196 | 209 | 0.03098 | 0.125 | 0.08 | 261 | 0 | 0.364 | 1 | 1 | cs | TRUE
211 | LV_241-1_1_6_line_211 |  | 197 | 198 | 0.018811 | 0.125 | 0.08 | 261 | 0 | 0.364 | 1 | 1 | cs | TRUE
212 | LV_241-1_1_6_line_212 |  | 197 | 199 | 0.073765 | 0.125 | 0.08 | 261 | 0 | 0.364 | 1 | 1 | cs | TRUE
213 | LV_241-1_1_6_line_213 |  | 198 | 231 | 0.021268 | 0.125 | 0.08 | 261 | 0 | 0.364 | 1 | 1 | cs | TRUE
214 | LV_241-1_1_6_line_214 |  | 200 | 201 | 0.02522 | 0.125 | 0.08 | 261 | 0 | 0.364 | 1 | 1 | cs | TRUE
215 | LV_241-1_1_6_line_215 |  | 200 | 202 | 0.016746 | 0.125 | 0.08 | 261 | 0 | 0.364 | 1 | 1 | cs | TRUE
216 | LV_241-1_1_6_line_216 |  | 201 | 219 | 0.026526 | 0.125 | 0.08 | 261 | 0 | 0.364 | 1 | 1 | cs | TRUE
217 | LV_241-1_1_6_line_217 |  | 202 | 222 | 6.4055e-05 | 0.125 | 0.08 | 261 | 0 | 0.364 | 1 | 1 | cs | TRUE
218 | LV_241-1_1_6_line_218 |  | 204 | 207 | 0.0075992 | 0.125 | 0.08 | 261 | 0 | 0.364 | 1 | 1 | cs | TRUE
219 | LV_241-1_1_6_line_219 |  | 205 | 208 | 0.0031025 | 0.125 | 0.08 | 261 | 0 | 0.364 | 1 | 1 | cs | TRUE
220 | LV_241-1_1_6_line_220 |  | 206 | 209 | 0.037193 | 0.125 | 0.08 | 261 | 0 | 0.364 | 1 | 1 | cs | TRUE
221 | LV_241-1_1_6_line_221 |  | 207 | 210 | 0.020113 | 0.125 | 0.08 | 261 | 0 | 0.364 | 1 | 1 | cs | TRUE
222 | LV_241-1_1_6_line_222 |  | 208 | 211 | 0.025106 | 0.125 | 0.08 | 261 | 0 | 0.364 | 1 | 1 | cs | TRUE
223 | LV_241-1_1_6_line_223 |  | 209 | 212 | 0.01679 | 0.125 | 0.08 | 261 | 0 | 0.364 | 1 | 1 | cs | TRUE
224 | LV_241-1_1_6_line_224 |  | 210 | 213 | 0.001234 | 0.125 | 0.08 | 261 | 0 | 0.364 | 1 | 1 | cs | TRUE
225 | LV_241-1_1_6_line_225 |  | 211 | 216 | 0.0045494 | 0.125 | 0.08 | 261 | 0 | 0.364 | 1 | 1 | cs | TRUE
226 | LV_241-1_1_6_line_226 |  | 212 | 232 | 0.0014064 | 0.125 | 0.08 | 261 | 0 | 0.364 | 1 | 1 | cs | TRUE
227 | LV_241-1_1_6_line_227 |  | 213 | 252 | 0.026649 | 0.125 | 0.08 | 261 | 0 | 0.364 | 1 | 1 | cs | TRUE
228 | LV_241-1_1_6_line_228 |  | 214 | 215 | 0.0040574 | 0.125 | 0.08 | 261 | 0 | 0.364 | 1 | 1 | cs | TRUE
229 | LV_241-1_1_6_line_229 |  | 214 | 216 | 0.026315 | 0.125 | 0.08 | 261 | 0 | 0.364 | 1 | 1 | cs | TRUE
230 | LV_241-1_1_6_line_230 |  | 215 | 217 | 0.0022088 | 0.125 | 0.08 | 261 | 0 | 0.364 | 1 | 1 | cs | TRUE
231 | LV_241-1_1_6_line_231 |  | 217 | 218 | 0.022287 | 0.125 | 0.08 | 261 | 0 | 0.364 | 1 | 1 | cs | TRUE
232 | LV_241-1_1_6_line_232 |  | 218 | 219 | 0.004017 | 0.125 | 0.08 | 261 | 0 | 0.364 | 1 | 1 | cs | TRUE
233 | LV_241-1_1_6_line_233 |  | 221 | 283 | 0.0029203 | 0.125 | 0.08 | 261 | 0 | 0.364 | 1 | 1 | cs | TRUE
234 | LV_241-1_1_6_line_234 |  | 223 | 224 | 0.016569 | 0.125 | 0.08 | 261 | 0 | 0.364 | 1 | 1 | cs | TRUE
235 | LV_241-1_1_6_line_235 |  | 224 | 226 | 0.016336 | 0.125 | 0.08 | 261 | 0 | 0.364 | 1 | 1 | cs | TRUE
236 | LV_241-1_1_6_line_236 |  | 224 | 227 | 0.018386 | 0.125 | 0.08 | 261 | 0 | 0.364 | 1 | 1 | cs | TRUE
237 | LV_241-1_1_6_line_237 |  | 226 | 229 | 0.020749 | 0.125 | 0.08 | 261 | 0 | 0.364 | 1 | 1 | cs | TRUE
238 | LV_241-1_1_6_line_238 |  | 227 | 230 | 0.018219 | 0.125 | 0.08 | 261 | 0 | 0.364 | 1 | 1 | cs | TRUE
239 | LV_241-1_1_6_line_239 |  | 229 | 235 | 0.001993 | 0.125 | 0.08 | 261 | 0 | 0.364 | 1 | 1 | cs | TRUE
240 | LV_241-1_1_6_line_240 |  | 230 | 233 | 0.027192 | 0.125 | 0.08 | 261 | 0 | 0.364 | 1 | 1 | cs | TRUE
241 | LV_241-1_1_6_line_241 |  | 231 | 276 | 0.0076316 | 0.125 | 0.08 | 261 | 0 | 0.364 | 1 | 1 | cs | TRUE
242 | LV_241-1_1_6_line_242 |  | 232 | 285 | 0.024904 | 0.125 | 0.08 | 261 | 0 | 0.364 | 1 | 1 | cs | TRUE
243 | LV_241-1_1_6_line_243 |  | 233 | 234 | 0.0021131 | 0.125 | 0.08 | 261 | 0 | 0.364 | 1 | 1 | cs | TRUE
244 | LV_241-1_1_6_line_244 |  | 235 | 242 | 0.025482 | 0.125 | 0.08 | 261 | 0 | 0.364 | 1 | 3 | cs | TRUE
245 | LV_241-1_1_6_line_245 |  | 235 | 238 | 0.034605 | 0.125 | 0.08 | 261 | 0 | 0.364 | 1 | 3 | cs | TRUE
246 | LV_241-1_1_6_line_246 |  | 236 | 237 | 0.0073016 | 0.125 | 0.08 | 261 | 0 | 0.364 | 1 | 3 | cs | TRUE
247 | LV_241-1_1_6_line_247 |  | 236 | 238 | 0.011983 | 0.125 | 0.08 | 261 | 0 | 0.364 | 1 | 3 | cs | TRUE
248 | LV_241-1_1_6_line_248 |  | 237 | 239 | 0.011281 | 0.125 | 0.08 | 261 | 0 | 0.364 | 1 | 2 | cs | TRUE
249 | LV_241-1_1_6_line_249 |  | 238 | 240 | 0.022565 | 0.125 | 0.08 | 261 | 0 | 0.364 | 1 | 1 | cs | TRUE
250 | LV_241-1_1_6_line_250 |  | 239 | 241 | 0.00055711 | 0.125 | 0.08 | 261 | 0 | 0.364 | 1 | 1 | cs | TRUE
251 | LV_241-1_1_6_line_251 |  | 240 | 243 | 0.011679 | 0.125 | 0.08 | 261 | 0 | 0.364 | 1 | 1 | cs | TRUE
252 | LV_241-1_1_6_line_252 |  | 241 | 244 | 0.007217 | 0.125 | 0.08 | 261 | 0 | 0.364 | 1 | 1 | cs | TRUE
253 | LV_241-1_1_6_line_253 |  | 241 | 245 | 0.015088 | 0.125 | 0.08 | 261 | 0 | 0.364 | 1 | 1 | cs | TRUE
254 | LV_241-1_1_6_line_254 |  | 242 | 246 | 0.0020643 | 0.125 | 0.08 | 261 | 0 | 0.364 | 1 | 3 | cs | TRUE
255 | LV_241-1_1_6_line_255 |  | 243 | 247 | 0.015957 | 0.125 | 0.08 | 261 | 0 | 0.364 | 1 | 1 | cs | TRUE
256 | LV_241-1_1_6_line_256 |  | 244 | 248 | 0.013667 | 0.125 | 0.08 | 261 | 0 | 0.364 | 1 | 1 | cs | TRUE
257 | LV_241-1_1_6_line_257 |  | 245 | 249 | 0.013788 | 0.125 | 0.08 | 261 | 0 | 0.364 | 1 | 1 | cs | TRUE
258 | LV_241-1_1_6_line_258 |  | 246 | 250 | 0.016721 | 0.125 | 0.08 | 261 | 0 | 0.364 | 1 | 3 | cs | TRUE
259 | LV_241-1_1_6_line_259 |  | 247 | 254 | 0.018754 | 0.125 | 0.08 | 261 | 0 | 0.364 | 1 | 1 | cs | TRUE
260 | LV_241-1_1_6_line_260 |  | 248 | 280 | 0.0021331 | 0.125 | 0.08 | 261 | 0 | 0.364 | 1 | 1 | cs | TRUE
261 | LV_241-1_1_6_line_261 |  | 249 | 253 | 0.012391 | 0.125 | 0.08 | 261 | 0 | 0.364 | 1 | 1 | cs | TRUE
262 | LV_241-1_1_6_line_262 |  | 250 | 272 | 0.0061776 | 0.125 | 0.08 | 261 | 0 | 0.364 | 1 | 3 | cs | TRUE
263 | LV_241-1_1_6_line_263 |  | 251 | 252 | 0.0043441 | 0.125 | 0.08 | 261 | 0 | 0.364 | 1 | 1 | cs | TRUE
264 | LV_241-1_1_6_line_264 |  | 255 | 256 | 0.022685 | 0.125 | 0.08 | 261 | 0 | 0.364 | 1 | 1 | cs | TRUE
265 | LV_241-1_1_6_line_265 |  | 255 | 257 | 0.0088209 | 0.125 | 0.08 | 261 | 0 | 0.364 | 1 | 1 | cs | TRUE
266 | LV_241-1_1_6_line_266 |  | 256 | 258 | 0.0082815 | 0.125 | 0.08 | 261 | 0 | 0.364 | 1 | 1 | cs | TRUE
267 | LV_241-1_1_6_line_267 |  | 257 | 259 | 0.0041215 | 0.125 | 0.08 | 261 | 0 | 0.364 | 1 | 1 | cs | TRUE
268 | LV_241-1_1_6_line_268 |  | 258 | 262 | 0.0014675 | 0.125 | 0.08 | 261 | 0 | 0.364 | 1 | 1 | cs | TRUE
269 | LV_241-1_1_6_line_269 |  | 258 | 263 | 0.0029756 | 0.125 | 0.08 | 261 | 0 | 0.364 | 1 | 1 | cs | TRUE
270 | LV_241-1_1_6_line_270 |  | 259 | 264 | 0.022133 | 0.125 | 0.08 | 261 | 0 | 0.364 | 1 | 1 | cs | TRUE
271 | LV_241-1_1_6_line_271 |  | 260 | 265 | 3.1712e-05 | 0.125 | 0.08 | 261 | 0 | 0.364 | 1 | 1 | cs | TRUE
272 | LV_241-1_1_6_line_272 |  | 261 | 266 | 0.00017091 | 0.125 | 0.08 | 261 | 0 | 0.364 | 1 | 3 | cs | TRUE
273 | LV_241-1_1_6_line_273 |  | 265 | 284 | 0.00052942 | 0.125 | 0.08 | 261 | 0 | 0.364 | 1 | 1 | cs | TRUE
274 | LV_241-1_1_6_line_274 |  | 266 | 281 | 0.0035979 | 0.125 | 0.08 | 261 | 0 | 0.364 | 1 | 3 | cs | TRUE
275 | LV_241-1_1_6_line_275 |  | 268 | 275 | 0.0069731 | 0.125 | 0.08 | 261 | 0 | 0.364 | 1 | 3 | cs | TRUE
276 | LV_241-1_1_6_line_276 |  | 269 | 270 | 0.0018638 | 0.125 | 0.08 | 261 | 0 | 0.364 | 1 | 1 | cs | TRUE
277 | LV_241-1_1_6_line_277 |  | 270 | 271 | 0.0022501 | 0.125 | 0.08 | 261 | 0 | 0.364 | 1 | 1 | cs | TRUE
278 | LV_241-1_1_6_line_278 |  | 271 | 290 | 0.023656 | 0.125 | 0.08 | 261 | 0 | 0.364 | 1 | 1 | cs | TRUE
279 | LV_241-1_1_6_line_279 |  | 272 | 273 | 0.0066068 | 0.125 | 0.08 | 261 | 0 | 0.364 | 1 | 3 | cs | TRUE
280 | LV_241-1_1_6_line_280 |  | 273 | 274 | 0.0041713 | 0.125 | 0.08 | 261 | 0 | 0.364 | 1 | 3 | cs | TRUE
281 | LV_241-1_1_6_line_281 |  | 274 | 275 | 0.0026014 | 0.125 | 0.08 | 261 | 0 | 0.364 | 1 | 3 | cs | TRUE
282 | LV_241-1_1_6_line_282 |  | 276 | 277 | 0.035215 | 0.125 | 0.08 | 261 | 0 | 0.364 | 1 | 1 | cs | TRUE
283 | LV_241-1_1_6_line_283 |  | 276 | 278 | 0.013349 | 0.125 | 0.08 | 261 | 0 | 0.364 | 1 | 1 | cs | TRUE
284 | LV_241-1_1_6_line_284 |  | 277 | 288 | 0.0072531 | 0.125 | 0.08 | 261 | 0 | 0.364 | 1 | 1 | cs | TRUE
285 | LV_241-1_1_6_line_285 |  | 278 | 289 | 0.055115 | 0.125 | 0.08 | 261 | 0 | 0.364 | 1 | 1 | cs | TRUE
286 | LV_241-1_1_6_line_286 |  | 279 | 291 | 0.0006063 | 0.125 | 0.08 | 261 | 0 | 0.364 | 1 | 1 | cs | TRUE
287 | LV_241-1_1_6_line_287 |  | 280 | 290 | 0.0092264 | 0.125 | 0.08 | 261 | 0 | 0.364 | 1 | 1 | cs | TRUE
288 | LV_241-1_1_6_line_288 |  | 281 | 282 | 0.0054111 | 0.125 | 0.08 | 261 | 0 | 0.364 | 1 | 2 | cs | TRUE
289 | LV_241-1_1_6_line_289 |  | 282 | 283 | 0.0029534 | 0.125 | 0.08 | 261 | 0 | 0.364 | 1 | 1 | cs | TRUE
290 | LV_241-1_1_6_line_290 |  | 284 | 287 | 0.0033712 | 0.125 | 0.08 | 261 | 0 | 0.364 | 1 | 1 | cs | TRUE
291 | LV_241-1_1_6_line_291 |  | 285 | 286 | 0.014258 | 0.125 | 0.08 | 261 | 0 | 0.364 | 1 | 1 | cs | TRUE
292 | LV_241-1_1_6_line_292 |  | 286 | 299 | 0.013101 | 0.125 | 0.08 | 261 | 0 | 0.364 | 1 | 1 | cs | TRUE
293 | LV_241-1_1_6_line_293 |  | 288 | 293 | 0.030598 | 0.125 | 0.08 | 261 | 0 | 0.364 | 1 | 1 | cs | TRUE
294 | LV_241-1_1_6_line_294 |  | 289 | 294 | 0.0022007 | 0.125 | 0.08 | 261 | 0 | 0.364 | 1 | 1 | cs | TRUE
295 | LV_241-1_1_6_line_295 |  | 289 | 295 | 0.027642 | 0.125 | 0.08 | 261 | 0 | 0.364 | 1 | 1 | cs | TRUE
296 | LV_241-1_1_6_line_296 |  | 291 | 305 | 0.024783 | 0.125 | 0.08 | 261 | 0 | 0.364 | 1 | 1 | cs | TRUE
297 | LV_241-1_1_6_line_297 |  | 293 | 296 | 0.0041932 | 0.125 | 0.08 | 261 | 0 | 0.364 | 1 | 1 | cs | TRUE
298 | LV_241-1_1_6_line_298 |  | 294 | 297 | 0.0097775 | 0.125 | 0.08 | 261 | 0 | 0.364 | 1 | 1 | cs | TRUE
299 | LV_241-1_1_6_line_299 |  | 295 | 298 | 0.0059341 | 0.125 | 0.08 | 261 | 0 | 0.364 | 1 | 1 | cs | TRUE
300 | LV_241-1_1_6_line_300 |  | 296 | 299 | 0.033403 | 0.125 | 0.08 | 261 | 0 | 0.364 | 1 | 1 | cs | TRUE
301 | LV_241-1_1_6_line_301 |  | 297 | 301 | 0.021828 | 0.125 | 0.08 | 261 | 0 | 0.364 | 1 | 1 | cs | TRUE
302 | LV_241-1_1_6_line_302 |  | 298 | 303 | 0.026372 | 0.125 | 0.08 | 261 | 0 | 0.364 | 1 | 1 | cs | TRUE
303 | LV_241-1_1_6_line_303 |  | 300 | 301 | 0.012437 | 0.125 | 0.08 | 261 | 0 | 0.364 | 1 | 1 | cs | TRUE
304 | LV_241-1_1_6_line_304 |  | 300 | 302 | 0.0074877 | 0.125 | 0.08 | 261 | 0 | 0.364 | 1 | 1 | cs | TRUE
305 | LV_241-1_1_6_line_305 |  | 303 | 304 | 0.0060746 | 0.125 | 0.08 | 261 | 0 | 0.364 | 1 | 1 | cs | TRUE
306 | LV_241-1_1_6_line_306 |  | 304 | 305 | 0.012056 | 0.125 | 0.08 | 261 | 0 | 0.364 | 1 | 1 | cs | TRUE
307 | LV_241-1_1_6_line_307 |  | 306 | 307 | 0.0067885 | 0.125 | 0.08 | 261 | 0 | 0.364 | 1 | 1 | cs | TRUE
308 | LV_241-1_1_6_line_308 |  | 308 | 309 | 0.028526 | 0.125 | 0.08 | 261 | 0 | 0.364 | 1 | 1 | cs | TRUE
309 | LV_241-1_1_6_line_309 |  | 308 | 310 | 0.017555 | 0.125 | 0.08 | 261 | 0 | 0.364 | 1 | 1 | cs | TRUE

## trafo
| name | std_type | hv_bus | lv_bus | sn_mva | vn_hv_kv | vn_lv_kv | vk_percent | vkr_percent | pfe_kw | i0_percent | shift_degree | tap_side | tap_neutral | tap_min | tap_max | tap_step_percent | tap_step_degree | tap_pos | tap_phase_shifter | parallel | df | in_service
0 | LV_241-1_1_6_trafo_295 | 0.63 MVA 20/0.4 kV | 311 | 275 | 0.63 | 20 | 0.4 | 6 | 1.206 | 1.65 | 0.2619 | 150 | hv | 0 | -2 | 2 | 2.5 | 0 | 0 | FALSE | 1 | 1 | TRUE

## line_geodata
| x0 | y0 | x1 | y1 | x2 | y2 | x3 | y3 | x4 | y4 | x5 | y5 | x6 | y6
0 | 2675546.7348 | 1243097.2782 | 2675547.6948 | 1243100.8374 | 2675582.5398 | 1243096.2
1 | 2675546.7348 | 1243097.2782 | 2675572.3465 | 1243093.7982
2 | 2675582.5398 | 1243096.2 | 2675589.7626 | 1243125.4752
3 | 2675588.8699 | 1243091.1882 | 2675581.8234 | 1243092.5105 | 2675572.3465 | 1243093.7982
4 | 2675457.7174 | 1243251.4994 | 2675466.4653 | 1243266.7436 | 2675468.9935 | 1243270.3198
5 | 2675457.7174 | 1243251.4994 | 2675448.2509 | 1243230.353 | 2675443.7691 | 1243217.2935
6 | 2675457.7174 | 1243251.4994 | 2675454.0126 | 1243253.3647 | 2675462.3448 | 1243268.0143 | 2675458.4248 | 1243268.9763
7 | 2675457.7174 | 1243251.4994 | 2675467.4087 | 1243246.0632 | 2675470.0609 | 1243244.3513 | 2675472.6642 | 1243240.5484 | 2675473.3866 | 1243237.233 | 2675473.4737 | 1243230.392
8 | 2675483.2414 | 1243287.2604 | 2675472.8582 | 1243275.7869 | 2675468.9935 | 1243270.3198
9 | 2675443.7691 | 1243217.2935 | 2675438.6081 | 1243202.255 | 2675433.2881 | 1243182.2295
10 | 2675458.4248 | 1243268.9763 | 2675460.5869 | 1243274.2964
11 | 2675458.4248 | 1243268.9763 | 2675451.4478 | 1243255.296
12 | 2675483.2414 | 1243287.2604 | 2675490.3269 | 1243296.406
13 | 2675484.9571 | 1243286.0813 | 2675483.2414 | 1243287.2604
14 | 2675499.2669 | 1243307.9455 | 2675490.3269 | 1243296.406
15 | 2675491.9219 | 1243253.1577 | 2675487.2906 | 1243281.4967 | 2675484.9571 | 1243286.0813
16 | 2675460.5869 | 1243274.2964 | 2675454.8644 | 1243274.9353
17 | 2675460.5869 | 1243274.2964 | 2675467.5747 | 1243281.1346 | 2675476.7352 | 1243292.221
18 | 2675440.9214 | 1243231.3494 | 2675449.435 | 1243251.3495 | 2675451.4478 | 1243255.296
19 | 2675576.4859 | 1243608.6694 | 2675589.0893 | 1243606.4333
20 | 2675612.0667 | 1243602.3567 | 2675589.0893 | 1243606.4333
21 | 2675576.4859 | 1243608.6694 | 2675566.9068 | 1243610.3689
22 | 2675612.0667 | 1243602.3567 | 2675608.2314 | 1243591.3556 | 2675600.3988 | 1243569.5959
23 | 2675612.0667 | 1243602.3567 | 2675613.4966 | 1243606.5741
24 | 2675543.4049 | 1243607.3414 | 2675565.1148 | 1243610.6868 | 2675566.9068 | 1243610.3689
25 | 2675600.3988 | 1243569.5959 | 2675601.6802 | 1243557.4147
26 | 2675539.1397 | 1243663.3045 | 2675539.2655 | 1243659.9593 | 2675539.6341 | 1243655.9389 | 2675540.2627 | 1243643.9718 | 2675543.4049 | 1243607.3414
27 | 2675543.4049 | 1243607.3414 | 2675543.7202 | 1243605.4008
28 | 2675594.2524 | 1243536.5053 | 2675595.7347 | 1243539.9933 | 2675601.3104 | 1243554.4079 | 2675601.6802 | 1243557.4147
29 | 2675539.1397 | 1243663.3045 | 2675538.9492 | 1243668.1722 | 2675539.0519 | 1243680.8825 | 2675552.9815 | 1243730.7174 | 2675556.1896 | 1243738.6365
30 | 2675543.7202 | 1243605.4008 | 2675546.3327 | 1243589.3214
31 | 2675578.0742 | 1243523.1342 | 2675581.6846 | 1243522.1462 | 2675583.3634 | 1243526.226 | 2675592.5607 | 1243534.0264 | 2675594.2524 | 1243536.5053
32 | 2675594.2524 | 1243536.5053 | 2675596.7375 | 1243535.4473
33 | 2675516.621 | 1243338.8437 | 2675521.5328 | 1243349.0356
34 | 2675521.5328 | 1243349.0356 | 2675524.6596 | 1243346.8517 | 2675526.9741 | 1243343.7567 | 2675527.9655 | 1243335.3516
35 | 2675521.5328 | 1243349.0356 | 2675529.1859 | 1243364.4956
36 | 2675516.621 | 1243338.8437 | 2675508.2547 | 1243323.9479
37 | 2675509.3228 | 1243342.1421 | 2675512.4089 | 1243340.7804 | 2675516.621 | 1243338.8437
38 | 2675530.7702 | 1243311.5711 | 2675527.9655 | 1243335.3516
39 | 2675529.1859 | 1243364.4956 | 2675534.6576 | 1243375.5488
40 | 2675548.9528 | 1243425.7612 | 2675549.8544 | 1243433.9006 | 2675551.6977 | 1243437.91
41 | 2675548.9528 | 1243425.7612 | 2675553.2447 | 1243422.9027 | 2675556.8686 | 1243419.6687
42 | 2675548.9528 | 1243425.7612 | 2675534.7138 | 1243433.3964 | 2675526.9359 | 1243435.1987
43 | 2675556.7836 | 1243453.0357 | 2675552.23 | 1243439.0679 | 2675551.6977 | 1243437.91
44 | 2675556.8686 | 1243419.6687 | 2675565.6806 | 1243409.6784
45 | 2675526.9359 | 1243435.1987 | 2675526.9359 | 1243435.1987 | 2675521.5888 | 1243433.9846
46 | 2675578.0742 | 1243523.1342 | 2675573.3525 | 1243509.9706
47 | 2675578.0742 | 1243523.1342 | 2675581.6846 | 1243522.1462 | 2675579.2545 | 1243515.3326 | 2675584.3125 | 1243514.0295
48 | 2675584.3125 | 1243514.0295 | 2675579.9986 | 1243504.9792 | 2675575.0354 | 1243490.5391 | 2675574.8678 | 1243487.1187
49 | 2675565.6806 | 1243409.6784 | 2675569.3759 | 1243405.4889
50 | 2675566.1225 | 1243450.9198 | 2675570.5458 | 1243463.8408
51 | 2675556.7836 | 1243453.0357 | 2675561.4204 | 1243452.1719 | 2675566.1225 | 1243450.9198
52 | 2675566.1225 | 1243450.9198 | 2675565.1726 | 1243447.6172
53 | 2675570.5458 | 1243463.8408 | 2675579.5023 | 1243464.4553 | 2675579.679 | 1243464.4644
54 | 2675570.5458 | 1243463.8408 | 2675574.5975 | 1243481.605 | 2675574.8678 | 1243487.1187
55 | 2675556.7836 | 1243453.0357 | 2675560.3675 | 1243467.0633
56 | 2675561.7823 | 1243435.8307 | 2675565.1726 | 1243447.6172
57 | 2675560.4666 | 1243467.451 | 2675560.3675 | 1243467.0633
58 | 2675499.2669 | 1243307.9455 | 2675508.2547 | 1243323.9479
59 | 2675498.7513 | 1243322.9162 | 2675501.3651 | 1243319.4692 | 2675495.5143 | 1243310.5996 | 2675499.2669 | 1243307.9455
60 | 2675499.2669 | 1243307.9455 | 2675507.4862 | 1243300.5782
61 | 2675498.7513 | 1243322.9162 | 2675493.9944 | 1243315.3948 | 2675492.0138 | 1243312.6819
62 | 2675507.4862 | 1243300.5782 | 2675510.0865 | 1243290.4708 | 2675510.0865 | 1243290.4708
63 | 2675509.0476 | 1243341.6415 | 2675509.3228 | 1243342.1421
64 | 2675559.2597 | 1243746.215 | 2675556.1896 | 1243738.6365
65 | 2675530.7702 | 1243311.5711 | 2675532.3645 | 1243306.2765 | 2675535.1063 | 1243300.4962 | 2675547.0962 | 1243287.6542
66 | 2675530.7702 | 1243311.5711 | 2675557.8577 | 1243321.6187
67 | 2675528.1296 | 1243380.6308 | 2675537.4489 | 1243399.4912
68 | 2675528.1296 | 1243380.6308 | 2675519.1155 | 1243390.1288
69 | 2675521.5888 | 1243433.9846 | 2675519.3616 | 1243433.4789
70 | 2675580.6474 | 1243394.9576 | 2675574.132 | 1243400.0969 | 2675569.3759 | 1243405.4889
71 | 2675592.7434 | 1243465.1355 | 2675579.679 | 1243464.4644
72 | 2675619.1794 | 1243499.1853 | 2675608.04 | 1243483.4804
73 | 2675630.1764 | 1243495.6563 | 2675619.1794 | 1243499.1853
74 | 2675608.04 | 1243483.4804 | 2675602.6812 | 1243475.9253 | 2675602.136 | 1243475.3333
75 | 2675630.1764 | 1243495.6563 | 2675641.4573 | 1243490.6187 | 2675644.6925 | 1243489.661
76 | 2675630.1764 | 1243495.6563 | 2675634.8399 | 1243506.3233 | 2675660.2542 | 1243575.5056
77 | 2675519.1155 | 1243390.1288 | 2675517.1817 | 1243392.1664 | 2675509.3406 | 1243404.8645 | 2675506.9225 | 1243408.4117
78 | 2675470.5897 | 1243382.2176 | 2675469.6096 | 1243377.8289 | 2675470.0565 | 1243370.6295 | 2675470.2509 | 1243369.4049
79 | 2675470.5897 | 1243382.2176 | 2675471.2947 | 1243385.3743
80 | 2675359.0101 | 1243193.6439 | 2675368.7192 | 1243214.2311 | 2675369.4176 | 1243218.7543 | 2675363.2245 | 1243238.5611
81 | 2675363.2245 | 1243238.5611 | 2675363.1914 | 1243238.6668
82 | 2675592.0202 | 1243134.6257 | 2675592.7321 | 1243137.4812 | 2675593.5605 | 1243145.4307
83 | 2675593.5605 | 1243145.4307 | 2675595.736 | 1243166.0962
84 | 2675620.5887 | 1243127.807 | 2675595.1149 | 1243133.7867 | 2675592.0202 | 1243134.6257
85 | 2675592.0202 | 1243134.6257 | 2675589.7626 | 1243125.4752
86 | 2675597.5116 | 1243182.9632 | 2675595.736 | 1243166.0962
87 | 2675411.8513 | 1243139.1064 | 2675410.8281 | 1243134.6208 | 2675410.1097 | 1243128.8938
88 | 2675417.9791 | 1243160.1519 | 2675417.3124 | 1243158.4867 | 2675414.7301 | 1243151.7269 | 2675411.8513 | 1243139.1064
89 | 2675420.9761 | 1243278.1401 | 2675416.7134 | 1243245.099
90 | 2675376.4046 | 1243294.6634 | 2675389.9058 | 1243289.1865 | 2675397.838 | 1243285.9628 | 2675420.9761 | 1243278.1401
91 | 2675415.8983 | 1243238.7811 | 2675416.7134 | 1243245.099
92 | 2675376.4046 | 1243294.6634 | 2675358.4857 | 1243302.1967 | 2675354.9824 | 1243303.3903
93 | 2675378.1268 | 1243298.3212 | 2675376.4046 | 1243294.6634
94 | 2675376.4046 | 1243294.6634 | 2675389.9058 | 1243289.1865 | 2675376.4084 | 1243275.9279 | 2675372.3253 | 1243274.2527
95 | 2675454.8644 | 1243274.9353 | 2675455.4206 | 1243278.1557 | 2675463.5873 | 1243283.6834
96 | 2675454.8644 | 1243274.9353 | 2675441.8722 | 1243277.2273 | 2675426.9034 | 1243281.0253
97 | 2675440.9214 | 1243231.3494 | 2675415.8983 | 1243238.7811
98 | 2675368.2344 | 1243138.7716 | 2675378.4831 | 1243134.955
99 | 2675368.2344 | 1243138.7716 | 2675371.123 | 1243149.3824 | 2675367.2393 | 1243155.215 | 2675368.3954 | 1243158.2626
100 | 2675368.2344 | 1243138.7716 | 2675360.2896 | 1243141.7267
101 | 2675588.8699 | 1243091.1882 | 2675587.0257 | 1243057.3741
102 | 2675588.8699 | 1243091.1882 | 2675621.2819 | 1243085.0987
103 | 2675657.5295 | 1243330.9883 | 2675657.2808 | 1243328.0331
104 | 2675650.6347 | 1243351.8374 | 2675657.7278 | 1243348.6255 | 2675655.8348 | 1243341.7743 | 2675657.5295 | 1243330.9883
105 | 2675657.5295 | 1243330.9883 | 2675666.8081 | 1243336.5772
106 | 2675657.2808 | 1243328.0331 | 2675656.7112 | 1243321.2652
107 | 2675637.1393 | 1243359.215 | 2675650.6347 | 1243351.8374
108 | 2675666.8081 | 1243336.5772 | 2675668.9775 | 1243334.2031 | 2675672.839 | 1243332.4956 | 2675676.7196 | 1243332.256 | 2675689.3165 | 1243334.2848 | 2675692.7939 | 1243334.6975
109 | 2675637.1393 | 1243359.215 | 2675644.3213 | 1243374.5498
110 | 2675637.1393 | 1243359.215 | 2675608.5281 | 1243375.3137
111 | 2675692.7939 | 1243334.6975 | 2675706.2145 | 1243336.2906 | 2675719.772 | 1243337.4688
112 | 2675773.0572 | 1243337.8781 | 2675761.8189 | 1243340.1473 | 2675743.3318 | 1243339.303
113 | 2675773.0572 | 1243337.8781 | 2675774.5485 | 1243337.4129
114 | 2675743.3318 | 1243339.303 | 2675738.1593 | 1243339.0668 | 2675719.772 | 1243337.4688
115 | 2675787.7621 | 1243329.9157 | 2675778.7413 | 1243336.1049 | 2675774.5485 | 1243337.4129
116 | 2675954.8476 | 1243324.3477 | 2675964.4055 | 1243324.0476 | 2675980.5777 | 1243325.4779 | 2675986.1645 | 1243323.8952
117 | 2675954.8476 | 1243324.3477 | 2675952.1407 | 1243324.7862
118 | 2675986.1645 | 1243323.8952 | 2676015.7576 | 1243315.5119
119 | 2675952.1407 | 1243324.7862 | 2675945.4328 | 1243325.8728 | 2675934.3361 | 1243323.5625 | 2675920.9718 | 1243321.2655
120 | 2676099.007 | 1243309.4616 | 2676088.7943 | 1243308.3632 | 2676084.7716 | 1243305.5319
121 | 2676030.1455 | 1243311.436 | 2676052.4573 | 1243361.6241 | 2676066.6536 | 1243355.0347 | 2676094.9929 | 1243333.6495 | 2676101.1985 | 1243326.5796 | 2676099.007 | 1243309.4616
122 | 2676099.007 | 1243309.4616 | 2676092.9069 | 1243268.8324 | 2676091.1493 | 1243254.4107 | 2676089.4092 | 1243241.0465
123 | 2676083.891 | 1243298.7602 | 2676084.7716 | 1243305.5319
124 | 2676030.1455 | 1243311.436 | 2676025.3889 | 1243295.0968 | 2676024.4681 | 1243291.4455
125 | 2676030.1455 | 1243311.436 | 2676015.7576 | 1243315.5119
126 | 2676017.7139 | 1243264.6613 | 2676024.4681 | 1243291.4455
127 | 2675559.2597 | 1243746.215 | 2675563.985 | 1243757.8793
128 | 2675576.0376 | 1243799.1929 | 2675574.5022 | 1243792.7576 | 2675568.5525 | 1243769.154 | 2675563.985 | 1243757.8793
129 | 2675576.0376 | 1243799.1929 | 2675576.4534 | 1243821.7253 | 2675573.3318 | 1243837.152 | 2675565.8475 | 1243857.477
130 | 2675565.8475 | 1243857.477 | 2675564.407 | 1243861.3889 | 2675558.5132 | 1243872.7665
131 | 2675602.136 | 1243475.3333 | 2675597.5602 | 1243470.3652
132 | 2675895.6834 | 1243316.9189 | 2675893.1961 | 1243329.3626 | 2675893.1253 | 1243329.7516
133 | 2675897.9348 | 1243306.9629 | 2675895.6834 | 1243316.9189
134 | 2675895.6834 | 1243316.9189 | 2675920.9718 | 1243321.2655
135 | 2675656.7112 | 1243321.2652 | 2675656.6171 | 1243320.1467 | 2675656.4175 | 1243315.1081
136 | 2675644.3213 | 1243374.5498 | 2675655.5885 | 1243398.6074
137 | 2675592.4667 | 1243385.6348 | 2675598.1449 | 1243381.156 | 2675608.5281 | 1243375.3137
138 | 2675601.757 | 1243336.1801 | 2675612.1502 | 1243338.4101
139 | 2675590.7438 | 1243333.8171 | 2675601.757 | 1243336.1801
140 | 2675787.7621 | 1243329.9157 | 2675789.8055 | 1243327.3511 | 2675791.3998 | 1243320.8891 | 2675789.7053 | 1243315.6749 | 2675781.0187 | 1243305.757 | 2675763.3496 | 1243290.7417
141 | 2675787.7621 | 1243329.9157 | 2675795.7425 | 1243330.0288 | 2675813.3864 | 1243314.1815
142 | 2676013.2255 | 1243246.8624 | 2676017.7139 | 1243264.6613
143 | 2675592.7434 | 1243465.1355 | 2675592.7434 | 1243465.1355 | 2675597.5602 | 1243470.3652
144 | 2675415.8983 | 1243238.7811 | 2675411.1852 | 1243231.9719 | 2675408.9138 | 1243226.9173 | 2675407.6656 | 1243218.6734 | 2675408.0736 | 1243215.1205 | 2675408.0736 | 1243215.1205
145 | 2675417.7485 | 1243209.7443 | 2675410.2012 | 1243212.4567 | 2675408.0736 | 1243215.1205
146 | 2675431.8349 | 1243204.6817 | 2675425.324 | 1243182.3165 | 2675422.4105 | 1243173.1059
147 | 2675431.8349 | 1243204.6817 | 2675417.7485 | 1243209.7443
148 | 2675417.9791 | 1243160.1519 | 2675419.5325 | 1243164.0077 | 2675422.4105 | 1243173.1059
149 | 2675372.3253 | 1243274.2527 | 2675358.5612 | 1243268.6286
150 | 2675372.3253 | 1243274.2527 | 2675372.6892 | 1243261.1122
151 | 2675342.5715 | 1243262.419 | 2675348.9018 | 1243264.6818 | 2675358.5612 | 1243268.6286
152 | 2675372.6892 | 1243261.1122 | 2675372.8701 | 1243254.579 | 2675361.4599 | 1243244.2046 | 2675363.1914 | 1243238.6668
153 | 2675378.1268 | 1243298.3212 | 2675387.6195 | 1243317.4219
154 | 2675417.9791 | 1243160.1519 | 2675406.8987 | 1243162.4683 | 2675405.5802 | 1243162.9482
155 | 2675333.3579 | 1243259.1255 | 2675342.5715 | 1243262.419
156 | 2675394.8464 | 1243320.9162 | 2675387.6195 | 1243317.4219
157 | 2675390.815 | 1243168.8805 | 2675392.5538 | 1243167.6898 | 2675405.5802 | 1243162.9482
158 | 2675461.6441 | 1243474.3458 | 2675466.1764 | 1243462.2294
159 | 2675461.6441 | 1243474.3458 | 2675460.2386 | 1243478.1029 | 2675460.2386 | 1243478.1029
160 | 2675470.2373 | 1243445.5181 | 2675466.9364 | 1243460.1976 | 2675466.1764 | 1243462.2294
161 | 2675450.8639 | 1243486.9574 | 2675460.2386 | 1243478.1029
162 | 2675470.2373 | 1243445.5181 | 2675437.4699 | 1243445.0735
163 | 2675470.2373 | 1243445.5181 | 2675473.4582 | 1243431.1823 | 2675474.8168 | 1243428.8643
164 | 2675436.5649 | 1243491.9757 | 2675449.1687 | 1243488.5585 | 2675450.8639 | 1243486.9574
165 | 2675430.8572 | 1243444.9838 | 2675437.4699 | 1243445.0735
166 | 2675484.5349 | 1243419.6149 | 2675478.7043 | 1243422.2315 | 2675474.8168 | 1243428.8643
167 | 2675497.0169 | 1243422.9427 | 2675490.518 | 1243420.4583 | 2675484.5349 | 1243419.6149
168 | 2675484.5349 | 1243419.6149 | 2675481.7597 | 1243416.155 | 2675471.7263 | 1243387.307 | 2675471.2947 | 1243385.3743
169 | 2675497.0169 | 1243422.9427 | 2675506.2593 | 1243409.3846
170 | 2675497.0169 | 1243422.9427 | 2675519.3616 | 1243433.4789
171 | 2675349.9613 | 1243145.5683 | 2675360.2896 | 1243141.7267
172 | 2675390.815 | 1243168.8805 | 2675386.2249 | 1243172.0236 | 2675382.8513 | 1243175.7834 | 2675375.1596 | 1243170.7822 | 2675370.0917 | 1243162.7343 | 2675368.3954 | 1243158.2626
173 | 2675506.2593 | 1243409.3846 | 2675506.9225 | 1243408.4117
174 | 2675394.8464 | 1243320.9162 | 2675416.0296 | 1243321.7859 | 2675419.9419 | 1243323.8037 | 2675423.2096 | 1243328.3707 | 2675426.1173 | 1243338.0701 | 2675427.3049 | 1243351.6615 | 2675421.4041 | 1243363.3614
175 | 2675394.8464 | 1243320.9162 | 2675396.4477 | 1243325.7622 | 2675396.3806 | 1243331.0428 | 2675394.6873 | 1243333.4341 | 2675394.3555 | 1243333.5865
176 | 2675560.7515 | 1243230.5732 | 2675541.5283 | 1243234.2533 | 2675538.5946 | 1243234.9164 | 2675532.3192 | 1243232.6794
177 | 2675532.3192 | 1243232.6794 | 2675530.9708 | 1243235.2863 | 2675524.2851 | 1243238.6897
178 | 2675560.7515 | 1243230.5732 | 2675557.7441 | 1243214.9598
179 | 2675553.8531 | 1243194.76 | 2675555.1426 | 1243194.4095 | 2675558.7851 | 1243193.2884 | 2675564.9588 | 1243191.6437
180 | 2675553.8531 | 1243194.76 | 2675557.7441 | 1243214.9598
181 | 2675581.9027 | 1243187.1229 | 2675564.9588 | 1243191.6437
182 | 2675564.9588 | 1243191.6437 | 2675560.6065 | 1243173.4324
183 | 2675620.5887 | 1243127.807 | 2675618.7141 | 1243110.1653
184 | 2675620.5887 | 1243127.807 | 2675624.295 | 1243142.4312
185 | 2675610.5646 | 1243179.4825 | 2675597.5116 | 1243182.9632
186 | 2675581.9027 | 1243187.1229 | 2675597.5116 | 1243182.9632
187 | 2675616.5933 | 1243090.2073 | 2675618.7141 | 1243110.1653
188 | 2675616.5933 | 1243090.2073 | 2675645.608 | 1243082.794
189 | 2675645.608 | 1243082.794 | 2675646.3091 | 1243093.0213 | 2675651.5527 | 1243115.4766
190 | 2675934.0882 | 1242938.4593 | 2675928.2815 | 1242926.346
191 | 2675934.0882 | 1242938.4593 | 2675939.2498 | 1242949.2269 | 2675943.1035 | 1242960.746
192 | 2675876.0457 | 1242971.5264 | 2675876.1993 | 1242969.9352 | 2675878.7347 | 1242956.6916 | 2675880.3495 | 1242955.8178
193 | 2675873.4546 | 1242998.3647 | 2675876.0457 | 1242971.5264
194 | 2675897.9348 | 1243306.9629 | 2675857.858 | 1243277.4963
195 | 2675857.858 | 1243277.4963 | 2675847.1072 | 1243269.0389
196 | 2675857.858 | 1243277.4963 | 2675871.5487 | 1243267.8867 | 2675899.1041 | 1243253.8029
197 | 2675857.858 | 1243277.4963 | 2675839.671 | 1243290.5732 | 2675839.6175 | 1243290.6213
198 | 2675939.0219 | 1243243.3211 | 2675933.6605 | 1243254.1269 | 2675933.037 | 1243254.9126
199 | 2675929.6561 | 1243220.3406 | 2675936.0873 | 1243223.3917 | 2675939.8413 | 1243226.5531 | 2675941.7371 | 1243234.9277 | 2675939.0219 | 1243243.3211
200 | 2675820.6771 | 1243248.2471 | 2675847.1072 | 1243269.0389
201 | 2675929.6561 | 1243220.3406 | 2675918.0729 | 1243235.3586 | 2675905.7181 | 1243250.4224 | 2675899.1041 | 1243253.8029
202 | 2675839.6175 | 1243290.6213 | 2675813.3864 | 1243314.1815
203 | 2675802.583 | 1243141.1365 | 2675802.7955 | 1243141.37
204 | 2675782.0103 | 1243121.0577 | 2675797.3532 | 1243135.3894 | 2675802.583 | 1243141.1365
205 | 2675802.7955 | 1243141.37 | 2675823.7638 | 1243164.4124
206 | 2675777.7911 | 1243117.1167 | 2675782.0103 | 1243121.0577
207 | 2675823.7638 | 1243164.4124 | 2675824.8513 | 1243165.6075
208 | 2675846.9164 | 1243189.8552 | 2675824.8513 | 1243165.6075
209 | 2675866.2442 | 1243208.9439 | 2675859.7286 | 1243203.9348 | 2675846.9164 | 1243189.8552
210 | 2675895.8621 | 1243206.0872 | 2675886.1343 | 1243210.7883 | 2675878.4623 | 1243211.3684 | 2675866.4353 | 1243209.0908 | 2675866.2442 | 1243208.9439
211 | 2675873.4546 | 1242998.3647 | 2675866.763 | 1242980.7778
212 | 2675866.763 | 1242980.7778 | 2675865.6002 | 1242977.7275 | 2675856.2259 | 1242960.6734 | 2675845.4831 | 1242937.731 | 2675836.2821 | 1242913.7272
213 | 2675873.4546 | 1242998.3647 | 2675873.8723 | 1243019.629
214 | 2675713.3511 | 1243153.8191 | 2675725.1554 | 1243159.9407 | 2675733.901 | 1243168.0438
215 | 2675713.3511 | 1243153.8191 | 2675701.3684 | 1243165.5174
216 | 2675733.901 | 1243168.0438 | 2675753.3591 | 1243186.0723
217 | 2675701.3226 | 1243165.5622 | 2675701.3684 | 1243165.5174
218 | 2675757.5589 | 1243285.8207 | 2675763.3496 | 1243290.7417
219 | 2675820.6771 | 1243248.2471 | 2675819.2663 | 1243247.1373 | 2675818.3072 | 1243246.2487
220 | 2675929.6561 | 1243220.3406 | 2675914.2417 | 1243216.9632 | 2675903.7655 | 1243212.2259 | 2675895.8621 | 1243206.0872
221 | 2675757.5589 | 1243285.8207 | 2675756.231 | 1243284.6923 | 2675740.3157 | 1243275.5173
222 | 2675818.3072 | 1243246.2487 | 2675799.8913 | 1243229.1857
223 | 2675895.8621 | 1243206.0872 | 2675892.5179 | 1243189.6339
224 | 2675740.3157 | 1243275.5173 | 2675739.2466 | 1243274.9009
225 | 2675796.5541 | 1243226.0938 | 2675799.8913 | 1243229.1857
226 | 2675892.5179 | 1243189.6339 | 2675892.2378 | 1243188.2557
227 | 2675715.6422 | 1243262.6306 | 2675724.3565 | 1243266.3169 | 2675739.2466 | 1243274.9009
228 | 2675777.2506 | 1243208.2085 | 2675774.2744 | 1243205.4509
229 | 2675796.5541 | 1243226.0938 | 2675777.2506 | 1243208.2085
230 | 2675772.6541 | 1243203.9497 | 2675774.2744 | 1243205.4509
231 | 2675772.6541 | 1243203.9497 | 2675756.3057 | 1243188.8024
232 | 2675753.3591 | 1243186.0723 | 2675756.3057 | 1243188.8024
233 | 2675580.6474 | 1243394.9576 | 2675582.9403 | 1243393.149
234 | 2675674.4908 | 1243209.5519 | 2675677.4532 | 1243201.306 | 2675681.2704 | 1243194.4955
235 | 2675674.4908 | 1243209.5519 | 2675668.9626 | 1243224.9245
236 | 2675674.4908 | 1243209.5519 | 2675657.5731 | 1243202.3521
237 | 2675662.4184 | 1243244.6005 | 2675664.1541 | 1243238.296 | 2675668.9626 | 1243224.9245
238 | 2675657.5731 | 1243202.3521 | 2675653.9669 | 1243200.8174 | 2675648.2019 | 1243196.4853 | 2675645.782 | 1243191.2396 | 2675645.4219 | 1243189.9788
239 | 2675660.4218 | 1243244.6862 | 2675662.4184 | 1243244.6005
240 | 2675637.9545 | 1243163.8324 | 2675645.4219 | 1243189.9788
241 | 2675874.0222 | 1243027.2591 | 2675873.8723 | 1243019.629
242 | 2675887.2773 | 1243163.8504 | 2675892.2378 | 1243188.2557
243 | 2675637.3742 | 1243161.8005 | 2675637.9545 | 1243163.8324
244 | 2675660.4218 | 1243244.6862 | 2675656.7241 | 1243269.8989
245 | 2675660.4218 | 1243244.6862 | 2675634.1394 | 1243245.3517 | 2675625.8304 | 1243246.6912
246 | 2675614.0011 | 1243248.6024 | 2675611.1591 | 1243249.0616 | 2675606.8303 | 1243249.9678
247 | 2675625.8304 | 1243246.6912 | 2675614.0011 | 1243248.6024
248 | 2675596.0426 | 1243253.1771 | 2675602.3979 | 1243250.8957 | 2675606.8303 | 1243249.9678
249 | 2675625.8304 | 1243246.6912 | 2675620.1568 | 1243224.8507
250 | 2675596.0426 | 1243253.1771 | 2675595.5182 | 1243253.3654
251 | 2675617.2204 | 1243213.547 | 2675620.1568 | 1243224.8507
252 | 2675595.5182 | 1243253.3654 | 2675591.8506 | 1243254.6863 | 2675588.8685 | 1243256.1827
253 | 2675595.5182 | 1243253.3654 | 2675591.6527 | 1243238.781
254 | 2675656.7241 | 1243269.8989 | 2675656.4245 | 1243271.9414
255 | 2675617.2204 | 1243213.547 | 2675616.9318 | 1243212.4648 | 2675614.1195 | 1243197.897
256 | 2675588.8685 | 1243256.1827 | 2675581.9917 | 1243259.6197 | 2675576.7826 | 1243262.5545
257 | 2675588.5584 | 1243225.3569 | 2675589.4386 | 1243230.4273 | 2675591.6527 | 1243238.781
258 | 2675656.4245 | 1243271.9414 | 2675655.6201 | 1243277.426 | 2675655.4922 | 1243288.603
259 | 2675610.5646 | 1243179.4825 | 2675614.1195 | 1243197.897
260 | 2675576.7826 | 1243262.5545 | 2675574.9241 | 1243263.6016
261 | 2675588.5584 | 1243225.3569 | 2675586.4333 | 1243213.149
262 | 2675655.4214 | 1243294.7802 | 2675655.4922 | 1243288.603
263 | 2675715.6422 | 1243262.6306 | 2675711.6413 | 1243260.9382
264 | 2675590.7438 | 1243333.8171 | 2675592.1829 | 1243327.6533 | 2675595.6632 | 1243311.6726
265 | 2675590.7438 | 1243333.8171 | 2675582.4734 | 1243330.7494
266 | 2675597.4254 | 1243303.5808 | 2675595.6632 | 1243311.6726
267 | 2675582.4734 | 1243330.7494 | 2675578.6092 | 1243329.316
268 | 2675597.4254 | 1243303.5808 | 2675597.5873 | 1243302.1222
269 | 2675597.4254 | 1243303.5808 | 2675600.3111 | 1243304.3069
270 | 2675557.8577 | 1243321.6187 | 2675578.6092 | 1243329.316
271 | 2675655.602 | 1243398.6361 | 2675655.5885 | 1243398.6074
272 | 2675592.4667 | 1243385.6348 | 2675592.3325 | 1243385.7406
273 | 2675655.8265 | 1243399.1156 | 2675655.602 | 1243398.6361
274 | 2675589.5077 | 1243387.9688 | 2675592.3325 | 1243385.7406
275 | 2675656.4175 | 1243315.1081 | 2675656.1712 | 1243308.8886 | 2675656.1314 | 1243308.1409
276 | 2675548.3681 | 1243286.2919 | 2675547.0962 | 1243287.6542
277 | 2675549.9037 | 1243284.6472 | 2675548.3681 | 1243286.2919
278 | 2675549.9037 | 1243284.6472 | 2675556.5172 | 1243277.5636 | 2675567.1523 | 1243268.5127
279 | 2675655.4214 | 1243294.7802 | 2675655.4214 | 1243294.7802 | 2675655.772 | 1243301.3777
280 | 2675655.9934 | 1243305.5431 | 2675655.772 | 1243301.3777
281 | 2675655.9934 | 1243305.5431 | 2675656.1314 | 1243308.1409
282 | 2675874.0222 | 1243027.2591 | 2675872.6773 | 1243040.807 | 2675872.2938 | 1243062.4039
283 | 2675874.0222 | 1243027.2591 | 2675882.5193 | 1243027.7903 | 2675887.2537 | 1243028.7738
284 | 2675872.2938 | 1243062.4039 | 2675872.1907 | 1243068.2091 | 2675872.3112 | 1243069.6511
285 | 2675931.542 | 1243060.0401 | 2675921.7271 | 1243048.4952 | 2675912.2143 | 1243041.1017 | 2675900.9841 | 1243034.42 | 2675887.2537 | 1243028.7738
286 | 2675943.2959 | 1242961.321 | 2675943.1035 | 1242960.746
287 | 2675567.1523 | 1243268.5127 | 2675569.0034 | 1243266.9373 | 2675574.9241 | 1243263.6016
288 | 2675585.2592 | 1243391.32 | 2675589.5077 | 1243387.9688
289 | 2675582.9403 | 1243393.149 | 2675585.2592 | 1243391.32
290 | 2675657.2564 | 1243402.1685 | 2675655.8265 | 1243399.1156
291 | 2675884.4373 | 1243149.8778 | 2675887.2773 | 1243163.8504
292 | 2675884.4373 | 1243149.8778 | 2675881.8278 | 1243137.0389
293 | 2675874.5798 | 1243100.1637 | 2675873.6853 | 1243086.0964 | 2675872.3112 | 1243069.6511
294 | 2675931.542 | 1243060.0401 | 2675932.7311 | 1243061.8919
295 | 2675931.542 | 1243060.0401 | 2675938.6103 | 1243047.5884 | 2675943.4265 | 1243035.1655
296 | 2675943.2959 | 1242961.321 | 2675946.0715 | 1242969.6175 | 2675948.9007 | 1242985.4002
297 | 2675874.5798 | 1243100.1637 | 2675874.6922 | 1243101.9316 | 2675875.1745 | 1243104.3048
298 | 2675937.6799 | 1243070.306 | 2675936.3222 | 1243067.4843 | 2675932.7311 | 1243061.8919
299 | 2675945.3579 | 1243029.5735 | 2675945.1688 | 1243030.6714 | 2675943.4265 | 1243035.1655
300 | 2675875.1745 | 1243104.3048 | 2675881.8278 | 1243137.0389
301 | 2675937.6799 | 1243070.306 | 2675941.248 | 1243077.7212 | 2675945.5227 | 1243090.6307
302 | 2675945.3579 | 1243029.5735 | 2675948.6558 | 1243010.4239 | 2675948.8603 | 1243003.4864
303 | 2675949.4321 | 1243102.4372 | 2675945.5227 | 1243090.6307
304 | 2675951.7858 | 1243109.5453 | 2675949.4321 | 1243102.4372
305 | 2675949.0393 | 1242997.4144 | 2675948.8603 | 1243003.4864
306 | 2675949.0393 | 1242997.4144 | 2675949.3239 | 1242987.7609 | 2675948.9007 | 1242985.4002
307 | 2675624.295 | 1243142.4312 | 2675625.9657 | 1243149.011
308 | 2675587.0257 | 1243057.3741 | 2675558.507 | 1243059.657
309 | 2675587.0257 | 1243057.3741 | 2675604.2354 | 1243053.912

## bus_geodata
| x | y | coords
0 | 2675546.7348 | 1243097.2782
1 | 2675582.5398 | 1243096.2
2 | 2675572.3465 | 1243093.7982
3 | 2675457.7174 | 1243251.4994
4 | 2675468.9935 | 1243270.3198
5 | 2675443.7691 | 1243217.2935
6 | 2675458.4248 | 1243268.9763
7 | 2675473.4737 | 1243230.392
8 | 2675483.2414 | 1243287.2604
9 | 2675490.3269 | 1243296.406
10 | 2675484.9571 | 1243286.0813
11 | 2675460.5869 | 1243274.2964
12 | 2675451.4478 | 1243255.296
13 | 2675589.0893 | 1243606.4333
14 | 2675576.4859 | 1243608.6694
15 | 2675612.0667 | 1243602.3567
16 | 2675566.9068 | 1243610.3689
17 | 2675600.3988 | 1243569.5959
18 | 2675613.4966 | 1243606.5741
19 | 2675543.4049 | 1243607.3414
20 | 2675601.6802 | 1243557.4147
21 | 2675539.1397 | 1243663.3045
22 | 2675543.7202 | 1243605.4008
23 | 2675594.2524 | 1243536.5053
24 | 2675521.5328 | 1243349.0356
25 | 2675516.621 | 1243338.8437
26 | 2675527.9655 | 1243335.3516
27 | 2675529.1859 | 1243364.4956
28 | 2675548.9528 | 1243425.7612
29 | 2675551.6977 | 1243437.91
30 | 2675556.8686 | 1243419.6687
31 | 2675526.9359 | 1243435.1987
32 | 2675578.0742 | 1243523.1342
33 | 2675596.7375 | 1243535.4473
34 | 2675573.3525 | 1243509.9706
35 | 2675584.3125 | 1243514.0295
36 | 2675565.6806 | 1243409.6784
37 | 2675566.1225 | 1243450.9198
38 | 2675570.5458 | 1243463.8408
39 | 2675556.7836 | 1243453.0357
40 | 2675565.1726 | 1243447.6172
41 | 2675560.3675 | 1243467.0633
42 | 2675574.8678 | 1243487.1187
43 | 2675499.2669 | 1243307.9455
44 | 2675508.2547 | 1243323.9479
45 | 2675498.7513 | 1243322.9162
46 | 2675507.4862 | 1243300.5782
47 | 2675509.3228 | 1243342.1421
48 | 2675509.0476 | 1243341.6415
49 | 2675492.0138 | 1243312.6819
50 | 2675556.1896 | 1243738.6365
51 | 2675546.3327 | 1243589.3214
52 | 2675530.7702 | 1243311.5711
53 | 2675534.6576 | 1243375.5488
54 | 2675537.4489 | 1243399.4912
55 | 2675528.1296 | 1243380.6308
56 | 2675521.5888 | 1243433.9846
57 | 2675569.3759 | 1243405.4889
58 | 2675561.7823 | 1243435.8307
59 | 2675579.679 | 1243464.4644
60 | 2675560.4666 | 1243467.451
61 | 2675619.1794 | 1243499.1853
62 | 2675608.04 | 1243483.4804
63 | 2675630.1764 | 1243495.6563
64 | 2675510.0865 | 1243290.4708
65 | 2675519.1155 | 1243390.1288
66 | 2675491.9219 | 1243253.1577
67 | 2675470.2509 | 1243369.4049
68 | 2675470.5897 | 1243382.2176
69 | 2675359.0101 | 1243193.6439
70 | 2675363.2245 | 1243238.5611
71 | 2675593.5605 | 1243145.4307
72 | 2675592.0202 | 1243134.6257
73 | 2675595.736 | 1243166.0962
74 | 2675589.7626 | 1243125.4752
75 | 2675410.1097 | 1243128.8938
76 | 2675411.8513 | 1243139.1064
77 | 2675433.2881 | 1243182.2295
78 | 2675420.9761 | 1243278.1401
79 | 2675416.7134 | 1243245.099
80 | 2675376.4046 | 1243294.6634
81 | 2675454.8644 | 1243274.9353
82 | 2675476.7352 | 1243292.221
83 | 2675440.9214 | 1243231.3494
84 | 2675378.4831 | 1243134.955
85 | 2675368.2344 | 1243138.7716
86 | 2675588.8699 | 1243091.1882
87 | 2675657.5295 | 1243330.9883
88 | 2675657.2808 | 1243328.0331
89 | 2675650.6347 | 1243351.8374
90 | 2675666.8081 | 1243336.5772
91 | 2675637.1393 | 1243359.215
92 | 2675692.7939 | 1243334.6975
93 | 2675773.0572 | 1243337.8781
94 | 2675743.3318 | 1243339.303
95 | 2675774.5485 | 1243337.4129
96 | 2675954.8476 | 1243324.3477
97 | 2675986.1645 | 1243323.8952
98 | 2675952.1407 | 1243324.7862
99 | 2676099.007 | 1243309.4616
100 | 2676084.7716 | 1243305.5319
101 | 2676030.1455 | 1243311.436
102 | 2676089.4092 | 1243241.0465
103 | 2676024.4681 | 1243291.4455
104 | 2676015.7576 | 1243315.5119
105 | 2675563.985 | 1243757.8793
106 | 2675559.2597 | 1243746.215
107 | 2675576.0376 | 1243799.1929
108 | 2675565.8475 | 1243857.477
109 | 2675558.5132 | 1243872.7665
110 | 2675660.2542 | 1243575.5056
111 | 2675644.6925 | 1243489.661
112 | 2675602.136 | 1243475.3333
113 | 2675893.1253 | 1243329.7516
114 | 2675895.6834 | 1243316.9189
115 | 2675656.7112 | 1243321.2652
116 | 2675644.3213 | 1243374.5498
117 | 2675608.5281 | 1243375.3137
118 | 2675612.1502 | 1243338.4101
119 | 2675601.757 | 1243336.1801
120 | 2675719.772 | 1243337.4688
121 | 2675787.7621 | 1243329.9157
122 | 2675920.9718 | 1243321.2655
123 | 2676083.891 | 1243298.7602
124 | 2676017.7139 | 1243264.6613
125 | 2675597.5602 | 1243470.3652
126 | 2675415.8983 | 1243238.7811
127 | 2675408.0736 | 1243215.1205
128 | 2675431.8349 | 1243204.6817
129 | 2675422.4105 | 1243173.1059
130 | 2675417.7485 | 1243209.7443
131 | 2675372.3253 | 1243274.2527
132 | 2675358.5612 | 1243268.6286
133 | 2675372.6892 | 1243261.1122
134 | 2675354.9824 | 1243303.3903
135 | 2675378.1268 | 1243298.3212
136 | 2675463.5873 | 1243283.6834
137 | 2675426.9034 | 1243281.0253
138 | 2675417.9791 | 1243160.1519
139 | 2675342.5715 | 1243262.419
140 | 2675363.1914 | 1243238.6668
141 | 2675387.6195 | 1243317.4219
142 | 2675405.5802 | 1243162.9482
143 | 2675461.6441 | 1243474.3458
144 | 2675466.1764 | 1243462.2294
145 | 2675460.2386 | 1243478.1029
146 | 2675470.2373 | 1243445.5181
147 | 2675450.8639 | 1243486.9574
148 | 2675437.4699 | 1243445.0735
149 | 2675474.8168 | 1243428.8643
150 | 2675436.5649 | 1243491.9757
151 | 2675430.8572 | 1243444.9838
152 | 2675484.5349 | 1243419.6149
153 | 2675497.0169 | 1243422.9427
154 | 2675471.2947 | 1243385.3743
155 | 2675349.9613 | 1243145.5683
156 | 2675360.2896 | 1243141.7267
157 | 2675368.3954 | 1243158.2626
158 | 2675390.815 | 1243168.8805
159 | 2675506.9225 | 1243408.4117
160 | 2675506.2593 | 1243409.3846
161 | 2675394.8464 | 1243320.9162
162 | 2675394.3555 | 1243333.5865
163 | 2675421.4041 | 1243363.3614
164 | 2675519.3616 | 1243433.4789
165 | 2675333.3579 | 1243259.1255
166 | 2675532.3192 | 1243232.6794
167 | 2675560.7515 | 1243230.5732
168 | 2675524.2851 | 1243238.6897
169 | 2675553.8531 | 1243194.76
170 | 2675564.9588 | 1243191.6437
171 | 2675557.7441 | 1243214.9598
172 | 2675560.6065 | 1243173.4324
173 | 2675620.5887 | 1243127.807
174 | 2675597.5116 | 1243182.9632
175 | 2675616.5933 | 1243090.2073
176 | 2675618.7141 | 1243110.1653
177 | 2675645.608 | 1243082.794
178 | 2675928.2815 | 1242926.346
179 | 2675934.0882 | 1242938.4593
180 | 2675880.3495 | 1242955.8178
181 | 2675876.0457 | 1242971.5264
182 | 2675897.9348 | 1243306.9629
183 | 2675857.858 | 1243277.4963
184 | 2675933.037 | 1243254.9126
185 | 2675939.0219 | 1243243.3211
186 | 2675847.1072 | 1243269.0389
187 | 2675899.1041 | 1243253.8029
188 | 2675839.6175 | 1243290.6213
189 | 2675802.583 | 1243141.1365
190 | 2675802.7955 | 1243141.37
191 | 2675782.0103 | 1243121.0577
192 | 2675823.7638 | 1243164.4125
193 | 2675777.7911 | 1243117.1167
194 | 2675824.8513 | 1243165.6075
195 | 2675846.9164 | 1243189.8552
196 | 2675866.2442 | 1243208.9439
197 | 2675866.763 | 1242980.7778
198 | 2675873.4546 | 1242998.3647
199 | 2675836.2821 | 1242913.7272
200 | 2675713.3511 | 1243153.8191
201 | 2675733.901 | 1243168.0438
202 | 2675701.3684 | 1243165.5174
203 | 2675813.3864 | 1243314.1815
204 | 2675763.3496 | 1243290.7417
205 | 2675820.6771 | 1243248.2471
206 | 2675929.6561 | 1243220.3406
207 | 2675757.5589 | 1243285.8207
208 | 2675818.3072 | 1243246.2487
209 | 2675895.8621 | 1243206.0872
210 | 2675740.3157 | 1243275.5173
211 | 2675799.8913 | 1243229.1857
212 | 2675892.5179 | 1243189.6339
213 | 2675739.2466 | 1243274.9009
214 | 2675777.2506 | 1243208.2085
215 | 2675774.2744 | 1243205.4509
216 | 2675796.5541 | 1243226.0938
217 | 2675772.6541 | 1243203.9497
218 | 2675756.3057 | 1243188.8024
219 | 2675753.3591 | 1243186.0723
220 | 2675592.7434 | 1243465.1355
221 | 2675580.6474 | 1243394.9576
222 | 2675701.3226 | 1243165.5622
223 | 2675681.2704 | 1243194.4955
224 | 2675674.4908 | 1243209.5519
225 | 2675651.5527 | 1243115.4766
226 | 2675668.9626 | 1243224.9245
227 | 2675657.5731 | 1243202.3521
228 | 2675621.2819 | 1243085.0987
229 | 2675662.4184 | 1243244.6005
230 | 2675645.4219 | 1243189.9788
231 | 2675873.8723 | 1243019.629
232 | 2675892.2378 | 1243188.2557
233 | 2675637.9545 | 1243163.8324
234 | 2675637.3742 | 1243161.8005
235 | 2675660.4218 | 1243244.6862
236 | 2675614.0011 | 1243248.6024
237 | 2675606.8303 | 1243249.9678
238 | 2675625.8304 | 1243246.6912
239 | 2675596.0426 | 1243253.1771
240 | 2675620.1568 | 1243224.8507
241 | 2675595.5182 | 1243253.3654
242 | 2675656.7241 | 1243269.8989
243 | 2675617.2204 | 1243213.547
244 | 2675588.8685 | 1243256.1827
245 | 2675591.6527 | 1243238.781
246 | 2675656.4245 | 1243271.9414
247 | 2675614.1195 | 1243197.897
248 | 2675576.7826 | 1243262.5545
249 | 2675588.5584 | 1243225.3569
250 | 2675655.4922 | 1243288.603
251 | 2675711.6413 | 1243260.9382
252 | 2675715.6422 | 1243262.6306
253 | 2675586.4333 | 1243213.149
254 | 2675610.5646 | 1243179.4825
255 | 2675590.7438 | 1243333.8171
256 | 2675595.6632 | 1243311.6726
257 | 2675582.4734 | 1243330.7494
258 | 2675597.4254 | 1243303.5808
259 | 2675578.6092 | 1243329.316
260 | 2675655.5885 | 1243398.6074
261 | 2675592.4667 | 1243385.6348
262 | 2675597.5873 | 1243302.1222
263 | 2675600.3111 | 1243304.3069
264 | 2675557.8577 | 1243321.6187
265 | 2675655.602 | 1243398.6361
266 | 2675592.3325 | 1243385.7406
267 | 2676013.2255 | 1243246.8624
268 | 2675656.4175 | 1243315.1081
269 | 2675547.0962 | 1243287.6542
270 | 2675548.3681 | 1243286.2919
271 | 2675549.9037 | 1243284.6472
272 | 2675655.4214 | 1243294.7802
273 | 2675655.772 | 1243301.3777
274 | 2675655.9934 | 1243305.5431
275 | 2675656.1314 | 1243308.1409
276 | 2675874.0222 | 1243027.2591
277 | 2675872.2938 | 1243062.4039
278 | 2675887.2537 | 1243028.7738
279 | 2675943.1035 | 1242960.746
280 | 2675574.9241 | 1243263.6016
281 | 2675589.5077 | 1243387.9688
282 | 2675585.2592 | 1243391.32
283 | 2675582.9403 | 1243393.149
284 | 2675655.8265 | 1243399.1156
285 | 2675887.2773 | 1243163.8504
286 | 2675884.4373 | 1243149.8778
287 | 2675657.2564 | 1243402.1685
288 | 2675872.3112 | 1243069.6511
289 | 2675931.542 | 1243060.0401
290 | 2675567.1523 | 1243268.5127
291 | 2675943.2959 | 1242961.321
292 | 2675581.9027 | 1243187.1229
293 | 2675874.5798 | 1243100.1637
294 | 2675932.7311 | 1243061.8919
295 | 2675943.4265 | 1243035.1655
296 | 2675875.1745 | 1243104.3048
297 | 2675937.6799 | 1243070.306
298 | 2675945.3579 | 1243029.5735
299 | 2675881.8278 | 1243137.0389
300 | 2675949.4321 | 1243102.4372
301 | 2675945.5227 | 1243090.6307
302 | 2675951.7858 | 1243109.5453
303 | 2675948.8603 | 1243003.4864
304 | 2675949.0393 | 1242997.4144
305 | 2675948.9007 | 1242985.4002
306 | 2675625.9657 | 1243149.011
307 | 2675624.295 | 1243142.4312
308 | 2675587.0257 | 1243057.3741
309 | 2675558.507 | 1243059.657
310 | 2675604.2354 | 1243053.912
311 | 2675657.5295 | 1243330.9883

## line_std_types
| c_nf_per_km | r_ohm_per_km | x_ohm_per_km | max_i_ka | type | q_mm2 | alpha | voltage_rating
NAYY 4x50 SE | 210 | 0.642 | 0.083 | 0.142 | cs | 50 | 0.00403 | LV
NAYY 4x120 SE | 264 | 0.225 | 0.08 | 0.242 | cs | 120 | 0.00403 | LV
NAYY 4x150 SE | 261 | 0.208 | 0.08 | 0.27 | cs | 150 | 0.00403 | LV
NA2XS2Y 1x95 RM/25 12/20 kV | 216 | 0.313 | 0.132 | 0.252 | cs | 95 | 0.00403 | MV
NA2XS2Y 1x185 RM/25 12/20 kV | 273 | 0.161 | 0.117 | 0.362 | cs | 185 | 0.00403 | MV
NA2XS2Y 1x240 RM/25 12/20 kV | 304 | 0.122 | 0.112 | 0.421 | cs | 240 | 0.00403 | MV
NA2XS2Y 1x95 RM/25 6/10 kV | 315 | 0.313 | 0.123 | 0.249 | cs | 95 | 0.00403 | MV
NA2XS2Y 1x185 RM/25 6/10 kV | 406 | 0.161 | 0.11 | 0.358 | cs | 185 | 0.00403 | MV
NA2XS2Y 1x240 RM/25 6/10 kV | 456 | 0.122 | 0.105 | 0.416 | cs | 240 | 0.00403 | MV
NA2XS2Y 1x150 RM/25 12/20 kV | 250 | 0.206 | 0.116 | 0.319 | cs | 150 | 0.00403 | MV
NA2XS2Y 1x120 RM/25 12/20 kV | 230 | 0.253 | 0.119 | 0.283 | cs | 120 | 0.00403 | MV
NA2XS2Y 1x70 RM/25 12/20 kV | 190 | 0.443 | 0.132 | 0.22 | cs | 70 | 0.00403 | MV
NA2XS2Y 1x150 RM/25 6/10 kV | 360 | 0.206 | 0.11 | 0.315 | cs | 150 | 0.00403 | MV
NA2XS2Y 1x120 RM/25 6/10 kV | 340 | 0.253 | 0.113 | 0.28 | cs | 120 | 0.00403 | MV
NA2XS2Y 1x70 RM/25 6/10 kV | 280 | 0.443 | 0.123 | 0.217 | cs | 70 | 0.00403 | MV
N2XS(FL)2Y 1x120 RM/35 64/110 kV | 112 | 0.153 | 0.166 | 0.366 | cs | 120 | 0.00393 | HV
N2XS(FL)2Y 1x185 RM/35 64/110 kV | 125 | 0.099 | 0.156 | 0.457 | cs | 185 | 0.00393 | HV
N2XS(FL)2Y 1x240 RM/35 64/110 kV | 135 | 0.075 | 0.149 | 0.526 | cs | 240 | 0.00393 | HV
N2XS(FL)2Y 1x300 RM/35 64/110 kV | 144 | 0.06 | 0.144 | 0.588 | cs | 300 | 0.00393 | HV
15-AL1/3-ST1A 0.4 | 11 | 1.8769 | 0.35 | 0.105 | ol | 16 | 0.00403 | LV
24-AL1/4-ST1A 0.4 | 11.25 | 1.2012 | 0.335 | 0.14 | ol | 24 | 0.00403 | LV
48-AL1/8-ST1A 0.4 | 12.2 | 0.5939 | 0.3 | 0.21 | ol | 48 | 0.00403 | LV
94-AL1/15-ST1A 0.4 | 13.2 | 0.306 | 0.29 | 0.35 | ol | 94 | 0.00403 | LV
34-AL1/6-ST1A 10.0 | 9.7 | 0.8342 | 0.36 | 0.17 | ol | 34 | 0.00403 | MV
48-AL1/8-ST1A 10.0 | 10.1 | 0.5939 | 0.35 | 0.21 | ol | 48 | 0.00403 | MV
70-AL1/11-ST1A 10.0 | 10.4 | 0.4132 | 0.339 | 0.29 | ol | 70 | 0.00403 | MV
94-AL1/15-ST1A 10.0 | 10.75 | 0.306 | 0.33 | 0.35 | ol | 94 | 0.00403 | MV
122-AL1/20-ST1A 10.0 | 11.1 | 0.2376 | 0.323 | 0.41 | ol | 122 | 0.00403 | MV
149-AL1/24-ST1A 10.0 | 11.25 | 0.194 | 0.315 | 0.47 | ol | 149 | 0.00403 | MV
34-AL1/6-ST1A 20.0 | 9.15 | 0.8342 | 0.382 | 0.17 | ol | 34 | 0.00403 | MV
48-AL1/8-ST1A 20.0 | 9.5 | 0.5939 | 0.372 | 0.21 | ol | 48 | 0.00403 | MV
70-AL1/11-ST1A 20.0 | 9.7 | 0.4132 | 0.36 | 0.29 | ol | 70 | 0.00403 | MV
94-AL1/15-ST1A 20.0 | 10 | 0.306 | 0.35 | 0.35 | ol | 94 | 0.00403 | MV
122-AL1/20-ST1A 20.0 | 10.3 | 0.2376 | 0.344 | 0.41 | ol | 122 | 0.00403 | MV
149-AL1/24-ST1A 20.0 | 10.5 | 0.194 | 0.337 | 0.47 | ol | 149 | 0.00403 | MV
184-AL1/30-ST1A 20.0 | 10.75 | 0.1571 | 0.33 | 0.535 | ol | 184 | 0.00403 | MV
243-AL1/39-ST1A 20.0 | 11 | 0.1188 | 0.32 | 0.645 | ol | 243 | 0.00403 | MV
48-AL1/8-ST1A 110.0 | 8 | 0.5939 | 0.46 | 0.21 | ol | 48 | 0.00403 | HV
70-AL1/11-ST1A 110.0 | 8.4 | 0.4132 | 0.45 | 0.29 | ol | 70 | 0.00403 | HV
94-AL1/15-ST1A 110.0 | 8.65 | 0.306 | 0.44 | 0.35 | ol | 94 | 0.00403 | HV
122-AL1/20-ST1A 110.0 | 8.5 | 0.2376 | 0.43 | 0.41 | ol | 122 | 0.00403 | HV
149-AL1/24-ST1A 110.0 | 8.75 | 0.194 | 0.41 | 0.47 | ol | 149 | 0.00403 | HV
184-AL1/30-ST1A 110.0 | 8.8 | 0.1571 | 0.4 | 0.535 | ol | 184 | 0.00403 | HV
243-AL1/39-ST1A 110.0 | 9 | 0.1188 | 0.39 | 0.645 | ol | 243 | 0.00403 | HV
305-AL1/39-ST1A 110.0 | 9.2 | 0.0949 | 0.38 | 0.74 | ol | 305 | 0.00403 | HV
490-AL1/64-ST1A 110.0 | 9.75 | 0.059 | 0.37 | 0.96 | ol | 490 | 0.00403 | HV
679-AL1/86-ST1A 110.0 | 9.95 | 0.042 | 0.36 | 1.15 | ol | 679 | 0.00403 | HV
490-AL1/64-ST1A 220.0 | 10 | 0.059 | 0.285 | 0.96 | ol | 490 | 0.00403 | HV
679-AL1/86-ST1A 220.0 | 11.7 | 0.042 | 0.275 | 1.15 | ol | 679 | 0.00403 | HV
490-AL1/64-ST1A 380.0 | 11 | 0.059 | 0.253 | 0.96 | ol | 490 | 0.00403 | HV
679-AL1/86-ST1A 380.0 | 14.6 | 0.042 | 0.25 | 1.15 | ol | 679 | 0.00403 | HV

## trafo_std_types
| i0_percent | pfe_kw | vkr_percent | sn_mva | vn_lv_kv | vn_hv_kv | vk_percent | shift_degree | vector_group | tap_side | tap_neutral | tap_min | tap_max | tap_step_degree | tap_step_percent | tap_phase_shifter
160 MVA 380/110 kV | 0.06 | 60 | 0.25 | 160 | 110 | 380 | 12.2 | 0 | Yy0 | hv | 0 | -9 | 9 | 0 | 1.5 | FALSE
100 MVA 220/110 kV | 0.06 | 55 | 0.26 | 100 | 110 | 220 | 12 | 0 | Yy0 | hv | 0 | -9 | 9 | 0 | 1.5 | FALSE
63 MVA 110/20 kV | 0.04 | 22 | 0.32 | 63 | 20 | 110 | 18 | 150 | YNd5 | hv | 0 | -9 | 9 | 0 | 1.5 | FALSE
40 MVA 110/20 kV | 0.05 | 18 | 0.34 | 40 | 20 | 110 | 16.2 | 150 | YNd5 | hv | 0 | -9 | 9 | 0 | 1.5 | FALSE
25 MVA 110/20 kV | 0.07 | 14 | 0.41 | 25 | 20 | 110 | 12 | 150 | YNd5 | hv | 0 | -9 | 9 | 0 | 1.5 | FALSE
63 MVA 110/10 kV | 0.04 | 22 | 0.32 | 63 | 10 | 110 | 18 | 150 | YNd5 | hv | 0 | -9 | 9 | 0 | 1.5 | FALSE
40 MVA 110/10 kV | 0.05 | 18 | 0.34 | 40 | 10 | 110 | 16.2 | 150 | YNd5 | hv | 0 | -9 | 9 | 0 | 1.5 | FALSE
25 MVA 110/10 kV | 0.07 | 14 | 0.41 | 25 | 10 | 110 | 12 | 150 | YNd5 | hv | 0 | -9 | 9 | 0 | 1.5 | FALSE
0.25 MVA 20/0.4 kV | 0.32 | 0.8 | 1.44 | 0.25 | 0.4 | 20 | 6 | 150 | Yzn5 | hv | 0 | -2 | 2 | 0 | 2.5 | FALSE
0.4 MVA 20/0.4 kV | 0.3375 | 1.35 | 1.425 | 0.4 | 0.4 | 20 | 6 | 150 | Dyn5 | hv | 0 | -2 | 2 | 0 | 2.5 | FALSE
0.63 MVA 20/0.4 kV | 0.2619 | 1.65 | 1.206 | 0.63 | 0.4 | 20 | 6 | 150 | Dyn5 | hv | 0 | -2 | 2 | 0 | 2.5 | FALSE
0.25 MVA 10/0.4 kV | 0.24 | 0.6 | 1.2 | 0.25 | 0.4 | 10 | 4 | 150 | Dyn5 | hv | 0 | -2 | 2 | 0 | 2.5 | FALSE
0.4 MVA 10/0.4 kV | 0.2375 | 0.95 | 1.325 | 0.4 | 0.4 | 10 | 4 | 150 | Dyn5 | hv | 0 | -2 | 2 | 0 | 2.5 | FALSE
0.63 MVA 10/0.4 kV | 0.1873 | 1.18 | 1.0794 | 0.63 | 0.4 | 10 | 4 | 150 | Dyn5 | hv | 0 | -2 | 2 | 0 | 2.5 | FALSE

## trafo3w_std_types
| sn_hv_mva | sn_mv_mva | sn_lv_mva | vn_hv_kv | vn_mv_kv | vn_lv_kv | vk_hv_percent | vk_mv_percent | vk_lv_percent | vkr_hv_percent | vkr_mv_percent | vkr_lv_percent | pfe_kw | i0_percent | shift_mv_degree | shift_lv_degree | vector_group | tap_side | tap_neutral | tap_min | tap_max | tap_step_percent
63/25/38 MVA 110/20/10 kV | 63 | 25 | 38 | 110 | 20 | 10 | 10.4 | 10.4 | 10.4 | 0.28 | 0.32 | 0.35 | 35 | 0.89 | 0 | 0 | YN0yn0yn0 | hv | 0 | -10 | 10 | 1.2
63/25/38 MVA 110/10/10 kV | 63 | 25 | 38 | 110 | 10 | 10 | 10.4 | 10.4 | 10.4 | 0.28 | 0.32 | 0.35 | 35 | 0.89 | 0 | 0 | YN0yn0yn0 | hv | 0 | -10 | 10 | 1.2

## fuse_std_types
| fuse_type | i_rated_a | t_avg | t_min | t_total | x_avg | x_min | x_total
HV 100A | HV 100A | 100 | 0 | [10.0, 3.64, 0.854, 0.281, 0.1, 0.0531, 0.022, 0.01] | [10.0, 4.267, 1.21, 0.403, 0.1, 0.058, 0.022, 0.01] | 0 | [300.0, 350.0, 450.0, 550.0, 700.0, 850.0, 1200.0, 1752.0] | [600.0, 700.0, 900.0, 1150.0, 1665.0, 2000.0, 3000.0, 4313.0]
HV 10A | HV 10A | 10 | 0 | [10.0, 1675.0, 0.344, 0.156, 0.1, 0.0417, 0.0171, 0.01] | [10.0, 1.3, 0.3, 0.155, 0.1, 0.0555, 0.023, 0.01] | 0 | [30.0, 32.0, 35.0, 37.0, 39.0, 50.0, 70.0, 88.0] | [60.0, 70.0, 80.0, 87.0, 94.0, 110.0, 150.0, 216.0]
HV 125A | HV 125A | 125 | 0 | [10.0, 1.82, 0.344, 0.1, 0.0467, 0.0269, 0.01] | [10.0, 2.478, 0.426, 0.1, 0.0427, 0.0211, 0.01] | 0 | [375.0, 500.0, 700.0, 925.0, 1200.0, 1500.0, 2341.0] | [750.0, 1000.0, 1500.0, 2200.0, 3000.0, 4000.0, 5765.0]
HV 160A | HV 160A | 160 | 0 | [10.0, 4.15, 1.03, 0.198, 0.1, 0.051, 0.0172, 0.01] | [10.0, 2.3, 0.734, 0.274, 0.1, 0.046, 0.0177, 0.01] | 0 | [480.0, 550.0, 700.0, 1000.0, 1260.0, 1600.0, 2500.0, 3227.0] | [960.0, 1300.0, 1700.0, 2200.0, 2996.0, 4000.0, 6000.0, 7946.0]
HV 16A | HV 16A | 16 | 0 | [10.0, 0.352, 0.164, 0.1, 0.0649, 0.0342, 0.01] | [10.0, 2.34, 0.722, 0.181, 0.1, 0.055, 0.0296, 0.01] | 0 | [48.0, 60.0, 65.0, 71.0, 80.0, 100.0, 162.0] | [96.0, 110.0, 125.0, 150.0, 168.0, 200.0, 250.0, 398.0]
HV 200A | HV 200A | 200 | 0 | [10.0, 4.267, 1.21, 0.403, 0.1, 0.058, 0.022, 0.01] | [10.0, 3.73, 1.654, 0.328, 0.1, 0.0531, 0.019, 0.01] | 0 | [600.0, 700.0, 900.0, 1150.0, 1665.0, 2000.0, 3000.0, 4313.0] | [1200.0, 1500.0, 1800.0, 2700.0, 3960.0, 5000.0, 7500.0, 10620.0]
HV 20A | HV 20A | 20 | 0 | [10.0, 1.3, 0.3, 0.155, 0.1, 0.0555, 0.023, 0.01] | [10.0, 1.3, 0.161, 0.1, 0.0611, 0.0399, 0.0141, 0.01] | 0 | [60.0, 70.0, 80.0, 87.0, 94.0, 110.0, 150.0, 216.0] | [120.0, 150.0, 200.0, 223.0, 260.0, 300.0, 450.0, 532.0]
HV 25A | HV 25A | 25 | 0 | [10.0, 2.512, 0.833, 0.299, 0.1, 0.0372, 0.0223, 0.01] | [10.0, 3.125, 0.597, 0.198, 0.1, 0.0378, 0.022, 0.01] | 0 | [75.0, 82.0, 90.0, 100.0, 124.0, 170.0, 200.0, 289.0] | [150.0, 170.0, 210.0, 250.0, 294.0, 400.0, 500.0, 711.0]
HV 31.5A | HV 31.5A | 31.5 | 0 | [10.0, 2.34, 0.722, 0.181, 0.1, 0.055, 0.0296, 0.01] | [10.0, 2.84, 0.368, 0.164, 0.1, 0.0621, 0.0378, 0.0195, 0.01] | 0 | [95.0, 110.0, 125.0, 150.0, 165.0, 200.0, 250.0, 390.0] | [189.0, 220.0, 300.0, 350.0, 393.0, 450.0, 530.0, 700.0, 960.0]
HV 40A | HV 40A | 40 | 0 | [10.0, 1.3, 0.161, 0.1, 0.0611, 0.0399, 0.0141, 0.01] | [10.0, 2.05, 0.369, 0.198, 0.1, 0.051, 0.0298, 0.01] | 0 | [120.0, 150.0, 200.0, 223.0, 260.0, 300.0, 450.0, 532.0] | [240.0, 300.0, 400.0, 450.0, 530.0, 650.0, 800.0, 1311.0]
HV 50A | HV 50A | 50 | 0 | [10.0, 3.215, 0.597, 0.198, 0.1, 0.0378, 0.022, 0.01] | [10.0, 3.64, 0.854, 0.281, 0.1, 0.0531, 0.022, 0.01] | 0 | [150.0, 170.0, 210.0, 250.0, 294.0, 400.0, 500.0, 711.0] | [300.0, 350.0, 450.0, 550.0, 700.0, 850.0, 1200.0, 1752.0]
HV 6.3A | HV 6.3A | 6.3 | 0 | [10.0, 1.39, 0.344, 0.168, 0.1, 0.056, 0.0263, 0.01] | [10.0, 1.711, 0.516, 0.198, 0.1, 0.0634, 0.0303, 0.01] | 0 | [19.0, 19.5, 20.4, 20.8, 22.0, 25.0, 32.0, 48.0] | [38.0, 40.0, 43.0, 48.0, 53.0, 60.0, 75.0, 118.0]
HV 63A | HV 63A | 63 | 0 | [10.0, 2.84, 0.368, 0.164, 0.1, 0.0621, 0.0378, 0.0195, 0.01] | [10.0, 1.82, 0.344, 0.1, 0.0467, 0.0269, 0.01] | 0 | [189.0, 220.0, 300.0, 350.0, 393.0, 450.0, 530.0, 700.0, 961.0] | [378.0, 500.0, 700.0, 934.0, 1200.0, 1500.0, 2366.0]
HV 80A | HV 80A | 80 | 0 | [10.0, 2.05, 0.369, 0.198, 0.1, 0.051, 0.0298, 0.01] | [10.0, 4.15, 1.03, 0.198, 0.1, 0.051, 0.0172, 0.01] | 0 | [240.0, 300.0, 400.0, 450.0, 530.0, 650.0, 800.0, 1311.0] | [480.0, 550.0, 700.0, 1000.0, 1260.0, 1600.0, 2500.0, 3227.0]
Siemens NH-1-100 | Siemens NH-1-100 | 100 | [5400.0, 2000.0, 400.0, 20.0, 1.0, 0.2, 0.012, 0.004] | 0 | 0 | [150.0, 190.0, 250.0, 430.0, 900.0, 1250.0, 2700.0, 3600.0] | 0 | 0
Siemens NH-1-125 | Siemens NH-1-125 | 125 | [4800.0, 120.0, 7.0, 0.1, 0.004] | 0 | 0 | [180.0, 400.0, 740.0, 2000.0, 4250.0] | 0 | 0
Siemens NH-1-16 | Siemens NH-1-16 | 16 | [4000.0, 400.0, 2.0, 0.1, 0.04, 0.01] | 0 | 0 | [26.0, 35.0, 75.0, 150.0, 200.0, 300.0] | 0 | 0
Siemens NH-1-160 | Siemens NH-1-160 | 160 | [4800.0, 120.0, 7.0, 0.1, 0.004] | 0 | 0 | [210.0, 500.0, 900.0, 2300.0, 5000.0] | 0 | 0
Siemens NH-1-25 | Siemens NH-1-25 | 25 | [4000.0, 1000.0, 10.0, 0.2, 0.02, 0.01] | 0 | 0 | [40.0, 50.0, 100.0, 210.0, 400.0, 500.0] | 0 | 0
Siemens NH-1-50 | Siemens NH-1-50 | 50 | [4000.0, 40.0, 4.0, 1.0, 0.02, 0.01] | 0 | 0 | [86.0, 200.0, 300.0, 400.0, 1000.0, 1280.0] | 0 | 0
Siemens NH-1-63 | Siemens NH-1-63 | 63 | [4000.0, 100.0, 10.0, 2.0, 0.04, 0.01] | 0 | 0 | [100.0, 200.0, 300.0, 400.0, 1000.0, 1500.0] | 0 | 0
Siemens NH-1-80 | Siemens NH-1-80 | 80 | [4800.0, 120.0, 7.0, 0.1, 0.01] | 0 | 0 | [150.58, 250.0, 450.0, 1150.0, 2470.0] | 0 | 0
Siemens NH-2-1000 | Siemens NH-2-1000 | 1000 | [4800.0, 120.0, 7.0, 0.1, 0.004] | 0 | 0 | [1900.0, 3500.0, 8400.0, 24000.0, 52000.0] | 0 | 0
Siemens NH-2-200 | Siemens NH-2-200 | 200 | [4800.0, 120.0, 7.0, 0.1, 0.004] | 0 | 0 | [280.0, 650.0, 1200.0, 3000.0, 7000.0] | 0 | 0
Siemens NH-2-224 | Siemens NH-2-224 | 224 | [4800.0, 120.0, 7.0, 0.2, 0.04, 0.004] | 0 | 0 | [400.0, 750.0, 1453.0, 3025.0, 4315.0, 7600.0] | 0 | 0
Siemens NH-2-250 | Siemens NH-2-250 | 250 | [4800.0, 120.0, 7.0, 0.1, 0.004] | 0 | 0 | [450.0, 800.0, 1650.0, 4000.0, 8500.0] | 0 | 0
Siemens NH-2-315 | Siemens NH-2-315 | 315 | [4800.0, 120.0, 7.0, 0.1, 0.004] | 0 | 0 | [550.0, 920.0, 1900.0, 5000.0, 11000.0] | 0 | 0
Siemens NH-2-355 | Siemens NH-2-355 | 355 | [4800.0, 120.0, 6.0, 0.1, 0.004] | 0 | 0 | [650.0, 1116.27, 2350.0, 5840.0, 12790.0] | 0 | 0
Siemens NH-2-400 | Siemens NH-2-400 | 400 | [4800.0, 120.0, 7.0, 0.1, 0.004] | 0 | 0 | [720.0, 1350.0, 2800.0, 6500.0, 15000.0] | 0 | 0
Siemens NH-2-425 | Siemens NH-2-425 | 425 | [4800.0, 120.0, 7.0, 0.1, 0.004] | 0 | 0 | [850.0, 1500.0, 3050.0, 7500.0, 16500.0] | 0 | 0
Siemens NH-2-630 | Siemens NH-2-630 | 630 | [4800.0, 120.0, 7.0, 0.1, 0.004] | 0 | 0 | [1200.0, 2000.0, 4800.0, 12000.0, 26000.0] | 0 | 0

## res_bus
| vm_pu | va_degree | p_mw | q_mvar
0 | 0.99424 | -0.10942 | 0 | 0
1 | 0.99435 | -0.10739 | 0 | 0
2 | 0.99417 | -0.11076 | 0.0007384 | 0.00018506
3 | 0.9741 | -0.49869 | 0 | 0
4 | 0.97517 | -0.4775 | 0.0036455 | 0.00091364
5 | 0.97374 | -0.50577 | 0.0079996 | 0.0020049
6 | 0.97318 | -0.51684 | 0 | 0
7 | 0.97402 | -0.50016 | 0.0027536 | 0.00069011
8 | 0.97634 | -0.45468 | 0 | 0
9 | 0.97694 | -0.44275 | 0.0036513 | 0.00091511
10 | 0.97634 | -0.45469 | 0 | 0
11 | 0.97314 | -0.51754 | 0 | 0
12 | 0.97271 | -0.5261 | 0.0045513 | 0.0011407
13 | 0.97916 | -0.40158 | 0.00090845 | 0.00022768
14 | 0.97901 | -0.40459 | 0.0070174 | 0.0017587
15 | 0.97946 | -0.39572 | 0 | 0
16 | 0.97896 | -0.40563 | 0.00045408 | 0.0001138
17 | 0.97999 | -0.38531 | 0 | 0
18 | 0.97945 | -0.39593 | 0.0026596 | 0.00066655
19 | 0.97884 | -0.40799 | 0 | 0
20 | 0.98018 | -0.38165 | 0.0037866 | 0.00094901
21 | 0.97866 | -0.41156 | 0 | 0
22 | 0.97884 | -0.40806 | 0.00040718 | 0.00010205
23 | 0.9806 | -0.37346 | 0 | 0
24 | 0.98067 | -0.37005 | 0 | 0
25 | 0.97993 | -0.38452 | 0 | 0
26 | 0.98187 | -0.34674 | 0.0048628 | 0.0012187
27 | 0.98052 | -0.37293 | 0.0048295 | 0.0012104
28 | 0.98634 | -0.26144 | 0 | 0
29 | 0.98548 | -0.27812 | 0.0015102 | 0.00037849
30 | 0.98752 | -0.23858 | 0 | 0
31 | 0.98515 | -0.28474 | 0.0018279 | 0.00045813
32 | 0.98115 | -0.36262 | 0 | 0
33 | 0.98058 | -0.37373 | 0.0054944 | 0.001377
34 | 0.98112 | -0.36321 | 0.0023389 | 0.00058618
35 | 0.98157 | -0.35438 | 0 | 0
36 | 0.98909 | -0.20824 | 0.003057 | 0.00076614
37 | 0.98384 | -0.31016 | 0 | 0
38 | 0.98304 | -0.32571 | 0 | 0
39 | 0.98442 | -0.29886 | 0 | 0
40 | 0.98383 | -0.31031 | 0.0015625 | 0.0003916
41 | 0.98433 | -0.30063 | 0.00082829 | 0.00020759
42 | 0.98232 | -0.33979 | 0.0047432 | 0.0011888
43 | 0.97776 | -0.42675 | 0 | 0
44 | 0.97882 | -0.40607 | 0.0075879 | 0.0019017
45 | 0.97774 | -0.42721 | 0 | 0
46 | 0.97776 | -0.42684 | 0 | 0
47 | 0.97992 | -0.38468 | 0 | 0
48 | 0.97992 | -0.38469 | 0.0011135 | 0.00027907
49 | 0.97772 | -0.42751 | 0.0013128 | 0.00032902
50 | 0.97841 | -0.41652 | 0.0014549 | 0.00036463
51 | 0.97881 | -0.40851 | 0.0015359 | 0.00038493
52 | 0.98375 | -0.31017 | 0 | 0
53 | 0.98047 | -0.37391 | 0.0043859 | 0.0010992
54 | 0.98322 | -0.3222 | 0.0022542 | 0.00056496
55 | 0.98327 | -0.32135 | 0 | 0
56 | 0.98488 | -0.28986 | 0.001324 | 0.00033183
57 | 0.98977 | -0.19524 | 0.0041902 | 0.0010502
58 | 0.98382 | -0.31048 | 0.00077932 | 0.00019532
59 | 0.98278 | -0.33072 | 0.0020511 | 0.00051405
60 | 0.98433 | -0.30067 | 0.0059499 | 0.0014912
61 | 0.9818 | -0.34997 | 0 | 0
62 | 0.98201 | -0.34588 | 0.0064884 | 0.0016261
63 | 0.98168 | -0.35241 | 0 | 0
64 | 0.97775 | -0.42692 | 0.0004549 | 0.00011401
65 | 0.9833 | -0.32081 | 0.0046109 | 0.0011556
66 | 0.97633 | -0.4548 | 0.00018832 | 4.7197e-05
67 | 0.98319 | -0.32286 | 0.00022442 | 5.6246e-05
68 | 0.98319 | -0.32281 | 0.00022445 | 5.6252e-05
69 | 0.97001 | -0.57946 | 0.00079172 | 0.00019842
70 | 0.97005 | -0.57875 | 0.00049334 | 0.00012364
71 | 0.99452 | -0.10407 | 0 | 0
72 | 0.99446 | -0.10521 | 0 | 0
73 | 0.99463 | -0.1019 | 0.00073942 | 0.00018532
74 | 0.99443 | -0.10582 | 0.00073639 | 0.00018456
75 | 0.97071 | -0.56561 | 0.00025379 | 6.3605e-05
76 | 0.97071 | -0.56556 | 0.00053328 | 0.00013365
77 | 0.97366 | -0.50739 | 0.0024143 | 0.00060508
78 | 0.97089 | -0.56202 | 0 | 0
79 | 0.97123 | -0.55527 | 0.0059131 | 0.001482
80 | 0.9704 | -0.57167 | 0 | 0
81 | 0.97313 | -0.51783 | 0 | 0
82 | 0.97305 | -0.51928 | 0.0039191 | 0.00098222
83 | 0.97202 | -0.53972 | 0 | 0
84 | 0.9706 | -0.56783 | 0.0002903 | 7.2756e-05
85 | 0.9706 | -0.56778 | 0 | 0
86 | 0.99414 | -0.11142 | 0 | 0
87 | 0.99761 | -0.045135 | 0 | 0
88 | 0.99792 | -0.039337 | 0.0020048 | 0.00050244
89 | 0.99628 | -0.070617 | 0 | 0
90 | 0.99706 | -0.055623 | 0 | 0
91 | 0.99548 | -0.085798 | 0 | 0
92 | 0.99565 | -0.082447 | 0.0046439 | 0.0011639
93 | 0.99171 | -0.15765 | 0 | 0
94 | 0.99314 | -0.13018 | 0.0030078 | 0.00075382
95 | 0.99163 | -0.15908 | 0.0030134 | 0.00075523
96 | 0.98628 | -0.26226 | 0 | 0
97 | 0.98612 | -0.26541 | 0.0010945 | 0.00027431
98 | 0.98629 | -0.26198 | 0.00095149 | 0.00023847
99 | 0.98564 | -0.2747 | 0 | 0
100 | 0.98561 | -0.27531 | 0.0004667 | 0.00011696
101 | 0.98593 | -0.26902 | 0 | 0
102 | 0.98563 | -0.27489 | 0.00015187 | 3.8062e-05
103 | 0.9859 | -0.26971 | 0.00042628 | 0.00010684
104 | 0.98599 | -0.26788 | 0.00021659 | 5.4282e-05
105 | 0.97837 | -0.41722 | 0.00064594 | 0.00016189
106 | 0.97839 | -0.41682 | 0.00028144 | 7.0535e-05
107 | 0.97833 | -0.4181 | 0 | 0
108 | 0.97826 | -0.41931 | 0.0008671 | 0.00021732
109 | 0.97826 | -0.41938 | 0.00024167 | 6.0568e-05
110 | 0.98094 | -0.36677 | 0.0092913 | 0.0023286
111 | 0.98164 | -0.35311 | 0.0024406 | 0.00061168
112 | 0.98218 | -0.34257 | 0.0012984 | 0.0003254
113 | 0.98664 | -0.25519 | 0.0018366 | 0.00046029
114 | 0.98666 | -0.25476 | 0 | 0
115 | 0.99863 | -0.025992 | 0.0019617 | 0.00049165
116 | 0.9953 | -0.089312 | 0.003931 | 0.00098521
117 | 0.99389 | -0.11608 | 0.0022566 | 0.00056555
118 | 0.98179 | -0.34855 | 0.0022289 | 0.0005586
119 | 0.98181 | -0.34813 | 0.0037988 | 0.00095207
120 | 0.9943 | -0.10815 | 0.0030993 | 0.00077675
121 | 0.99091 | -0.1729 | 0 | 0
122 | 0.98648 | -0.25828 | 0.0011309 | 0.00028344
123 | 0.9856 | -0.27553 | 0.0017633 | 0.00044192
124 | 0.98586 | -0.27043 | 0.0005283 | 0.0001324
125 | 0.9823 | -0.34019 | 0.0022205 | 0.00055651
126 | 0.97133 | -0.55328 | 0 | 0
127 | 0.97106 | -0.55867 | 0.001341 | 0.00033608
128 | 0.9709 | -0.56191 | 0 | 0
129 | 0.97077 | -0.5644 | 0.00078484 | 0.0001967
130 | 0.97095 | -0.56078 | 0.0059124 | 0.0014818
131 | 0.97018 | -0.57609 | 0 | 0
132 | 0.97016 | -0.57656 | 0.00083587 | 0.00020949
133 | 0.97012 | -0.57721 | 0.0016053 | 0.00040231
134 | 0.97038 | -0.57215 | 0.0011317 | 0.00028363
135 | 0.97039 | -0.57193 | 0 | 0
136 | 0.97311 | -0.51823 | 0.0016671 | 0.00041782
137 | 0.9731 | -0.51838 | 0.0010564 | 0.00026476
138 | 0.97073 | -0.56524 | 0 | 0
139 | 0.97014 | -0.57683 | 0.00046798 | 0.00011729
140 | 0.97005 | -0.57875 | 0.001707 | 0.00042782
141 | 0.97032 | -0.57333 | 0 | 0
142 | 0.9707 | -0.56583 | 0.00037065 | 9.2894e-05
143 | 0.98177 | -0.35056 | 0.0050771 | 0.0012724
144 | 0.98196 | -0.34691 | 0.002577 | 0.00064585
145 | 0.98173 | -0.35133 | 0.002751 | 0.00068947
146 | 0.98225 | -0.34125 | 0 | 0
147 | 0.98164 | -0.35315 | 0.0010986 | 0.00027533
148 | 0.98184 | -0.34923 | 0.0067653 | 0.0016955
149 | 0.98276 | -0.33131 | 0.0036656 | 0.00091868
150 | 0.98155 | -0.35501 | 0.0066955 | 0.0016781
151 | 0.9818 | -0.35003 | 0.0067087 | 0.0016813
152 | 0.98322 | -0.32233 | 0 | 0
153 | 0.98365 | -0.31392 | 0 | 0
154 | 0.98319 | -0.32278 | 0.00022622 | 5.6696e-05
155 | 0.97059 | -0.56791 | 0.00024309 | 6.0925e-05
156 | 0.9706 | -0.56786 | 0.00026316 | 6.5953e-05
157 | 0.97062 | -0.56746 | 0.00078844 | 0.0001976
158 | 0.97067 | -0.56646 | 0.00055096 | 0.00013808
159 | 0.98344 | -0.31809 | 0.0027793 | 0.00069655
160 | 0.98345 | -0.31788 | 0.0037752 | 0.00094615
161 | 0.97029 | -0.57385 | 0 | 0
162 | 0.97026 | -0.57448 | 0.0025011 | 0.00062684
163 | 0.97023 | -0.57515 | 0.0010284 | 0.00025774
164 | 0.98478 | -0.29194 | 0.0012061 | 0.00030228
165 | 0.97014 | -0.5769 | 0.00039361 | 9.8649e-05
166 | 0.99463 | -0.10194 | 0 | 0
167 | 0.99464 | -0.10173 | 0 | 0
168 | 0.99462 | -0.10201 | 0.0003986 | 9.9898e-05
169 | 0.99466 | -0.10123 | 0 | 0
170 | 0.99468 | -0.10101 | 0 | 0
171 | 0.99464 | -0.10162 | 0.00068627 | 0.000172
172 | 0.99466 | -0.10126 | 0.00076234 | 0.00019106
173 | 0.9944 | -0.10635 | 0 | 0
174 | 0.99473 | -0.099913 | 0 | 0
175 | 0.99436 | -0.10707 | 0 | 0
176 | 0.99438 | -0.10681 | 0.00073859 | 0.00018511
177 | 0.99434 | -0.10746 | 0 | 0
178 | 0.97039 | -0.57259 | 0.0017006 | 0.0004262
179 | 0.97041 | -0.57217 | 0.0013851 | 0.00034713
180 | 0.97294 | -0.52222 | 0.0027957 | 0.00070067
181 | 0.97298 | -0.52135 | 0.0022851 | 0.00057271
182 | 0.98675 | -0.25303 | 0 | 0
183 | 0.98718 | -0.24459 | 0 | 0
184 | 0.98403 | -0.30555 | 0.0010584 | 0.00026525
185 | 0.98404 | -0.30531 | 0.0004064 | 0.00010185
186 | 0.98675 | -0.25302 | 0.0035951 | 0.00090103
187 | 0.98589 | -0.26958 | 0.0029552 | 0.00074064
188 | 0.9881 | -0.22697 | 0.0030267 | 0.00075857
189 | 0.9792 | -0.39961 | 0.0031696 | 0.00079437
190 | 0.9792 | -0.39955 | 0.0023748 | 0.00059519
191 | 0.97904 | -0.40269 | 0.002793 | 0.00069999
192 | 0.97953 | -0.39308 | 0.0023695 | 0.00059385
193 | 0.97903 | -0.40301 | 0.0030958 | 0.00077588
194 | 0.97955 | -0.39267 | 0.0029385 | 0.00073646
195 | 0.98006 | -0.38271 | 0.0032155 | 0.00080588
196 | 0.98056 | -0.37284 | 0.0020474 | 0.00051312
197 | 0.9731 | -0.51897 | 0 | 0
198 | 0.97311 | -0.51882 | 0 | 0
199 | 0.97307 | -0.51953 | 0.00041261 | 0.00010341
200 | 0.98388 | -0.30899 | 0 | 0
201 | 0.98399 | -0.30679 | 0.0030688 | 0.00076912
202 | 0.98381 | -0.31046 | 0.0041474 | 0.0010394
203 | 0.98957 | -0.19874 | 0.0028953 | 0.00072564
204 | 0.99021 | -0.18646 | 0.0035732 | 0.00089553
205 | 0.9858 | -0.27159 | 0.0027312 | 0.00068449
206 | 0.98408 | -0.30453 | 0 | 0
207 | 0.99014 | -0.18797 | 0.0017609 | 0.00044133
208 | 0.98572 | -0.27315 | 0.003862 | 0.00096791
209 | 0.9812 | -0.36049 | 0 | 0
210 | 0.98996 | -0.19133 | 0.0026498 | 0.0006641
211 | 0.98516 | -0.28407 | 0.0029143 | 0.0007304
212 | 0.98024 | -0.37915 | 0.0021035 | 0.00052719
213 | 0.98995 | -0.19148 | 0.0027067 | 0.00067835
214 | 0.9846 | -0.29499 | 0.0025616 | 0.00064201
215 | 0.98453 | -0.29622 | 0.0019021 | 0.00047672
216 | 0.98507 | -0.28581 | 0.0019021 | 0.0004767
217 | 0.9845 | -0.29681 | 0.0014263 | 0.00035747
218 | 0.98423 | -0.30223 | 0.0027576 | 0.00069112
219 | 0.98419 | -0.30301 | 0.0028317 | 0.0007097
220 | 0.98244 | -0.33739 | 0.0065317 | 0.001637
221 | 0.9917 | -0.15815 | 0.0018001 | 0.00045115
222 | 0.9838 | -0.31046 | 0.00070876 | 0.00017763
223 | 0.99682 | -0.06008 | 0.0017404 | 0.00043619
224 | 0.99685 | -0.059574 | 0 | 0
225 | 0.99432 | -0.1079 | 0.00073784 | 0.00018492
226 | 0.99689 | -0.058757 | 0.0026319 | 0.00065963
227 | 0.99683 | -0.059933 | 0.0002803 | 7.0251e-05
228 | 0.99412 | -0.11185 | 0.00073528 | 0.00018428
229 | 0.99699 | -0.056761 | 0 | 0
230 | 0.99682 | -0.060198 | 0.00031228 | 7.8264e-05
231 | 0.97322 | -0.51667 | 0.0029971 | 0.00075115
232 | 0.98016 | -0.38067 | 0.0033688 | 0.00084429
233 | 0.9968 | -0.060445 | 0.00030184 | 7.5648e-05
234 | 0.9968 | -0.060453 | 0.00021464 | 5.3795e-05
235 | 0.997 | -0.05657 | 0 | 0
236 | 0.99499 | -0.094801 | 0.00086418 | 0.00021658
237 | 0.99469 | -0.10037 | 0.00084794 | 0.00021251
238 | 0.99547 | -0.085612 | 0 | 0
239 | 0.99402 | -0.1132 | 0.0012585 | 0.00031542
240 | 0.99521 | -0.090624 | 0.003454 | 0.00086564
241 | 0.99395 | -0.11445 | 0 | 0
242 | 0.99817 | -0.034425 | 0.0021734 | 0.00054471
243 | 0.99511 | -0.092509 | 0 | 0
244 | 0.99312 | -0.1302 | 0 | 0
245 | 0.99389 | -0.11557 | 0.0034928 | 0.00087538
246 | 0.99827 | -0.032607 | 0.0020741 | 0.00051981
247 | 0.99498 | -0.095085 | 0.00066318 | 0.00016621
248 | 0.99155 | -0.1601 | 0.00018042 | 4.5218e-05
249 | 0.99388 | -0.11573 | 0 | 0
250 | 0.99906 | -0.017694 | 0.00072734 | 0.00018229
251 | 0.98985 | -0.19354 | 0.0018466 | 0.0004628
252 | 0.98986 | -0.1934 | 0.0022022 | 0.00055191
253 | 0.99388 | -0.11588 | 0.00068768 | 0.00017235
254 | 0.99484 | -0.097894 | 0 | 0
255 | 0.98187 | -0.3469 | 0 | 0
256 | 0.98168 | -0.35073 | 0.0032567 | 0.00081621
257 | 0.982 | -0.34445 | 0.011125 | 0.0027881
258 | 0.98163 | -0.35164 | 0 | 0
259 | 0.9821 | -0.34248 | 0.0057166 | 0.0014327
260 | 0.99511 | -0.092989 | 0.0017457 | 0.00043751
261 | 0.99298 | -0.13353 | 0.003303 | 0.00082782
262 | 0.98163 | -0.3517 | 0.0022288 | 0.00055859
263 | 0.98162 | -0.35184 | 0.0038459 | 0.00096388
264 | 0.98276 | -0.3296 | 0.0051088 | 0.0012804
265 | 0.99511 | -0.092992 | 0.0024446 | 0.00061269
266 | 0.99297 | -0.13368 | 0.0025136 | 0.00062997
267 | 0.98585 | -0.27073 | 0.00091083 | 0.00022828
268 | 0.99927 | -0.013824 | 0.0019825 | 0.00049686
269 | 0.98709 | -0.24561 | 0.00018886 | 4.7332e-05
270 | 0.9873 | -0.24154 | 0.0003911 | 9.8019e-05
271 | 0.98756 | -0.23661 | 0.00015672 | 3.9277e-05
272 | 0.99935 | -0.012164 | 0.00075485 | 0.00018918
273 | 0.99967 | -0.0062241 | 0.0019621 | 0.00049174
274 | 0.99987 | -0.0024284 | 0.0041022 | 0.0010281
275 | 1 | 0 | -0.51115 | -0.13075
276 | 0.97328 | -0.51548 | 0 | 0
277 | 0.97451 | -0.49129 | 0.0017321 | 0.0004341
278 | 0.97292 | -0.52258 | 0.0021602 | 0.00054141
279 | 0.97048 | -0.57079 | 0.0014614 | 0.00036626
280 | 0.99131 | -0.16476 | 0.00057793 | 0.00014484
281 | 0.99281 | -0.13684 | 0.00313 | 0.00078445
282 | 0.99245 | -0.14382 | 0.0070181 | 0.0017589
283 | 0.99207 | -0.15108 | 0.0021872 | 0.00054816
284 | 0.99511 | -0.093026 | 0.0020499 | 0.00051376
285 | 0.97886 | -0.40594 | 0.0034167 | 0.0008563
286 | 0.97817 | -0.41956 | 0.0028933 | 0.00072512
287 | 0.9951 | -0.093122 | 0.0016236 | 0.00040691
288 | 0.97477 | -0.48609 | 0.0018667 | 0.00046783
289 | 0.97154 | -0.54973 | 0 | 0
290 | 0.99026 | -0.18488 | 0.00014139 | 3.5436e-05
291 | 0.97048 | -0.57074 | 0.0012933 | 0.00032413
292 | 0.99471 | -0.10044 | 0 | 0
293 | 0.97594 | -0.46311 | 0.001613 | 0.00040427
294 | 0.97152 | -0.55017 | 0.001982 | 0.00049674
295 | 0.97113 | -0.55785 | 0.002085 | 0.00052255
296 | 0.97611 | -0.45985 | 0.0040418 | 0.001013
297 | 0.97144 | -0.55176 | 0.0020268 | 0.00050796
298 | 0.97106 | -0.55937 | 0.0020529 | 0.0005145
299 | 0.97756 | -0.43139 | 0.0029258 | 0.00073326
300 | 0.97125 | -0.5556 | 0.0021646 | 0.0005425
301 | 0.9713 | -0.55451 | 0.0020567 | 0.00051547
302 | 0.97123 | -0.55595 | 0.0025791 | 0.00064639
303 | 0.97077 | -0.56511 | 0.0019165 | 0.00048031
304 | 0.97071 | -0.56621 | 0.0015554 | 0.00038982
305 | 0.97062 | -0.56806 | 0.0024536 | 0.00061493
306 | 0.99439 | -0.10663 | 0.00073586 | 0.00018442
307 | 0.99439 | -0.10655 | 0 | 0
308 | 0.99409 | -0.1123 | 0 | 0
309 | 0.99407 | -0.11267 | 0.0007385 | 0.00018509
310 | 0.99408 | -0.11253 | 0.00073955 | 0.00018535
311 | 0.99998 | 149.9956 | 0 | 0

## res_line
| p_from_mw | q_from_mvar | p_to_mw | q_to_mvar | pl_mw | ql_mvar | i_from_ka | i_to_ka | i_ka | vm_from_pu | va_from_degree | vm_to_pu | va_to_degree | loading_percent
0 | -0.0029521 | -0.00073798 | 0.0029524 | 0.00073766 | 2.8421e-07 | -3.2184e-07 | 0.0044175 | 0.0044173 | 0.0044175 | 0.99424 | -0.10942 | 0.99435 | -0.10739 | 1.2136
1 | 0.0029521 | 0.00073798 | -0.0029519 | -0.0007382 | 1.8915e-07 | -2.1412e-07 | 0.0044175 | 0.0044176 | 0.0044176 | 0.99424 | -0.10942 | 0.99417 | -0.11076 | 1.2136
2 | -0.0029524 | -0.00073766 | 0.0029526 | 0.00073741 | 2.2063e-07 | -2.4995e-07 | 0.0044173 | 0.0044172 | 0.0044173 | 0.99435 | -0.10739 | 0.99443 | -0.10582 | 1.2136
3 | 0.0022135 | 0.00055314 | -0.0022134 | -0.00055331 | 6.8854e-08 | -1.7291e-07 | 0.0033125 | 0.0033125 | 0.0033125 | 0.99417 | -0.11076 | 0.99414 | -0.11142 | 0.91004
4 | -0.05267 | -0.013231 | 0.052723 | 0.013265 | 5.3312e-05 | 3.3846e-05 | 0.080469 | 0.080469 | 0.080469 | 0.9741 | -0.49869 | 0.97517 | -0.4775 | 22.1068
5 | 0.010418 | 0.0026114 | -0.010414 | -0.0026096 | 3.5116e-06 | 1.7873e-06 | 0.015914 | 0.015914 | 0.015914 | 0.9741 | -0.49869 | 0.97374 | -0.50577 | 4.372
6 | 0.039498 | 0.0099295 | -0.039464 | -0.0099079 | 3.4194e-05 | 2.1573e-05 | 0.060348 | 0.060348 | 0.060348 | 0.9741 | -0.49869 | 0.97318 | -0.51684 | 16.5792
7 | 0.0027538 | 0.00068987 | -0.0027536 | -0.00069011 | 1.9318e-07 | -2.3874e-07 | 0.0042065 | 0.0042066 | 0.0042066 | 0.9741 | -0.49869 | 0.97402 | -0.50016 | 1.1557
8 | -0.056369 | -0.014178 | 0.05643 | 0.014217 | 6.1531e-05 | 3.9103e-05 | 0.086031 | 0.086031 | 0.086031 | 0.97517 | -0.4775 | 0.97634 | -0.45468 | 23.6349
9 | 0.0024145 | 0.00060475 | -0.0024143 | -0.00060508 | 1.8695e-07 | -3.3584e-07 | 0.0036896 | 0.0036897 | 0.0036897 | 0.97374 | -0.50577 | 0.97366 | -0.50739 | 1.0137
10 | 0.0066433 | 0.0016642 | -0.006643 | -0.0016642 | 2.2212e-07 | 7.083e-08 | 0.010158 | 0.010158 | 0.010158 | 0.97318 | -0.51684 | 0.97314 | -0.51754 | 2.7905
11 | 0.032821 | 0.0082437 | -0.032807 | -0.0082346 | 1.4507e-05 | 9.0938e-06 | 0.050191 | 0.050191 | 0.050191 | 0.97318 | -0.51684 | 0.97271 | -0.5261 | 13.7887
12 | -0.056618 | -0.014264 | 0.056651 | 0.014285 | 3.2325e-05 | 2.0543e-05 | 0.086318 | 0.086318 | 0.086318 | 0.97634 | -0.45468 | 0.97694 | -0.44275 | 23.7137
13 | 0.00018832 | 4.6748e-05 | -0.00018832 | -4.6774e-05 | 6.4076e-11 | -2.5946e-08 | 0.00028685 | 0.00028686 | 0.00028686 | 0.97634 | -0.45468 | 0.97634 | -0.45469 | 0.078808
14 | -0.060302 | -0.0152 | 0.060348 | 0.015229 | 4.621e-05 | 2.9392e-05 | 0.091879 | 0.091879 | 0.091879 | 0.97694 | -0.44275 | 0.97776 | -0.42675 | 25.2416
15 | 0.00018832 | 4.6774e-05 | -0.00018832 | -4.7197e-05 | 1.0454e-09 | -4.2276e-07 | 0.00028686 | 0.00028701 | 0.00028701 | 0.97634 | -0.45469 | 0.97633 | -0.4548 | 0.07885
16 | 0.0027236 | 0.00068205 | -0.0027236 | -0.0006821 | 3.7337e-08 | -4.743e-08 | 0.0041645 | 0.0041645 | 0.0041645 | 0.97314 | -0.51754 | 0.97313 | -0.51783 | 1.1441
17 | 0.0039194 | 0.00098213 | -0.0039191 | -0.00098222 | 3.2539e-07 | -9.1866e-08 | 0.0059931 | 0.0059932 | 0.0059932 | 0.97314 | -0.51754 | 0.97305 | -0.51928 | 1.6465
18 | 0.028255 | 0.0070939 | -0.028237 | -0.0070825 | 1.8337e-05 | 1.1411e-05 | 0.043228 | 0.043228 | 0.043228 | 0.97271 | -0.5261 | 0.97202 | -0.53972 | 11.876
19 | 0.01291 | 0.003233 | -0.012908 | -0.003232 | 1.8474e-06 | 1.0214e-06 | 0.019618 | 0.019618 | 0.019618 | 0.97916 | -0.40158 | 0.97901 | -0.40459 | 5.3896
20 | -0.013818 | -0.0034607 | 0.013822 | 0.0034628 | 3.8587e-06 | 2.176e-06 | 0.020999 | 0.020998 | 0.020999 | 0.97916 | -0.40158 | 0.97946 | -0.39572 | 5.7688
21 | 0.0058907 | 0.0014732 | -0.0058904 | -0.0014732 | 2.9238e-07 | 6.4799e-08 | 0.0089522 | 0.0089523 | 0.0089523 | 0.97901 | -0.40459 | 0.97896 | -0.40563 | 2.4594
22 | -0.016482 | -0.0041293 | 0.01649 | 0.0041341 | 8.1744e-06 | 4.7937e-06 | 0.025039 | 0.025039 | 0.025039 | 0.97946 | -0.39572 | 0.97999 | -0.38531 | 6.8788
23 | 0.0026596 | 0.00066651 | -0.0026596 | -0.00066655 | 2.7263e-08 | -3.8599e-08 | 0.0040405 | 0.0040405 | 0.0040405 | 0.97946 | -0.39572 | 0.97945 | -0.39593 | 1.11
24 | 0.0054363 | 0.0013594 | -0.0054357 | -0.0013593 | 6.0889e-07 | 9.0664e-08 | 0.0082621 | 0.0082622 | 0.0082622 | 0.97896 | -0.40563 | 0.97884 | -0.40799 | 2.2698
25 | -0.01649 | -0.0041341 | 0.016493 | 0.0041358 | 2.8796e-06 | 1.6886e-06 | 0.025039 | 0.025039 | 0.025039 | 0.97999 | -0.38531 | 0.98018 | -0.38165 | 6.8788
26 | 0.0034926 | 0.0008725 | -0.003492 | -0.00087282 | 5.932e-07 | -3.2581e-07 | 0.0053084 | 0.0053087 | 0.0053087 | 0.97884 | -0.40799 | 0.97866 | -0.41156 | 1.4584
27 | 0.0019431 | 0.00048677 | -0.0019431 | -0.00048679 | 6.4324e-09 | -2.0596e-08 | 0.0029538 | 0.0029538 | 0.0029538 | 0.97884 | -0.40799 | 0.97884 | -0.40806 | 0.81148
28 | -0.020279 | -0.0050848 | 0.020287 | 0.0050896 | 7.9174e-06 | 4.7863e-06 | 0.030787 | 0.030787 | 0.030787 | 0.98018 | -0.38165 | 0.9806 | -0.37346 | 8.458
29 | 0.003492 | 0.00087282 | -0.0034912 | -0.00087328 | 8.2301e-07 | -4.5149e-07 | 0.0053087 | 0.005309 | 0.005309 | 0.97866 | -0.41156 | 0.97841 | -0.41652 | 1.4585
30 | 0.0015359 | 0.00038474 | -0.0015359 | -0.00038493 | 3.3302e-08 | -1.8345e-07 | 0.0023348 | 0.0023349 | 0.0023349 | 0.97884 | -0.40806 | 0.97881 | -0.40851 | 0.64145
31 | -0.025782 | -0.0064666 | 0.025795 | 0.0064749 | 1.3326e-05 | 8.2359e-06 | 0.039125 | 0.039125 | 0.039125 | 0.9806 | -0.37346 | 0.98115 | -0.36262 | 10.7485
32 | 0.0054944 | 0.001377 | -0.0054944 | -0.001377 | 7.0408e-08 | 1.0989e-08 | 0.0083376 | 0.0083376 | 0.0083376 | 0.9806 | -0.37346 | 0.98058 | -0.37373 | 2.2905
33 | 0.071 | 0.017969 | -0.070951 | -0.017937 | 4.9274e-05 | 3.1393e-05 | 0.1078 | 0.1078 | 0.1078 | 0.98067 | -0.37005 | 0.97993 | -0.38452 | 29.614
34 | -0.080217 | -0.020279 | 0.080307 | 0.020336 | 8.9773e-05 | 5.7251e-05 | 0.12178 | 0.12178 | 0.12178 | 0.98067 | -0.37005 | 0.98187 | -0.34674 | 33.4561
35 | 0.0092169 | 0.0023102 | -0.0092156 | -0.0023096 | 1.2653e-06 | 5.9215e-07 | 0.013985 | 0.013985 | 0.013985 | 0.98067 | -0.37005 | 0.98052 | -0.37293 | 3.8421
36 | 0.069838 | 0.017658 | -0.069765 | -0.017612 | 7.2127e-05 | 4.5946e-05 | 0.1061 | 0.1061 | 0.1061 | 0.97993 | -0.38452 | 0.97882 | -0.40607 | 29.1495
37 | 0.0011135 | 0.00027896 | -0.0011135 | -0.00027906 | 8.5865e-09 | -9.5402e-08 | 0.0016908 | 0.0016908 | 0.0016908 | 0.97993 | -0.38452 | 0.97992 | -0.38468 | 0.46452
38 | -0.08517 | -0.021555 | 0.08532 | 0.02165 | 0.00014978 | 9.5553e-05 | 0.12915 | 0.12915 | 0.12915 | 0.98187 | -0.34674 | 0.98375 | -0.31017 | 35.4807
39 | 0.0043861 | 0.0010992 | -0.0043859 | -0.0010992 | 2.0492e-07 | -2.4408e-08 | 0.0066563 | 0.0066563 | 0.0066563 | 0.98052 | -0.37293 | 0.98047 | -0.37391 | 1.8287
40 | 0.074131 | 0.018702 | -0.074072 | -0.018664 | 5.9152e-05 | 3.7696e-05 | 0.11188 | 0.11188 | 0.11188 | 0.98634 | -0.26144 | 0.98548 | -0.27812 | 30.736
41 | -0.12811 | -0.032303 | 0.12826 | 0.032392 | 0.00014038 | 8.9713e-05 | 0.19335 | 0.19335 | 0.19335 | 0.98634 | -0.26144 | 0.98752 | -0.23858 | 53.117
42 | 0.053984 | 0.013601 | -0.053924 | -0.013562 | 6.0083e-05 | 3.8145e-05 | 0.081467 | 0.081467 | 0.081467 | 0.98634 | -0.26144 | 0.98515 | -0.28474 | 22.381
43 | 0.072561 | 0.018286 | -0.07249 | -0.01824 | 7.1917e-05 | 4.5824e-05 | 0.1096 | 0.1096 | 0.1096 | 0.98548 | -0.27812 | 0.98442 | -0.29886 | 30.1095
44 | -0.12826 | -0.032392 | 0.12844 | 0.032512 | 0.00018674 | 0.00011935 | 0.19335 | 0.19335 | 0.19335 | 0.98752 | -0.23858 | 0.98909 | -0.20824 | 53.1169
45 | 0.052096 | 0.013104 | -0.052083 | -0.013096 | 1.2737e-05 | 8.0821e-06 | 0.078706 | 0.078706 | 0.078706 | 0.98515 | -0.28474 | 0.98488 | -0.28986 | 21.6225
46 | 0.002339 | 0.00058605 | -0.0023389 | -0.00058618 | 6.5989e-08 | -1.3438e-07 | 0.0035472 | 0.0035473 | 0.0035473 | 0.98115 | -0.36262 | 0.98112 | -0.36321 | 0.97453
47 | -0.028134 | -0.0070609 | 0.028145 | 0.0070678 | 1.1062e-05 | 6.875e-06 | 0.042672 | 0.042672 | 0.042672 | 0.98115 | -0.36262 | 0.98157 | -0.35438 | 11.723
48 | -0.028145 | -0.0070678 | 0.028165 | 0.00708 | 1.961e-05 | 1.2187e-05 | 0.042672 | 0.042672 | 0.042672 | 0.98157 | -0.35438 | 0.98232 | -0.33979 | 11.723
49 | -0.1315 | -0.033278 | 0.13158 | 0.03333 | 8.2082e-05 | 5.2461e-05 | 0.19794 | 0.19794 | 0.19794 | 0.98909 | -0.20824 | 0.98977 | -0.19524 | 54.3804
50 | 0.063333 | 0.015932 | -0.063286 | -0.015902 | 4.7002e-05 | 2.9908e-05 | 0.09581 | 0.09581 | 0.09581 | 0.98384 | -0.31016 | 0.98304 | -0.32571 | 26.3215
51 | -0.065675 | -0.016518 | 0.065711 | 0.016541 | 3.547e-05 | 2.2579e-05 | 0.099352 | 0.099352 | 0.099352 | 0.98384 | -0.31016 | 0.98442 | -0.29886 | 27.2946
52 | 0.0023418 | 0.00058673 | -0.0023418 | -0.00058676 | 1.6167e-08 | -3.3292e-08 | 0.0035419 | 0.0035419 | 0.0035419 | 0.98384 | -0.31016 | 0.98383 | -0.31031 | 0.97305
53 | 0.030356 | 0.0076191 | -0.030349 | -0.0076146 | 7.2495e-06 | 4.5237e-06 | 0.045954 | 0.045954 | 0.045954 | 0.98304 | -0.32571 | 0.98278 | -0.33072 | 12.6247
54 | 0.03293 | 0.0082826 | -0.032908 | -0.0082688 | 2.2129e-05 | 1.3862e-05 | 0.049856 | 0.049857 | 0.049857 | 0.98304 | -0.32571 | 0.98232 | -0.33979 | 13.6969
55 | 0.0067787 | 0.001699 | -0.0067782 | -0.0016988 | 5.7004e-07 | 1.8077e-07 | 0.010247 | 0.010247 | 0.010247 | 0.98442 | -0.29886 | 0.98433 | -0.30063 | 2.815
56 | 0.00077933 | 0.00019516 | -0.00077932 | -0.00019532 | 6.3895e-09 | -1.5165e-07 | 0.0011787 | 0.0011787 | 0.0011787 | 0.98383 | -0.31031 | 0.98382 | -0.31048 | 0.32382
57 | 0.0059499 | 0.0014912 | -0.0059499 | -0.0014912 | 1.2141e-08 | 2.6834e-09 | 0.0089945 | 0.0089945 | 0.0089945 | 0.98433 | -0.30063 | 0.98433 | -0.30067 | 2.471
58 | -0.062116 | -0.015672 | 0.062178 | 0.015711 | 6.1554e-05 | 3.9164e-05 | 0.094569 | 0.094569 | 0.094569 | 0.97776 | -0.42675 | 0.97882 | -0.40607 | 25.9806
59 | 0.0013128 | 0.00032865 | -0.0013128 | -0.00032888 | 2.9259e-08 | -2.2644e-07 | 0.0019978 | 0.0019979 | 0.0019979 | 0.97776 | -0.42675 | 0.97774 | -0.42721 | 0.54888
60 | 0.0004549 | 0.00011374 | -0.0004549 | -0.00011388 | 1.9804e-09 | -1.3696e-07 | 0.0006922 | 0.00069225 | 0.00069225 | 0.97776 | -0.42675 | 0.97776 | -0.42684 | 0.19018
61 | 0.0013128 | 0.00032888 | -0.0013128 | -0.00032902 | 1.835e-08 | -1.4199e-07 | 0.0019979 | 0.001998 | 0.001998 | 0.97774 | -0.42721 | 0.97772 | -0.42751 | 0.54889
62 | 0.0004549 | 0.00011388 | -0.0004549 | -0.00011401 | 1.8756e-09 | -1.297e-07 | 0.00069225 | 0.0006923 | 0.0006923 | 0.97776 | -0.42684 | 0.97775 | -0.42692 | 0.19019
63 | 0.0011135 | 0.00027906 | -0.0011135 | -0.00027907 | 6.1248e-10 | -6.8045e-09 | 0.0016908 | 0.0016908 | 0.0016908 | 0.97992 | -0.38468 | 0.97992 | -0.38469 | 0.46452
64 | 0.0020363 | 0.00050865 | -0.0020363 | -0.00050873 | 2.9398e-08 | -8.3874e-08 | 0.0030963 | 0.0030964 | 0.0030964 | 0.97841 | -0.41652 | 0.97839 | -0.41682 | 0.85065
65 | -0.12269 | -0.031039 | 0.12307 | 0.031282 | 0.00038137 | 0.0002437 | 0.18568 | 0.18568 | 0.18568 | 0.98375 | -0.31017 | 0.98709 | -0.24561 | 51.0119
66 | 0.03737 | 0.0093881 | -0.037336 | -0.0093663 | 3.4627e-05 | 2.1795e-05 | 0.056534 | 0.056534 | 0.056534 | 0.98375 | -0.31017 | 0.98276 | -0.3296 | 15.5313
67 | -0.0022542 | -0.00056496 | 0.0022543 | 0.00056475 | 9.1814e-08 | -2.0806e-07 | 0.0034115 | 0.0034114 | 0.0034115 | 0.98322 | -0.3222 | 0.98327 | -0.32135 | 0.93724
68 | -0.0022543 | -0.00056475 | 0.0022544 | 0.00056462 | 5.7146e-08 | -1.2952e-07 | 0.0034114 | 0.0034114 | 0.0034114 | 0.98327 | -0.32135 | 0.9833 | -0.32081 | 0.93721
69 | 0.050759 | 0.012764 | -0.050754 | -0.012761 | 5.0393e-06 | 3.1961e-06 | 0.076706 | 0.076706 | 0.076706 | 0.98488 | -0.28986 | 0.98478 | -0.29194 | 21.073
70 | -0.13577 | -0.03438 | 0.13601 | 0.034535 | 0.00024229 | 0.00015486 | 0.20424 | 0.20424 | 0.20424 | 0.98977 | -0.19524 | 0.9917 | -0.15815 | 56.111
71 | 0.028298 | 0.0071006 | -0.028289 | -0.007095 | 9.0067e-06 | 5.5986e-06 | 0.042848 | 0.042849 | 0.042849 | 0.98278 | -0.33072 | 0.98244 | -0.33739 | 11.7716
72 | -0.01174 | -0.0029439 | 0.011742 | 0.0029451 | 2.286e-06 | 1.2195e-06 | 0.017793 | 0.017793 | 0.017793 | 0.9818 | -0.34997 | 0.98201 | -0.34588 | 4.8883
73 | 0.01174 | 0.0029439 | -0.011738 | -0.0029431 | 1.3676e-06 | 7.2962e-07 | 0.017793 | 0.017793 | 0.017793 | 0.9818 | -0.34997 | 0.98168 | -0.35241 | 4.8883
74 | -0.01823 | -0.0045712 | 0.018233 | 0.0045729 | 2.881e-06 | 1.7165e-06 | 0.027625 | 0.027625 | 0.027625 | 0.98201 | -0.34588 | 0.98218 | -0.34257 | 7.5893
75 | 0.0024407 | 0.00061153 | -0.0024406 | -0.00061168 | 8.0727e-08 | -1.4718e-07 | 0.0036995 | 0.0036996 | 0.0036996 | 0.98168 | -0.35241 | 0.98164 | -0.35311 | 1.0164
76 | 0.0092977 | 0.0023316 | -0.0092913 | -0.0023286 | 6.3574e-06 | 2.9905e-06 | 0.014094 | 0.014094 | 0.014094 | 0.98168 | -0.35241 | 0.98094 | -0.36677 | 3.8721
77 | -0.0068653 | -0.0017202 | 0.0068662 | 0.0017205 | 8.915e-07 | 2.9112e-07 | 0.010389 | 0.010389 | 0.010389 | 0.9833 | -0.32081 | 0.98344 | -0.31809 | 2.8541
78 | -0.00022442 | -5.6246e-05 | 0.00022443 | 5.6082e-05 | 5.6014e-10 | -1.6387e-07 | 0.00033966 | 0.0003396 | 0.00033966 | 0.98319 | -0.32286 | 0.98319 | -0.32281 | 0.093312
79 | -0.00044887 | -0.00011233 | 0.00044887 | 0.00011229 | 5.5967e-10 | -4.0661e-08 | 0.00067929 | 0.00067928 | 0.00067929 | 0.98319 | -0.32281 | 0.98319 | -0.32278 | 0.18662
80 | -0.00079172 | -0.00019842 | 0.00079175 | 0.00019785 | 2.6596e-08 | -5.7665e-07 | 0.0012145 | 0.0012143 | 0.0012145 | 0.97001 | -0.57946 | 0.97005 | -0.57875 | 0.33366
81 | -0.0012851 | -0.00032149 | 0.0012851 | 0.00032149 | 1.6073e-10 | -1.2626e-09 | 0.0019711 | 0.0019711 | 0.0019711 | 0.97005 | -0.57875 | 0.97005 | -0.57875 | 0.5415
82 | 0.0059019 | 0.0014746 | -0.0059016 | -0.0014745 | 3.1967e-07 | 6.2695e-08 | 0.0088289 | 0.008829 | 0.008829 | 0.99452 | -0.10407 | 0.99446 | -0.10521 | 2.4255
83 | -0.0059019 | -0.0014746 | 0.0059025 | 0.0014747 | 6.074e-07 | 1.1908e-07 | 0.0088289 | 0.0088288 | 0.0088289 | 0.99452 | -0.10407 | 0.99463 | -0.1019 | 2.4255
84 | 0.0022125 | 0.00055261 | -0.0022124 | -0.00055291 | 1.2034e-07 | -3.03e-07 | 0.0033099 | 0.00331 | 0.00331 | 0.99446 | -0.10521 | 0.9944 | -0.10635 | 0.90935
85 | 0.0036891 | 0.00092191 | -0.003689 | -0.00092197 | 1.0766e-07 | -5.3377e-08 | 0.0055191 | 0.0055191 | 0.0055191 | 0.99446 | -0.10521 | 0.99443 | -0.10582 | 1.5162
86 | -0.0066419 | -0.00166 | 0.0066425 | 0.0016602 | 6.2776e-07 | 1.8162e-07 | 0.009935 | 0.0099349 | 0.009935 | 0.99463 | -0.1019 | 0.99473 | -0.099913 | 2.7294
87 | -0.00025379 | -6.3605e-05 | 0.00025379 | 6.3477e-05 | 5.8863e-10 | -1.2785e-07 | 0.00038903 | 0.00038899 | 0.00038903 | 0.97071 | -0.56561 | 0.97071 | -0.56556 | 0.10688
88 | -0.00078707 | -0.00019713 | 0.00078708 | 0.00019687 | 1.1993e-08 | -2.6398e-07 | 0.0012065 | 0.0012064 | 0.0012065 | 0.97071 | -0.56556 | 0.97073 | -0.56524 | 0.33144
89 | -0.010963 | -0.0027462 | 0.010967 | 0.0027481 | 3.527e-06 | 1.8452e-06 | 0.016802 | 0.016802 | 0.016802 | 0.97089 | -0.56202 | 0.97123 | -0.55527 | 4.616
90 | 0.010963 | 0.0027462 | -0.010958 | -0.0027436 | 5.0349e-06 | 2.6345e-06 | 0.016802 | 0.016803 | 0.016803 | 0.97089 | -0.56202 | 0.9704 | -0.57167 | 4.6161
91 | -0.01688 | -0.00423 | 0.016882 | 0.004231 | 1.5977e-06 | 9.437e-07 | 0.025862 | 0.025862 | 0.025862 | 0.97123 | -0.55527 | 0.97133 | -0.55328 | 7.1049
92 | 0.0011317 | 0.00028336 | -0.0011317 | -0.00028363 | 2.613e-08 | -2.6914e-07 | 0.0017353 | 0.0017354 | 0.0017354 | 0.9704 | -0.57167 | 0.97038 | -0.57215 | 0.47675
93 | 0.0035301 | 0.00088349 | -0.00353 | -0.00088351 | 4.4394e-08 | -2.1511e-08 | 0.0054125 | 0.0054126 | 0.0054126 | 0.9704 | -0.57167 | 0.97039 | -0.57193 | 1.487
94 | 0.0062967 | 0.0015767 | -0.0062953 | -0.0015764 | 1.325e-06 | 3.7982e-07 | 0.0096548 | 0.009655 | 0.009655 | 0.9704 | -0.57167 | 0.97018 | -0.57609 | 2.6525
95 | 0.0016672 | 0.00041768 | -0.0016671 | -0.00041782 | 3.1997e-08 | -1.4264e-07 | 0.0025492 | 0.0025493 | 0.0025493 | 0.97313 | -0.51783 | 0.97311 | -0.51823 | 0.70035
96 | 0.0010564 | 0.00026442 | -0.0010564 | -0.00026476 | 2.802e-08 | -3.3782e-07 | 0.0016153 | 0.0016154 | 0.0016154 | 0.97313 | -0.51783 | 0.9731 | -0.51838 | 0.44379
97 | 0.028237 | 0.0070825 | -0.028219 | -0.0070712 | 1.8243e-05 | 1.1353e-05 | 0.043228 | 0.043229 | 0.043229 | 0.97202 | -0.53972 | 0.97133 | -0.55328 | 11.876
98 | -0.0002903 | -7.2756e-05 | 0.0002903 | 7.2621e-05 | 8.1223e-10 | -1.3464e-07 | 0.00044506 | 0.00044501 | 0.00044506 | 0.9706 | -0.56783 | 0.9706 | -0.56778 | 0.12227
99 | -0.00079655 | -0.00019926 | 0.00079656 | 0.000199 | 1.1888e-08 | -2.552e-07 | 0.0012211 | 0.001221 | 0.0012211 | 0.9706 | -0.56778 | 0.97062 | -0.56746 | 0.33545
100 | 0.00050625 | 0.00012664 | -0.00050625 | -0.00012674 | 1.9145e-09 | -1.0354e-07 | 0.00077604 | 0.00077608 | 0.00077608 | 0.9706 | -0.56778 | 0.9706 | -0.56786 | 0.21321
101 | 0.0014781 | 0.00036945 | -0.0014781 | -0.00036985 | 6.2153e-08 | -3.9933e-07 | 0.0022121 | 0.0022123 | 0.0022123 | 0.99414 | -0.11142 | 0.99409 | -0.1123 | 0.60776
102 | 0.00073529 | 0.00018386 | -0.00073528 | -0.00018428 | 1.4978e-08 | -4.1801e-07 | 0.0011004 | 0.0011006 | 0.0011006 | 0.99414 | -0.11142 | 0.99412 | -0.11185 | 0.30236
103 | -0.33944 | -0.086793 | 0.33954 | 0.086854 | 9.5257e-05 | 6.0848e-05 | 0.50692 | 0.50692 | 0.50692 | 0.99761 | -0.045135 | 0.99792 | -0.039337 | 46.421
104 | 0.17089 | 0.04361 | -0.17068 | -0.043476 | 0.00021009 | 0.00013345 | 0.25517 | 0.25517 | 0.25517 | 0.99761 | -0.045135 | 0.99628 | -0.070617 | 23.3671
105 | 0.16856 | 0.043183 | -0.16847 | -0.043129 | 8.5623e-05 | 5.4376e-05 | 0.25175 | 0.25175 | 0.25175 | 0.99761 | -0.045135 | 0.99706 | -0.055623 | 23.0539
106 | -0.34154 | -0.087356 | 0.34177 | 0.087497 | 0.00022074 | 0.00014101 | 0.50991 | 0.50991 | 0.50991 | 0.99792 | -0.039337 | 0.99863 | -0.025992 | 46.6948
107 | 0.17068 | 0.043476 | -0.17055 | -0.043397 | 0.0001249 | 7.9337e-05 | 0.25517 | 0.25517 | 0.25517 | 0.99628 | -0.070617 | 0.99548 | -0.085798 | 23.3671
108 | 0.16847 | 0.043129 | -0.16825 | -0.04299 | 0.00021855 | 0.00013879 | 0.25175 | 0.25175 | 0.25175 | 0.99706 | -0.055623 | 0.99565 | -0.082447 | 23.054
109 | 0.011798 | 0.0029576 | -0.011796 | -0.0029566 | 1.975e-06 | 1.0439e-06 | 0.017636 | 0.017636 | 0.017636 | 0.99548 | -0.085798 | 0.9953 | -0.089312 | 4.8451
110 | 0.15875 | 0.040439 | -0.15852 | -0.040292 | 0.00023154 | 0.00014691 | 0.23753 | 0.23753 | 0.23753 | 0.99548 | -0.085798 | 0.99389 | -0.11608 | 21.7522
111 | 0.16361 | 0.041826 | -0.16341 | -0.041697 | 0.00020319 | 0.00012899 | 0.24481 | 0.24481 | 0.24481 | 0.99565 | -0.082447 | 0.9943 | -0.10815 | 22.4185
112 | -0.15692 | -0.039927 | 0.15713 | 0.040059 | 0.00020807 | 0.000132 | 0.23567 | 0.23567 | 0.23567 | 0.99171 | -0.15765 | 0.99314 | -0.13018 | 21.5811
113 | 0.15692 | 0.039927 | -0.15691 | -0.03992 | 1.0845e-05 | 6.8803e-06 | 0.23567 | 0.23567 | 0.23567 | 0.99171 | -0.15765 | 0.99163 | -0.15908 | 21.5811
114 | -0.16014 | -0.040812 | 0.16031 | 0.040921 | 0.00017041 | 0.00010815 | 0.24017 | 0.24017 | 0.24017 | 0.99314 | -0.13018 | 0.9943 | -0.10815 | 21.9937
115 | 0.1539 | 0.039164 | -0.15379 | -0.0391 | 0.00010239 | 6.4939e-05 | 0.23114 | 0.23114 | 0.23114 | 0.99163 | -0.15908 | 0.99091 | -0.1729 | 21.167
116 | 0.0055608 | 0.0013899 | -0.00556 | -0.0013898 | 8.3395e-07 | 1.3046e-07 | 0.0083883 | 0.0083885 | 0.0083885 | 0.98628 | -0.26226 | 0.98612 | -0.26541 | 2.3045
117 | -0.0055608 | -0.0013899 | 0.0055609 | 0.0013899 | 7.2356e-08 | 1.1312e-08 | 0.0083883 | 0.0083883 | 0.0083883 | 0.98628 | -0.26226 | 0.98629 | -0.26198 | 2.3045
118 | 0.0044654 | 0.0011155 | -0.0044649 | -0.0011155 | 5.2349e-07 | -5.7307e-08 | 0.0067369 | 0.006737 | 0.006737 | 0.98612 | -0.26541 | 0.98599 | -0.26788 | 1.8508
119 | -0.0065124 | -0.0016284 | 0.0065135 | 0.0016287 | 1.1469e-06 | 3.2948e-07 | 0.0098238 | 0.0098237 | 0.0098238 | 0.98629 | -0.26198 | 0.98648 | -0.25828 | 2.6989
120 | 0.0022301 | 0.00055866 | -0.00223 | -0.00055881 | 6.4566e-08 | -1.5228e-07 | 0.0033666 | 0.0033667 | 0.0033667 | 0.98564 | -0.2747 | 0.98561 | -0.27531 | 0.92491
121 | -0.0023819 | -0.00059584 | 0.0023826 | 0.00059456 | 6.4343e-07 | -1.2805e-06 | 0.0035956 | 0.003595 | 0.0035956 | 0.98564 | -0.2747 | 0.98593 | -0.26902 | 0.98779
122 | 0.00015187 | 3.7183e-05 | -0.00015187 | -3.8062e-05 | 1.3601e-09 | -8.7969e-07 | 0.00022897 | 0.00022928 | 0.00022928 | 0.98564 | -0.2747 | 0.98563 | -0.27489 | 0.062989
123 | 0.0017633 | 0.00044184 | -0.0017633 | -0.00044192 | 1.8147e-08 | -7.5412e-08 | 0.0026621 | 0.0026621 | 0.0026621 | 0.98561 | -0.27531 | 0.9856 | -0.27553 | 0.73135
124 | 0.0018655 | 0.00046674 | -0.0018655 | -0.00046697 | 6.1772e-08 | -2.255e-07 | 0.0028153 | 0.0028154 | 0.0028154 | 0.98593 | -0.26902 | 0.9859 | -0.26971 | 0.77345
125 | -0.0042481 | -0.0010613 | 0.0042483 | 0.0010613 | 2.3043e-07 | -4.3244e-08 | 0.0064102 | 0.0064102 | 0.0064102 | 0.98593 | -0.26902 | 0.98599 | -0.26788 | 1.7611
126 | 0.0014392 | 0.00036013 | -0.0014391 | -0.00036045 | 4.8869e-08 | -3.2095e-07 | 0.002172 | 0.0021721 | 0.0021721 | 0.9859 | -0.26971 | 0.98586 | -0.27043 | 0.59673
127 | -0.0017548 | -0.00043833 | 0.0017548 | 0.0004382 | 3.3603e-08 | -1.3654e-07 | 0.0026684 | 0.0026683 | 0.0026684 | 0.97837 | -0.41722 | 0.97839 | -0.41682 | 0.73308
128 | 0.0011089 | 0.00027645 | -0.0011088 | -0.00027696 | 4.5972e-08 | -5.1208e-07 | 0.001686 | 0.0016862 | 0.0016862 | 0.97837 | -0.41722 | 0.97833 | -0.4181 | 0.46324
129 | 0.0011088 | 0.00027696 | -0.0011088 | -0.00027767 | 6.3913e-08 | -7.1163e-07 | 0.0016862 | 0.0016865 | 0.0016865 | 0.97833 | -0.4181 | 0.97826 | -0.41931 | 0.46331
130 | 0.00024167 | 6.0355e-05 | -0.00024167 | -6.0568e-05 | 8.6036e-10 | -2.1266e-07 | 0.00036752 | 0.0003676 | 0.0003676 | 0.97826 | -0.41931 | 0.97826 | -0.41938 | 0.10099
131 | -0.019532 | -0.0048983 | 0.019534 | 0.0048997 | 2.2179e-06 | 1.334e-06 | 0.029592 | 0.029592 | 0.029592 | 0.98218 | -0.34257 | 0.9823 | -0.34019 | 8.1296
132 | -0.0018366 | -0.00046029 | 0.0018366 | 0.00046014 | 3.7645e-08 | -1.4302e-07 | 0.0027698 | 0.0027698 | 0.0027698 | 0.98664 | -0.25519 | 0.98666 | -0.25476 | 0.76094
133 | -0.0094823 | -0.0023728 | 0.0094831 | 0.0023732 | 7.8263e-07 | 3.7051e-07 | 0.014299 | 0.014299 | 0.014299 | 0.98666 | -0.25476 | 0.98675 | -0.25303 | 3.9284
134 | 0.0076457 | 0.0019127 | -0.0076444 | -0.0019122 | 1.2791e-06 | 4.9096e-07 | 0.011529 | 0.01153 | 0.01153 | 0.98666 | -0.25476 | 0.98648 | -0.25828 | 3.1675
135 | -0.34373 | -0.087989 | 0.34393 | 0.088118 | 0.00020267 | 0.00012947 | 0.51283 | 0.51283 | 0.51283 | 0.99863 | -0.025992 | 0.99927 | -0.013824 | 46.9624
136 | 0.0078653 | 0.0019714 | -0.0078639 | -0.0019708 | 1.3775e-06 | 5.3642e-07 | 0.011759 | 0.011759 | 0.011759 | 0.9953 | -0.089312 | 0.99511 | -0.092989 | 3.2305
137 | 0.15627 | 0.039727 | -0.15613 | -0.039644 | 0.00013122 | 8.3236e-05 | 0.23416 | 0.23416 | 0.23416 | 0.99389 | -0.11608 | 0.99298 | -0.13353 | 21.4428
138 | -0.0022289 | -0.0005586 | 0.0022289 | 0.0005585 | 4.5487e-08 | -1.0531e-07 | 0.0033781 | 0.003378 | 0.0033781 | 0.98179 | -0.34855 | 0.98181 | -0.34813 | 0.92804
139 | -0.0060277 | -0.0015106 | 0.006028 | 0.0015106 | 3.5251e-07 | 8.3151e-08 | 0.0091354 | 0.0091354 | 0.0091354 | 0.98181 | -0.34813 | 0.98187 | -0.3469 | 2.5097
140 | 0.014752 | 0.0037004 | -0.014742 | -0.003695 | 9.5311e-06 | 5.4332e-06 | 0.022153 | 0.022153 | 0.022153 | 0.99091 | -0.1729 | 0.99021 | -0.18646 | 6.0861
141 | 0.13904 | 0.035399 | -0.13887 | -0.03529 | 0.00017306 | 0.00010953 | 0.20899 | 0.20899 | 0.20899 | 0.99091 | -0.1729 | 0.98957 | -0.19874 | 19.1384
142 | 0.00091085 | 0.00022805 | -0.00091083 | -0.00022828 | 1.3009e-08 | -2.2573e-07 | 0.0013747 | 0.0013748 | 0.0013748 | 0.98586 | -0.27043 | 0.98585 | -0.27073 | 0.37769
143 | -0.021754 | -0.0054562 | 0.021757 | 0.005458 | 2.8957e-06 | 1.7632e-06 | 0.032956 | 0.032956 | 0.032956 | 0.9823 | -0.34019 | 0.98244 | -0.33739 | 9.0537
144 | 0.011337 | 0.0028402 | -0.011334 | -0.0028387 | 2.911e-06 | 1.5445e-06 | 0.017367 | 0.017367 | 0.017367 | 0.97133 | -0.55328 | 0.97106 | -0.55867 | 4.7712
145 | 0.009993 | 0.0025026 | -0.009992 | -0.0025021 | 1.0049e-06 | 5.0176e-07 | 0.015312 | 0.015312 | 0.015312 | 0.97106 | -0.55867 | 0.97095 | -0.56078 | 4.2067
146 | 0.0040794 | 0.0010203 | -0.0040789 | -0.0010204 | 4.8295e-07 | -9.8394e-08 | 0.0062514 | 0.0062515 | 0.0062515 | 0.9709 | -0.56191 | 0.97077 | -0.5644 | 1.7175
147 | -0.0040794 | -0.0010203 | 0.0040796 | 0.0010203 | 2.1936e-07 | -4.4733e-08 | 0.0062514 | 0.0062513 | 0.0062514 | 0.9709 | -0.56191 | 0.97095 | -0.56078 | 1.7174
148 | 0.003294 | 0.00082372 | -0.0032939 | -0.00082381 | 1.3094e-07 | -8.5566e-08 | 0.0050485 | 0.0050486 | 0.0050486 | 0.97077 | -0.5644 | 0.97073 | -0.56524 | 1.387
149 | 0.0016975 | 0.00042494 | -0.0016975 | -0.0004251 | 3.7792e-08 | -1.5942e-07 | 0.0026034 | 0.0026034 | 0.0026034 | 0.97018 | -0.57609 | 0.97016 | -0.57656 | 0.71523
150 | 0.0045978 | 0.0011514 | -0.0045976 | -0.0011514 | 2.4512e-07 | -5.439e-09 | 0.0070516 | 0.0070516 | 0.0070516 | 0.97018 | -0.57609 | 0.97012 | -0.57721 | 1.9373
151 | 0.00086161 | 0.00021561 | -0.00086159 | -0.00021582 | 1.1235e-08 | -2.0466e-07 | 0.0013214 | 0.0013215 | 0.0013215 | 0.97016 | -0.57656 | 0.97014 | -0.57683 | 0.36304
152 | 0.0029923 | 0.0007491 | -0.0029921 | -0.00074931 | 2.1927e-07 | -2.0239e-07 | 0.0045894 | 0.0045896 | 0.0045896 | 0.97012 | -0.57721 | 0.97005 | -0.57875 | 1.2609
153 | 0.00353 | 0.00088351 | -0.0035298 | -0.00088362 | 2.3421e-07 | -1.1346e-07 | 0.0054126 | 0.0054126 | 0.0054126 | 0.97039 | -0.57193 | 0.97032 | -0.57333 | 1.487
154 | 0.0025068 | 0.00062694 | -0.0025068 | -0.00062706 | 7.0435e-08 | -1.1221e-07 | 0.0038422 | 0.0038423 | 0.0038423 | 0.97073 | -0.56524 | 0.9707 | -0.56583 | 1.0556
155 | 0.00039362 | 9.8529e-05 | -0.00039361 | -9.8649e-05 | 1.3373e-09 | -1.1996e-07 | 0.00060369 | 0.00060373 | 0.00060373 | 0.97014 | -0.57683 | 0.97014 | -0.5769 | 0.16586
156 | 0.0035298 | 0.00088362 | -0.0035297 | -0.00088367 | 8.7979e-08 | -4.2606e-08 | 0.0054126 | 0.0054127 | 0.0054127 | 0.97032 | -0.57333 | 0.97029 | -0.57385 | 1.487
157 | 0.0021361 | 0.00053416 | -0.002136 | -0.00053432 | 6.4198e-08 | -1.5632e-07 | 0.0032741 | 0.0032741 | 0.0032741 | 0.9707 | -0.56583 | 0.97067 | -0.56646 | 0.89949
158 | -0.015624 | -0.0039159 | 0.015627 | 0.0039175 | 2.7203e-06 | 1.5774e-06 | 0.02368 | 0.02368 | 0.02368 | 0.98177 | -0.35056 | 0.98196 | -0.34691 | 6.5056
159 | 0.010547 | 0.0026435 | -0.010546 | -0.0026433 | 3.8438e-07 | 1.9528e-07 | 0.015985 | 0.015985 | 0.015985 | 0.98177 | -0.35056 | 0.98173 | -0.35133 | 4.3915
160 | -0.018204 | -0.0045634 | 0.018208 | 0.0045663 | 4.9124e-06 | 2.9261e-06 | 0.027585 | 0.027585 | 0.027585 | 0.98196 | -0.34691 | 0.98225 | -0.34125 | 7.5783
161 | 0.0077953 | 0.0019538 | -0.0077947 | -0.0019536 | 6.751e-07 | 2.6902e-07 | 0.011815 | 0.011816 | 0.011816 | 0.98173 | -0.35133 | 0.98164 | -0.35315 | 3.246
162 | 0.013479 | 0.0033798 | -0.013474 | -0.003377 | 5.1245e-06 | 2.865e-06 | 0.02042 | 0.020421 | 0.020421 | 0.98225 | -0.34125 | 0.98184 | -0.34923 | 5.6101
163 | -0.031688 | -0.0079461 | 0.031703 | 0.0079555 | 1.502e-05 | 9.3926e-06 | 0.048006 | 0.048005 | 0.048006 | 0.98225 | -0.34125 | 0.98276 | -0.33131 | 13.1883
164 | 0.0066961 | 0.0016782 | -0.0066955 | -0.0016781 | 5.9462e-07 | 1.8601e-07 | 0.01015 | 0.01015 | 0.01015 | 0.98164 | -0.35315 | 0.98155 | -0.35501 | 2.7886
165 | 0.0067089 | 0.0016814 | -0.0067087 | -0.0016813 | 2.5638e-07 | 8.0448e-08 | 0.010168 | 0.010168 | 0.010168 | 0.98184 | -0.34923 | 0.9818 | -0.35003 | 2.7933
166 | -0.035368 | -0.0088742 | 0.035383 | 0.0088837 | 1.5143e-05 | 9.513e-06 | 0.053556 | 0.053556 | 0.053556 | 0.98276 | -0.33131 | 0.98322 | -0.32233 | 14.7131
167 | -0.036059 | -0.0090522 | 0.036073 | 0.0090613 | 1.4482e-05 | 9.1039e-06 | 0.054577 | 0.054577 | 0.054577 | 0.98322 | -0.32233 | 0.98365 | -0.31392 | 14.9937
168 | 0.00067511 | 0.00016853 | -0.00067509 | -0.00016899 | 1.4464e-08 | -4.5947e-07 | 0.0010215 | 0.0010216 | 0.0010216 | 0.98322 | -0.32233 | 0.98319 | -0.32278 | 0.28067
169 | 0.013423 | 0.0033647 | -0.013421 | -0.0033633 | 2.5372e-06 | 1.4156e-06 | 0.020306 | 0.020306 | 0.020306 | 0.98365 | -0.31392 | 0.98345 | -0.31788 | 5.5787
170 | -0.049496 | -0.012426 | 0.049548 | 0.012459 | 5.1948e-05 | 3.2933e-05 | 0.074883 | 0.074883 | 0.074883 | 0.98365 | -0.31392 | 0.98478 | -0.29194 | 20.5723
171 | -0.00024309 | -6.0925e-05 | 0.00024309 | 6.0789e-05 | 5.7388e-10 | -1.3582e-07 | 0.00037269 | 0.00037264 | 0.00037269 | 0.97059 | -0.56791 | 0.9706 | -0.56786 | 0.10239
172 | -0.001585 | -0.00039661 | 0.0015851 | 0.00039623 | 7.5446e-08 | -3.7298e-07 | 0.0024297 | 0.0024295 | 0.0024297 | 0.97062 | -0.56746 | 0.97067 | -0.56646 | 0.6675
173 | -0.0096454 | -0.0024171 | 0.0096455 | 0.0024171 | 9.4046e-08 | 4.5249e-08 | 0.014594 | 0.014594 | 0.014594 | 0.98344 | -0.31809 | 0.98345 | -0.31788 | 4.0094
174 | 0.0010285 | 0.00025695 | -0.0010284 | -0.00025774 | 6.3431e-08 | -7.9933e-07 | 0.001577 | 0.0015773 | 0.0015773 | 0.97029 | -0.57385 | 0.97023 | -0.57515 | 0.43331
175 | 0.0025012 | 0.00062672 | -0.0025011 | -0.00062684 | 7.5478e-08 | -1.2066e-07 | 0.0038357 | 0.0038358 | 0.0038358 | 0.97029 | -0.57385 | 0.97026 | -0.57448 | 1.0538
176 | -0.0003986 | -9.9764e-05 | 0.0003986 | 9.9388e-05 | 3.8872e-09 | -3.7599e-07 | 0.00059628 | 0.00059615 | 0.00059628 | 0.99463 | -0.10194 | 0.99464 | -0.10173 | 0.16381
177 | 0.0003986 | 9.9764e-05 | -0.0003986 | -9.9898e-05 | 1.3917e-09 | -1.3457e-07 | 0.00059628 | 0.00059633 | 0.00059633 | 0.99463 | -0.10194 | 0.99462 | -0.10201 | 0.16383
178 | -0.0003986 | -9.9388e-05 | 0.00039861 | 9.9183e-05 | 2.1188e-09 | -2.0502e-07 | 0.00059615 | 0.00059607 | 0.00059615 | 0.99464 | -0.10173 | 0.99464 | -0.10162 | 0.16378
179 | -0.0010849 | -0.00027093 | 0.0010849 | 0.00027078 | 1.1361e-08 | -1.4207e-07 | 0.0016227 | 0.0016226 | 0.0016227 | 0.99466 | -0.10123 | 0.99468 | -0.10101 | 0.44579
180 | 0.0010849 | 0.00027093 | -0.0010849 | -0.00027118 | 2.0313e-08 | -2.54e-07 | 0.0016227 | 0.0016228 | 0.0016228 | 0.99466 | -0.10123 | 0.99464 | -0.10162 | 0.44581
181 | -0.0018473 | -0.00046161 | 0.0018473 | 0.00046141 | 5.0066e-08 | -1.9497e-07 | 0.002763 | 0.0027629 | 0.002763 | 0.99468 | -0.10101 | 0.99471 | -0.10044 | 0.75906
182 | 0.00076234 | 0.00019082 | -0.00076234 | -0.00019106 | 9.1318e-09 | -2.3719e-07 | 0.0011404 | 0.0011405 | 0.0011405 | 0.99468 | -0.10101 | 0.99466 | -0.10126 | 0.31331
183 | 0.0014765 | 0.00036876 | -0.0014765 | -0.00036897 | 3.2464e-08 | -2.0937e-07 | 0.002209 | 0.0022091 | 0.0022091 | 0.9944 | -0.10635 | 0.99438 | -0.10681 | 0.60688
184 | 0.00073587 | 0.00018415 | -0.00073586 | -0.00018434 | 6.8584e-09 | -1.913e-07 | 0.0011011 | 0.0011011 | 0.0011011 | 0.9944 | -0.10635 | 0.99439 | -0.10655 | 0.30251
185 | -0.0084899 | -0.0021214 | 0.0084907 | 0.0021218 | 8.1455e-07 | 3.4641e-07 | 0.012698 | 0.012698 | 0.012698 | 0.99473 | -0.099913 | 0.99484 | -0.097894 | 3.4884
186 | 0.0018474 | 0.00046123 | -0.0018473 | -0.00046141 | 4.6115e-08 | -1.7961e-07 | 0.0027628 | 0.0027629 | 0.0027629 | 0.99473 | -0.099913 | 0.99471 | -0.10044 | 0.75904
187 | -0.00073787 | -0.00018412 | 0.00073788 | 0.00018386 | 9.1709e-09 | -2.5448e-07 | 0.0011039 | 0.0011038 | 0.0011039 | 0.99436 | -0.10707 | 0.99438 | -0.10681 | 0.30327
188 | 0.00073787 | 0.00018412 | -0.00073786 | -0.0001845 | 1.3649e-08 | -3.7866e-07 | 0.0011039 | 0.001104 | 0.001104 | 0.99436 | -0.10707 | 0.99434 | -0.10746 | 0.30331
189 | 0.00073786 | 0.0001845 | -0.00073784 | -0.00018492 | 1.5228e-08 | -4.2233e-07 | 0.001104 | 0.0011042 | 0.0011042 | 0.99434 | -0.10746 | 0.99432 | -0.1079 | 0.30335
190 | -0.0017006 | -0.0004262 | 0.0017006 | 0.00042606 | 3.4254e-08 | -1.4403e-07 | 0.0026077 | 0.0026076 | 0.0026077 | 0.97039 | -0.57259 | 0.97041 | -0.57217 | 0.7164
191 | -0.0030857 | -0.00077319 | 0.0030859 | 0.00077303 | 2.0221e-07 | -1.6819e-07 | 0.0047315 | 0.0047314 | 0.0047315 | 0.97041 | -0.57217 | 0.97048 | -0.57079 | 1.2999
192 | -0.0027957 | -0.00070067 | 0.0027958 | 0.00070054 | 1.1599e-07 | -1.3589e-07 | 0.0042758 | 0.0042757 | 0.0042758 | 0.97294 | -0.52222 | 0.97298 | -0.52135 | 1.1747
193 | -0.005081 | -0.0012732 | 0.0050816 | 0.0012733 | 6.105e-07 | 5.5795e-08 | 0.0077704 | 0.0077703 | 0.0077704 | 0.97298 | -0.52135 | 0.97311 | -0.51882 | 2.1347
194 | -0.0094831 | -0.0023732 | 0.0094869 | 0.002375 | 3.8068e-06 | 1.8019e-06 | 0.014299 | 0.014299 | 0.014299 | 0.98675 | -0.25303 | 0.98718 | -0.24459 | 3.9284
195 | 0.034483 | 0.0086683 | -0.034469 | -0.0086596 | 1.3863e-05 | 8.6976e-06 | 0.051986 | 0.051987 | 0.051987 | 0.98718 | -0.24459 | 0.98675 | -0.25302 | 14.282
196 | 0.08868 | 0.022574 | -0.088573 | -0.022508 | 0.00010668 | 6.6446e-05 | 0.1338 | 0.1338 | 0.1338 | 0.98718 | -0.24459 | 0.98589 | -0.26958 | 12.2524
197 | -0.13265 | -0.033617 | 0.13276 | 0.033689 | 0.00011245 | 7.1106e-05 | 0.20008 | 0.20008 | 0.20008 | 0.98718 | -0.24459 | 0.9881 | -0.22697 | 18.3224
198 | -0.0010584 | -0.00026525 | 0.0010584 | 0.0002651 | 1.255e-08 | -1.5795e-07 | 0.0016004 | 0.0016004 | 0.0016004 | 0.98403 | -0.30555 | 0.98404 | -0.30531 | 0.43968
199 | -0.0014648 | -0.00036695 | 0.0014648 | 0.00036661 | 5.4147e-08 | -3.3929e-07 | 0.0022149 | 0.0022148 | 0.0022149 | 0.98404 | -0.30531 | 0.98408 | -0.30453 | 0.60849
200 | 0.030874 | 0.0077586 | -0.030847 | -0.0077415 | 2.7344e-05 | 1.7071e-05 | 0.046565 | 0.046565 | 0.046565 | 0.98675 | -0.25302 | 0.9858 | -0.27159 | 12.7926
201 | 0.085618 | 0.021767 | -0.085474 | -0.021676 | 0.00014389 | 9.0921e-05 | 0.12934 | 0.12934 | 0.12934 | 0.98589 | -0.26958 | 0.98408 | -0.30453 | 17.766
202 | -0.13579 | -0.034447 | 0.13597 | 0.034564 | 0.00018456 | 0.00011676 | 0.20464 | 0.20464 | 0.20464 | 0.9881 | -0.22697 | 0.98957 | -0.19874 | 18.7398
203 | -0.0090593 | -0.0022704 | 0.0090593 | 0.0022704 | 2.2434e-08 | 1.0386e-08 | 0.013767 | 0.013767 | 0.013767 | 0.9792 | -0.39961 | 0.9792 | -0.39955 | 3.782
204 | 0.0058897 | 0.001476 | -0.0058888 | -0.0014758 | 8.6411e-07 | 1.9124e-07 | 0.0089501 | 0.0089502 | 0.0089502 | 0.9792 | -0.39961 | 0.97904 | -0.40269 | 2.4589
205 | -0.011434 | -0.0028656 | 0.011438 | 0.0028675 | 3.5272e-06 | 1.8654e-06 | 0.017376 | 0.017375 | 0.017376 | 0.9792 | -0.39955 | 0.97953 | -0.39308 | 4.7735
206 | 0.0030958 | 0.00077584 | -0.0030958 | -0.00077588 | 4.7933e-08 | -4.1924e-08 | 0.0047053 | 0.0047053 | 0.0047053 | 0.97904 | -0.40269 | 0.97903 | -0.40301 | 1.2927
207 | -0.013807 | -0.0034613 | 0.013807 | 0.0034615 | 2.6656e-07 | 1.5026e-07 | 0.020975 | 0.020975 | 0.020975 | 0.97953 | -0.39308 | 0.97955 | -0.39267 | 5.7623
208 | -0.016746 | -0.0041979 | 0.016754 | 0.0042026 | 7.9558e-06 | 4.6788e-06 | 0.025439 | 0.025439 | 0.025439 | 0.97955 | -0.39267 | 0.98006 | -0.38271 | 6.9887
209 | -0.019969 | -0.0050085 | 0.019979 | 0.0050141 | 9.3962e-06 | 5.6699e-06 | 0.030321 | 0.03032 | 0.030321 | 0.98006 | -0.38271 | 0.98056 | -0.37284 | 8.3298
210 | -0.022026 | -0.0055273 | 0.022039 | 0.0055352 | 1.2981e-05 | 7.9169e-06 | 0.033427 | 0.033427 | 0.033427 | 0.98056 | -0.37284 | 0.9812 | -0.36049 | 9.1833
211 | -0.00041262 | -0.0001025 | 0.00041263 | 0.00010227 | 2.8051e-09 | -2.319e-07 | 0.00063064 | 0.00063055 | 0.00063064 | 0.9731 | -0.51897 | 0.97311 | -0.51882 | 0.17325
212 | 0.00041262 | 0.0001025 | -0.00041261 | -0.00010341 | 1.1007e-08 | -9.0931e-07 | 0.00063064 | 0.00063097 | 0.00063097 | 0.9731 | -0.51897 | 0.97307 | -0.51953 | 0.17334
213 | -0.0054942 | -0.0013756 | 0.0054948 | 0.0013757 | 5.6287e-07 | 9.5986e-08 | 0.0084009 | 0.0084008 | 0.0084009 | 0.97311 | -0.51882 | 0.97322 | -0.51667 | 2.3079
214 | -0.0048565 | -0.0012171 | 0.0048571 | 0.0012171 | 5.1021e-07 | 6.2125e-09 | 0.007345 | 0.0073449 | 0.007345 | 0.98388 | -0.30899 | 0.98399 | -0.30679 | 2.0179
215 | 0.0048565 | 0.0012171 | -0.0048562 | -0.0012171 | 3.3879e-07 | 4.1714e-09 | 0.007345 | 0.0073451 | 0.0073451 | 0.98388 | -0.30899 | 0.98381 | -0.31046 | 2.0179
216 | -0.0079259 | -0.0019862 | 0.0079273 | 0.0019868 | 1.429e-06 | 5.7752e-07 | 0.011986 | 0.011985 | 0.011986 | 0.98399 | -0.30679 | 0.98419 | -0.30301 | 3.2928
217 | 0.00070876 | 0.00017763 | -0.00070876 | -0.00017763 | 2.6772e-11 | -7.9658e-10 | 0.001072 | 0.001072 | 0.001072 | 0.98381 | -0.31046 | 0.9838 | -0.31046 | 0.29451
218 | 0.011169 | 0.0027995 | -0.011168 | -0.0027991 | 8.0275e-07 | 4.1601e-07 | 0.016784 | 0.016784 | 0.016784 | 0.99021 | -0.18646 | 0.99014 | -0.18797 | 4.6109
219 | 0.028115 | 0.007057 | -0.028113 | -0.0070557 | 2.0958e-06 | 1.3018e-06 | 0.042443 | 0.042443 | 0.042443 | 0.9858 | -0.27159 | 0.98572 | -0.27315 | 11.6601
220 | 0.08401 | 0.02131 | -0.083784 | -0.021166 | 0.00022539 | 0.00014378 | 0.12712 | 0.12712 | 0.12712 | 0.98408 | -0.30453 | 0.9812 | -0.36049 | 34.9235
221 | 0.0094071 | 0.0023577 | -0.0094056 | -0.002357 | 1.5075e-06 | 7.0615e-07 | 0.014137 | 0.014138 | 0.014138 | 0.99014 | -0.18797 | 0.98996 | -0.19133 | 3.8839
222 | 0.024251 | 0.0060878 | -0.024239 | -0.00608 | 1.262e-05 | 7.7571e-06 | 0.036613 | 0.036613 | 0.036613 | 0.98572 | -0.27315 | 0.98516 | -0.28407 | 10.0585
223 | 0.061745 | 0.015631 | -0.06169 | -0.015595 | 5.5272e-05 | 3.5162e-05 | 0.093694 | 0.093694 | 0.093694 | 0.9812 | -0.36049 | 0.98024 | -0.37915 | 25.7402
224 | 0.0067558 | 0.0016929 | -0.0067558 | -0.0016929 | 4.7718e-08 | 1.4673e-08 | 0.010155 | 0.010155 | 0.010155 | 0.98996 | -0.19133 | 0.98995 | -0.19148 | 2.7897
225 | 0.021324 | 0.0053496 | -0.021323 | -0.0053486 | 1.7701e-06 | 1.0749e-06 | 0.032211 | 0.032211 | 0.032211 | 0.98516 | -0.28407 | 0.98507 | -0.28581 | 8.8492
226 | 0.059586 | 0.015068 | -0.059582 | -0.015066 | 4.3196e-06 | 2.7468e-06 | 0.090501 | 0.090501 | 0.090501 | 0.98024 | -0.37915 | 0.98016 | -0.38067 | 24.863
227 | 0.0040491 | 0.0010146 | -0.0040488 | -0.0010147 | 3.7018e-07 | -1.0568e-07 | 0.0060862 | 0.0060863 | 0.0060863 | 0.98995 | -0.19148 | 0.98986 | -0.1934 | 1.6721
228 | 0.01685 | 0.0042248 | -0.016849 | -0.0042242 | 9.8678e-07 | 5.7994e-07 | 0.025466 | 0.025466 | 0.025466 | 0.9846 | -0.29499 | 0.98453 | -0.29622 | 6.9963
229 | -0.019412 | -0.0048668 | 0.01942 | 0.0048719 | 8.4937e-06 | 5.1011e-06 | 0.029338 | 0.029338 | 0.029338 | 0.9846 | -0.29499 | 0.98507 | -0.28581 | 8.0598
230 | 0.014947 | 0.0037475 | -0.014947 | -0.0037472 | 4.2275e-07 | 2.4247e-07 | 0.022592 | 0.022592 | 0.022592 | 0.98453 | -0.29622 | 0.9845 | -0.29681 | 6.2065
231 | 0.013521 | 0.0033898 | -0.013517 | -0.0033878 | 3.4904e-06 | 1.9505e-06 | 0.020436 | 0.020436 | 0.020436 | 0.9845 | -0.29681 | 0.98423 | -0.30223 | 5.6143
232 | 0.010759 | 0.0026967 | -0.010759 | -0.0026965 | 3.986e-07 | 2.0406e-07 | 0.016267 | 0.016267 | 0.016267 | 0.98423 | -0.30223 | 0.98419 | -0.30301 | 4.4689
233 | -0.13781 | -0.034986 | 0.13786 | 0.035016 | 4.69e-05 | 2.9978e-05 | 0.20694 | 0.20694 | 0.20694 | 0.9917 | -0.15815 | 0.99207 | -0.15108 | 56.853
234 | -0.0017404 | -0.00043619 | 0.0017405 | 0.00043601 | 4.1939e-08 | -1.8916e-07 | 0.0025981 | 0.002598 | 0.0025981 | 0.99682 | -0.06008 | 0.99685 | -0.059574 | 0.71375
235 | -0.0028496 | -0.00071313 | 0.0028497 | 0.00071298 | 1.1082e-07 | -1.4206e-07 | 0.0042533 | 0.0042532 | 0.0042533 | 0.99685 | -0.059574 | 0.99689 | -0.058757 | 1.1685
236 | 0.0011091 | 0.00027712 | -0.0011091 | -0.00027735 | 1.8892e-08 | -2.276e-07 | 0.0016553 | 0.0016554 | 0.0016554 | 0.99685 | -0.059574 | 0.99683 | -0.059933 | 0.45477
237 | -0.0054816 | -0.0013726 | 0.0054821 | 0.0013727 | 5.2085e-07 | 6.2797e-08 | 0.0081818 | 0.0081817 | 0.0081818 | 0.99689 | -0.058757 | 0.99699 | -0.056761 | 2.2477
238 | 0.00082878 | 0.0002071 | -0.00082877 | -0.00020733 | 1.0454e-08 | -2.3081e-07 | 0.0012369 | 0.001237 | 0.001237 | 0.99683 | -0.059933 | 0.99682 | -0.060198 | 0.33984
239 | -0.0054821 | -0.0013727 | 0.0054822 | 0.0013727 | 5.0029e-08 | 6.0285e-09 | 0.0081817 | 0.0081817 | 0.0081817 | 0.99699 | -0.056761 | 0.997 | -0.05657 | 2.2477
240 | 0.00051649 | 0.00012907 | -0.00051648 | -0.00012942 | 6.0604e-09 | -3.5059e-07 | 0.00077087 | 0.00077099 | 0.00077099 | 0.99682 | -0.060198 | 0.9968 | -0.060445 | 0.21181
241 | -0.0084919 | -0.0021268 | 0.0084923 | 0.002127 | 4.824e-07 | 2.139e-07 | 0.012983 | 0.012983 | 0.012983 | 0.97322 | -0.51667 | 0.97328 | -0.51548 | 3.5668
242 | 0.056213 | 0.014221 | -0.056145 | -0.014178 | 6.8091e-05 | 4.3265e-05 | 0.085387 | 0.085387 | 0.085387 | 0.98016 | -0.38067 | 0.97886 | -0.40594 | 23.458
243 | 0.00021464 | 5.3768e-05 | -0.00021464 | -5.3795e-05 | 8.1417e-11 | -2.7493e-08 | 0.00032041 | 0.00032042 | 0.00032042 | 0.9968 | -0.060445 | 0.9968 | -0.060453 | 0.088027
244 | -0.15113 | -0.038765 | 0.1513 | 0.038868 | 0.00016252 | 0.00010302 | 0.22588 | 0.22588 | 0.22588 | 0.997 | -0.05657 | 0.99817 | -0.034425 | 20.6851
245 | 0.14565 | 0.037392 | -0.14545 | -0.037262 | 0.00020501 | 0.00012985 | 0.2177 | 0.2177 | 0.2177 | 0.997 | -0.05657 | 0.99547 | -0.085612 | 19.9359
246 | 0.13191 | 0.033852 | -0.13187 | -0.033829 | 3.5621e-05 | 2.2513e-05 | 0.19755 | 0.19755 | 0.19755 | 0.99499 | -0.094801 | 0.99469 | -0.10037 | 18.0911
247 | -0.13277 | -0.034068 | 0.13283 | 0.034106 | 5.9225e-05 | 3.7437e-05 | 0.19885 | 0.19885 | 0.19885 | 0.99499 | -0.094801 | 0.99547 | -0.085612 | 18.2094
248 | 0.13103 | 0.033617 | -0.13094 | -0.033565 | 8.1494e-05 | 5.1863e-05 | 0.19629 | 0.19629 | 0.19629 | 0.99469 | -0.10037 | 0.99402 | -0.1132 | 26.9624
249 | 0.012614 | 0.0031566 | -0.012611 | -0.003155 | 3.0079e-06 | 1.6317e-06 | 0.018853 | 0.018854 | 0.018854 | 0.99547 | -0.085612 | 0.99521 | -0.090624 | 5.1796
250 | 0.12969 | 0.033249 | -0.12968 | -0.033244 | 7.8954e-06 | 5.0458e-06 | 0.1944 | 0.1944 | 0.1944 | 0.99402 | -0.1132 | 0.99395 | -0.11445 | 53.4073
251 | 0.009157 | 0.0022894 | -0.0091561 | -0.002289 | 8.2073e-07 | 3.7352e-07 | 0.013689 | 0.013689 | 0.013689 | 0.99521 | -0.090624 | 0.99511 | -0.092509 | 3.7608
252 | 0.1255 | 0.032197 | -0.1254 | -0.032136 | 9.5801e-05 | 6.1219e-05 | 0.18814 | 0.18814 | 0.18814 | 0.99395 | -0.11445 | 0.99312 | -0.1302 | 51.6879
253 | 0.0041807 | 0.0010473 | -0.0041805 | -0.0010474 | 2.2163e-07 | -5.3701e-08 | 0.0062587 | 0.0062587 | 0.0062587 | 0.99395 | -0.11445 | 0.99389 | -0.11557 | 1.7194
254 | -0.15347 | -0.039413 | 0.15348 | 0.039421 | 1.3546e-05 | 8.5886e-06 | 0.22912 | 0.22912 | 0.22912 | 0.99817 | -0.034425 | 0.99827 | -0.032607 | 20.9817
255 | 0.0091561 | 0.002289 | -0.009155 | -0.0022885 | 1.1214e-06 | 5.104e-07 | 0.013689 | 0.013689 | 0.013689 | 0.99511 | -0.092509 | 0.99498 | -0.095085 | 3.7608
256 | 0.1254 | 0.032136 | -0.12522 | -0.03202 | 0.00018142 | 0.00011593 | 0.18814 | 0.18814 | 0.18814 | 0.99312 | -0.1302 | 0.99155 | -0.1601 | 51.6879
257 | 0.00068769 | 0.00017202 | -0.00068768 | -0.00017219 | 5.4802e-09 | -1.7518e-07 | 0.0010295 | 0.0010295 | 0.0010295 | 0.99389 | -0.11557 | 0.99388 | -0.11573 | 0.28284
258 | -0.15556 | -0.039941 | 0.15567 | 0.040012 | 0.00011271 | 7.1475e-05 | 0.23221 | 0.23221 | 0.23221 | 0.99827 | -0.032607 | 0.99906 | -0.017694 | 21.2649
259 | 0.0084918 | 0.0021223 | -0.0084907 | -0.0021218 | 1.1339e-06 | 4.8216e-07 | 0.012698 | 0.012698 | 0.012698 | 0.99498 | -0.095085 | 0.99484 | -0.097894 | 3.4884
260 | 0.12504 | 0.031975 | -0.12501 | -0.031956 | 2.8234e-05 | 1.8042e-05 | 0.18787 | 0.18787 | 0.18787 | 0.99155 | -0.1601 | 0.99131 | -0.16476 | 51.6135
261 | 0.00068768 | 0.00017219 | -0.00068768 | -0.00017235 | 4.9255e-09 | -1.5743e-07 | 0.0010295 | 0.0010296 | 0.0010296 | 0.99388 | -0.11573 | 0.99388 | -0.11588 | 0.28285
262 | -0.1564 | -0.040195 | 0.15644 | 0.040221 | 4.2028e-05 | 2.6655e-05 | 0.2333 | 0.2333 | 0.2333 | 0.99906 | -0.017694 | 0.99935 | -0.012164 | 21.364
263 | -0.0018466 | -0.0004628 | 0.0018466 | 0.00046275 | 1.2553e-08 | -4.7807e-08 | 0.0027759 | 0.0027759 | 0.0027759 | 0.98985 | -0.19354 | 0.98986 | -0.1934 | 0.76262
264 | 0.0093335 | 0.0023395 | -0.0093318 | -0.0023387 | 1.702e-06 | 8.0245e-07 | 0.014145 | 0.014145 | 0.014145 | 0.98187 | -0.3469 | 0.98168 | -0.35073 | 3.886
265 | -0.015362 | -0.0038502 | 0.015363 | 0.0038512 | 1.7928e-06 | 1.0358e-06 | 0.02328 | 0.02328 | 0.02328 | 0.98187 | -0.3469 | 0.982 | -0.34445 | 6.3957
266 | 0.0060751 | 0.0015225 | -0.0060748 | -0.0015224 | 2.6334e-07 | 6.3841e-08 | 0.0092085 | 0.0092085 | 0.0092085 | 0.98168 | -0.35073 | 0.98163 | -0.35164 | 2.5298
267 | -0.026488 | -0.0066393 | 0.02649 | 0.0066409 | 2.4899e-06 | 1.5414e-06 | 0.040137 | 0.040137 | 0.040137 | 0.982 | -0.34445 | 0.9821 | -0.34248 | 11.0267
268 | 0.0022288 | 0.00055858 | -0.0022288 | -0.00055859 | 6.2818e-09 | -1.4532e-08 | 0.0033786 | 0.0033786 | 0.0033786 | 0.98163 | -0.35164 | 0.98163 | -0.3517 | 0.92818
269 | 0.003846 | 0.00096387 | -0.0038459 | -0.00096388 | 3.7927e-08 | -1.3344e-08 | 0.00583 | 0.00583 | 0.00583 | 0.98163 | -0.35164 | 0.98162 | -0.35184 | 1.6016
270 | -0.032207 | -0.0080736 | 0.032227 | 0.0080859 | 1.9765e-05 | 1.2369e-05 | 0.048799 | 0.048799 | 0.048799 | 0.9821 | -0.34248 | 0.98276 | -0.3296 | 13.4062
271 | 0.0061182 | 0.0015333 | -0.0061182 | -0.0015333 | 9.9469e-10 | 2.2433e-10 | 0.0091487 | 0.0091487 | 0.0091487 | 0.99511 | -0.092989 | 0.99511 | -0.092992 | 2.5134
272 | 0.15283 | 0.038816 | -0.15283 | -0.038815 | 1.1224e-06 | 7.1168e-07 | 0.22921 | 0.22921 | 0.22921 | 0.99298 | -0.13353 | 0.99297 | -0.13368 | 20.9895
273 | 0.0036736 | 0.00092063 | -0.0036735 | -0.00092064 | 5.9909e-09 | -3.0438e-09 | 0.0054932 | 0.0054932 | 0.0054932 | 0.99511 | -0.092992 | 0.99511 | -0.093026 | 1.5091
274 | 0.15032 | 0.038185 | -0.15029 | -0.038171 | 2.2857e-05 | 1.4489e-05 | 0.22544 | 0.22544 | 0.22544 | 0.99297 | -0.13368 | 0.99281 | -0.13684 | 20.6446
275 | -0.34591 | -0.088615 | 0.34614 | 0.088763 | 0.00023188 | 0.00014813 | 0.51578 | 0.51578 | 0.51578 | 0.99927 | -0.013824 | 1 | 0 | 47.2328
276 | -0.12326 | -0.03133 | 0.12328 | 0.031345 | 2.4172e-05 | 1.5446e-05 | 0.18597 | 0.18597 | 0.18597 | 0.98709 | -0.24561 | 0.9873 | -0.24154 | 51.0901
277 | -0.12368 | -0.031443 | 0.1237 | 0.031462 | 2.9367e-05 | 1.8766e-05 | 0.18656 | 0.18656 | 0.18656 | 0.9873 | -0.24154 | 0.98756 | -0.23661 | 51.252
278 | -0.12386 | -0.031501 | 0.12417 | 0.031699 | 0.00030953 | 0.00019779 | 0.18679 | 0.18679 | 0.18679 | 0.98756 | -0.23661 | 0.99026 | -0.18488 | 51.3169
279 | -0.15719 | -0.040411 | 0.15724 | 0.040439 | 4.5383e-05 | 2.8785e-05 | 0.23442 | 0.23442 | 0.23442 | 0.99935 | -0.012164 | 0.99967 | -0.0062241 | 21.467
280 | -0.1592 | -0.040931 | 0.15923 | 0.04095 | 2.9371e-05 | 1.8633e-05 | 0.23734 | 0.23734 | 0.23734 | 0.99967 | -0.0062241 | 0.99987 | -0.0024284 | 21.7344
281 | -0.16333 | -0.041978 | 0.16335 | 0.04199 | 1.9272e-05 | 1.2232e-05 | 0.24344 | 0.24344 | 0.24344 | 0.99987 | -0.0024284 | 1 | 0 | 22.2934
282 | -0.037425 | -0.0093979 | 0.037468 | 0.0094251 | 4.3243e-05 | 2.7237e-05 | 0.057224 | 0.057224 | 0.057224 | 0.97328 | -0.51548 | 0.97451 | -0.49129 | 15.7209
283 | 0.028932 | 0.0072709 | -0.028922 | -0.0072648 | 9.7979e-06 | 6.1048e-06 | 0.044241 | 0.044241 | 0.044241 | 0.97328 | -0.51548 | 0.97292 | -0.52258 | 12.1541
284 | -0.0392 | -0.0098592 | 0.03921 | 0.0098654 | 9.7488e-06 | 6.1489e-06 | 0.059869 | 0.059869 | 0.059869 | 0.97451 | -0.49129 | 0.97477 | -0.48609 | 16.4474
285 | 0.026762 | 0.0067234 | -0.026728 | -0.0067019 | 3.4636e-05 | 2.1484e-05 | 0.040937 | 0.040937 | 0.040937 | 0.97292 | -0.52258 | 0.97154 | -0.54973 | 11.2465
286 | -0.0045473 | -0.0011393 | 0.0045473 | 0.0011393 | 1.1052e-08 | -4.1817e-10 | 0.0069721 | 0.0069721 | 0.0069721 | 0.97048 | -0.57079 | 0.97048 | -0.57074 | 1.9154
287 | 0.12443 | 0.031812 | -0.12431 | -0.031734 | 0.000121 | 7.7319e-05 | 0.18701 | 0.18701 | 0.18701 | 0.99131 | -0.16476 | 0.99026 | -0.18488 | 51.3752
288 | 0.14716 | 0.037386 | -0.14711 | -0.037355 | 4.944e-05 | 3.1502e-05 | 0.22075 | 0.22075 | 0.22075 | 0.99281 | -0.13684 | 0.99245 | -0.14382 | 30.3225
289 | 0.1401 | 0.035596 | -0.14005 | -0.035565 | 4.8947e-05 | 3.1288e-05 | 0.21023 | 0.21023 | 0.21023 | 0.99245 | -0.14382 | 0.99207 | -0.15108 | 57.7543
290 | 0.0016236 | 0.00040687 | -0.0016236 | -0.00040691 | 7.4517e-09 | -3.9027e-08 | 0.0024278 | 0.0024278 | 0.0024278 | 0.99511 | -0.093026 | 0.9951 | -0.093122 | 0.66699
291 | 0.052728 | 0.013322 | -0.052694 | -0.0133 | 3.4386e-05 | 2.1828e-05 | 0.080193 | 0.080193 | 0.080193 | 0.97886 | -0.40594 | 0.97817 | -0.41956 | 22.0312
292 | 0.049801 | 0.012575 | -0.049773 | -0.012557 | 2.8223e-05 | 1.7898e-05 | 0.075792 | 0.075792 | 0.075792 | 0.97817 | -0.41956 | 0.97756 | -0.43139 | 20.822
293 | -0.041076 | -0.010333 | 0.041122 | 0.010362 | 4.5135e-05 | 2.8505e-05 | 0.062718 | 0.062718 | 0.062718 | 0.97477 | -0.48609 | 0.97594 | -0.46311 | 17.2303
294 | 0.010811 | 0.0027097 | -0.010811 | -0.0027096 | 2.2628e-07 | 1.1757e-07 | 0.016559 | 0.016559 | 0.016559 | 0.97154 | -0.54973 | 0.97152 | -0.55017 | 4.5491
295 | 0.015916 | 0.0039922 | -0.01591 | -0.0039886 | 6.1605e-06 | 3.6006e-06 | 0.024379 | 0.024379 | 0.024379 | 0.97154 | -0.54973 | 0.97113 | -0.55785 | 6.6974
296 | -0.0058406 | -0.0014634 | 0.0058413 | 0.0014636 | 7.4528e-07 | 1.7071e-07 | 0.0089551 | 0.008955 | 0.0089551 | 0.97048 | -0.57074 | 0.97062 | -0.56806 | 2.4602
297 | -0.042735 | -0.010766 | 0.042741 | 0.01077 | 6.6799e-06 | 4.2227e-06 | 0.065177 | 0.065177 | 0.065177 | 0.97594 | -0.46311 | 0.97611 | -0.45985 | 17.9059
298 | 0.0088291 | 0.0022129 | -0.0088284 | -0.0022125 | 6.7051e-07 | 3.0806e-07 | 0.013523 | 0.013523 | 0.013523 | 0.97152 | -0.55017 | 0.97144 | -0.55176 | 3.7151
299 | 0.013825 | 0.003466 | -0.013824 | -0.0034655 | 9.9863e-07 | 5.657e-07 | 0.021184 | 0.021184 | 0.021184 | 0.97113 | -0.55785 | 0.97106 | -0.55937 | 5.8198
300 | -0.046783 | -0.011783 | 0.046847 | 0.011824 | 6.3749e-05 | 4.0381e-05 | 0.071339 | 0.071339 | 0.071339 | 0.97611 | -0.45985 | 0.97756 | -0.43139 | 19.5986
301 | 0.0068016 | 0.0017046 | -0.0068007 | -0.0017043 | 8.8849e-07 | 2.9843e-07 | 0.010418 | 0.010419 | 0.010419 | 0.97144 | -0.55176 | 0.9713 | -0.55451 | 2.8622
302 | 0.011771 | 0.002951 | -0.011768 | -0.0029492 | 3.2178e-06 | 1.7333e-06 | 0.018038 | 0.018038 | 0.018038 | 0.97106 | -0.55937 | 0.97077 | -0.56511 | 4.9556
303 | -0.0047437 | -0.0011888 | 0.004744 | 0.0011888 | 2.4634e-07 | 3.7334e-09 | 0.0072677 | 0.0072677 | 0.0072677 | 0.97125 | -0.5556 | 0.9713 | -0.55451 | 1.9966
304 | 0.0025792 | 0.00064632 | -0.0025791 | -0.00064639 | 4.3841e-08 | -6.4605e-08 | 0.0039514 | 0.0039514 | 0.0039514 | 0.97125 | -0.5556 | 0.97123 | -0.55595 | 1.0856
305 | 0.0098516 | 0.0024689 | -0.0098511 | -0.0024687 | 5.1945e-07 | 2.5735e-07 | 0.015101 | 0.015101 | 0.015101 | 0.97077 | -0.56511 | 0.97071 | -0.56621 | 4.1486
306 | 0.0082957 | 0.0020788 | -0.0082949 | -0.0020785 | 7.3109e-07 | 3.1887e-07 | 0.012716 | 0.012716 | 0.012716 | 0.97071 | -0.56621 | 0.97062 | -0.56806 | 3.4935
307 | -0.00073586 | -0.00018442 | 0.00073586 | 0.00018434 | 3.0866e-09 | -8.6088e-08 | 0.0011012 | 0.0011011 | 0.0011012 | 0.99439 | -0.10663 | 0.99439 | -0.10655 | 0.30251
308 | 0.00073851 | 0.00018472 | -0.0007385 | -0.00018509 | 1.3071e-08 | -3.6146e-07 | 0.0011053 | 0.0011055 | 0.0011055 | 0.99409 | -0.1123 | 0.99407 | -0.11267 | 0.3037
309 | 0.00073956 | 0.00018513 | -0.00073955 | -0.00018535 | 8.0668e-09 | -2.2243e-07 | 0.0011069 | 0.001107 | 0.001107 | 0.99409 | -0.1123 | 0.99408 | -0.11253 | 0.30413

## res_trafo
| p_hv_mw | q_hv_mvar | p_lv_mw | q_lv_mvar | pl_mw | ql_mvar | i_hv_ka | i_lv_ka | vm_hv_pu | va_hv_degree | vm_lv_pu | va_lv_degree | loading_percent
0 | -1.2729e-15 | -1.3162e-15 | 0.00165 | 1.2699e-07 | 0.00165 | 1.2699e-07 | 5.2857e-17 | 0.0023815 | 0.99998 | 149.9956 | 1 | 0 | 0.2619

## res_ext_grid
| p_mw | q_mvar
0 | 0.51314 | 0.13125

## res_load
| p_mw | q_mvar
0 | 0.0007384 | 0.00018506
1 | 0.0036455 | 0.00091364
2 | 0.0079996 | 0.0020049
3 | 0.0027536 | 0.00069011
4 | 0.0036513 | 0.00091511
5 | 0.0045513 | 0.0011407
6 | 0.00090845 | 0.00022768
7 | 0.0070174 | 0.0017587
8 | 0.00045408 | 0.0001138
9 | 0.0026596 | 0.00066655
10 | 0.0037866 | 0.00094901
11 | 0.00040718 | 0.00010205
12 | 0.0048628 | 0.0012187
13 | 0.0048295 | 0.0012104
14 | 0.0015102 | 0.00037849
15 | 0.0018279 | 0.00045813
16 | 0.0054944 | 0.001377
17 | 0.0023389 | 0.00058618
18 | 0.003057 | 0.00076614
19 | 0.0015625 | 0.0003916
20 | 0.00082829 | 0.00020759
21 | 0.0047432 | 0.0011888
22 | 0.0075879 | 0.0019017
23 | 0.0011135 | 0.00027907
24 | 0.0013128 | 0.00032902
25 | 0.0014549 | 0.00036463
26 | 0.0015359 | 0.00038493
27 | 0.0043859 | 0.0010992
28 | 0.0022542 | 0.00056496
29 | 0.001324 | 0.00033183
30 | 0.0041902 | 0.0010502
31 | 0.00077932 | 0.00019532
32 | 0.0020511 | 0.00051405
33 | 0.0059499 | 0.0014912
34 | 0.0064884 | 0.0016261
35 | 0.0004549 | 0.00011401
36 | 0.0046109 | 0.0011556
37 | 0.00018832 | 4.7197e-05
38 | 0.00022442 | 5.6246e-05
39 | 0.00022445 | 5.6252e-05
40 | 0.00079172 | 0.00019842
41 | 0.00049334 | 0.00012364
42 | 0.00073942 | 0.00018532
43 | 0.00073639 | 0.00018456
44 | 0.00025379 | 6.3605e-05
45 | 0.00053328 | 0.00013365
46 | 0.0024143 | 0.00060508
47 | 0.0059131 | 0.001482
48 | 0.0039191 | 0.00098222
49 | 0.0002903 | 7.2756e-05
50 | 0.0020048 | 0.00050244
51 | 0.0046439 | 0.0011639
52 | 0.0030078 | 0.00075382
53 | 0.0030134 | 0.00075523
54 | 0.0010945 | 0.00027431
55 | 0.00095149 | 0.00023847
56 | 0.0004667 | 0.00011696
57 | 0.00015187 | 3.8062e-05
58 | 0.00042628 | 0.00010684
59 | 0.00021659 | 5.4282e-05
60 | 0.00064594 | 0.00016189
61 | 0.00028144 | 7.0535e-05
62 | 0.0008671 | 0.00021732
63 | 0.00024167 | 6.0568e-05
64 | 0.0092913 | 0.0023286
65 | 0.0024406 | 0.00061168
66 | 0.0012984 | 0.0003254
67 | 0.0018366 | 0.00046029
68 | 0.0019617 | 0.00049165
69 | 0.003931 | 0.00098521
70 | 0.0022566 | 0.00056555
71 | 0.0022289 | 0.0005586
72 | 0.0037988 | 0.00095207
73 | 0.0030993 | 0.00077675
74 | 0.0011309 | 0.00028344
75 | 0.0017633 | 0.00044192
76 | 0.0005283 | 0.0001324
77 | 0.0022205 | 0.00055651
78 | 0.001341 | 0.00033608
79 | 0.00078484 | 0.0001967
80 | 0.0059124 | 0.0014818
81 | 0.00083587 | 0.00020949
82 | 0.0016053 | 0.00040231
83 | 0.0011317 | 0.00028363
84 | 0.0016671 | 0.00041782
85 | 0.0010564 | 0.00026476
86 | 0.00046798 | 0.00011729
87 | 0.001707 | 0.00042782
88 | 0.00037065 | 9.2894e-05
89 | 0.0050771 | 0.0012724
90 | 0.002577 | 0.00064585
91 | 0.002751 | 0.00068947
92 | 0.0010986 | 0.00027533
93 | 0.0067653 | 0.0016955
94 | 0.0036656 | 0.00091868
95 | 0.0066955 | 0.0016781
96 | 0.0067087 | 0.0016813
97 | 0.00022622 | 5.6696e-05
98 | 0.00024309 | 6.0925e-05
99 | 0.00026316 | 6.5953e-05
100 | 0.00078844 | 0.0001976
101 | 0.00055096 | 0.00013808
102 | 0.0027793 | 0.00069655
103 | 0.0037752 | 0.00094615
104 | 0.0025011 | 0.00062684
105 | 0.0010284 | 0.00025774
106 | 0.0012061 | 0.00030228
107 | 0.00039361 | 9.8649e-05
108 | 0.0003986 | 9.9898e-05
109 | 0.00068627 | 0.000172
110 | 0.00076234 | 0.00019106
111 | 0.00073859 | 0.00018511
112 | 0.0017006 | 0.0004262
113 | 0.0013851 | 0.00034713
114 | 0.0027957 | 0.00070067
115 | 0.0022851 | 0.00057271
116 | 0.0010584 | 0.00026525
117 | 0.0004064 | 0.00010185
118 | 0.0035951 | 0.00090103
119 | 0.0029552 | 0.00074064
120 | 0.0030267 | 0.00075857
121 | 0.0031696 | 0.00079437
122 | 0.0023748 | 0.00059519
123 | 0.002793 | 0.00069999
124 | 0.0023695 | 0.00059385
125 | 0.0030958 | 0.00077588
126 | 0.0029385 | 0.00073646
127 | 0.0032155 | 0.00080588
128 | 0.0020474 | 0.00051312
129 | 0.00041261 | 0.00010341
130 | 0.0030688 | 0.00076912
131 | 0.0041474 | 0.0010394
132 | 0.0028953 | 0.00072564
133 | 0.0035732 | 0.00089553
134 | 0.0027312 | 0.00068449
135 | 0.0017609 | 0.00044133
136 | 0.003862 | 0.00096791
137 | 0.0026498 | 0.0006641
138 | 0.0029143 | 0.0007304
139 | 0.0021035 | 0.00052719
140 | 0.0027067 | 0.00067835
141 | 0.0025616 | 0.00064201
142 | 0.0019021 | 0.00047672
143 | 0.0019021 | 0.0004767
144 | 0.0014263 | 0.00035747
145 | 0.0027576 | 0.00069112
146 | 0.0028317 | 0.0007097
147 | 0.0065317 | 0.001637
148 | 0.0018001 | 0.00045115
149 | 0.00070876 | 0.00017763
150 | 0.0017404 | 0.00043619
151 | 0.00073784 | 0.00018492
152 | 0.0026319 | 0.00065963
153 | 0.0002803 | 7.0251e-05
154 | 0.00073528 | 0.00018428
155 | 0.00031228 | 7.8264e-05
156 | 0.0029971 | 0.00075115
157 | 0.0033688 | 0.00084429
158 | 0.00030184 | 7.5648e-05
159 | 0.00021464 | 5.3795e-05
160 | 0.00086418 | 0.00021658
161 | 0.00084794 | 0.00021251
162 | 0.0012585 | 0.00031542
163 | 0.003454 | 0.00086564
164 | 0.0021734 | 0.00054471
165 | 0.0034928 | 0.00087538
166 | 0.0020741 | 0.00051981
167 | 0.00066318 | 0.00016621
168 | 0.00018042 | 4.5218e-05
169 | 0.00072734 | 0.00018229
170 | 0.0018466 | 0.0004628
171 | 0.0022022 | 0.00055191
172 | 0.00068768 | 0.00017235
173 | 0.0032567 | 0.00081621
174 | 0.011125 | 0.0027881
175 | 0.0057166 | 0.0014327
176 | 0.0017457 | 0.00043751
177 | 0.003303 | 0.00082782
178 | 0.0022288 | 0.00055859
179 | 0.0038459 | 0.00096388
180 | 0.0051088 | 0.0012804
181 | 0.0024446 | 0.00061269
182 | 0.0025136 | 0.00062997
183 | 0.00091083 | 0.00022828
184 | 0.0019825 | 0.00049686
185 | 0.00018886 | 4.7332e-05
186 | 0.0003911 | 9.8019e-05
187 | 0.00015672 | 3.9277e-05
188 | 0.00075485 | 0.00018918
189 | 0.0019621 | 0.00049174
190 | 0.0041022 | 0.0010281
191 | 0.0019926 | 0.00049939
192 | 0.0017321 | 0.0004341
193 | 0.0021602 | 0.00054141
194 | 0.0014614 | 0.00036626
195 | 0.00057793 | 0.00014484
196 | 0.00313 | 0.00078445
197 | 0.0070181 | 0.0017589
198 | 0.0021872 | 0.00054816
199 | 0.0020499 | 0.00051376
200 | 0.0034167 | 0.0008563
201 | 0.0028933 | 0.00072512
202 | 0.0016236 | 0.00040691
203 | 0.0018667 | 0.00046783
204 | 0.00014139 | 3.5436e-05
205 | 0.0012933 | 0.00032413
206 | 0.001613 | 0.00040427
207 | 0.001982 | 0.00049674
208 | 0.002085 | 0.00052255
209 | 0.0040418 | 0.001013
210 | 0.0020268 | 0.00050796
211 | 0.0020529 | 0.0005145
212 | 0.0029258 | 0.00073326
213 | 0.0021646 | 0.0005425
214 | 0.0020567 | 0.00051547
215 | 0.0025791 | 0.00064639
216 | 0.0019165 | 0.00048031
217 | 0.0015554 | 0.00038982
218 | 0.0024536 | 0.00061493
219 | 0.00073586 | 0.00018442
220 | 0.0007385 | 0.00018509
221 | 0.00073955 | 0.00018535

## dtypes
| element | column | dtype
0 | bus | name | object
1 | bus | vn_kv | float64
2 | bus | type | object
3 | bus | zone | object
4 | bus | in_service | bool
5 | load | name | object
6 | load | bus | uint32
7 | load | p_mw | float64
8 | load | q_mvar | float64
9 | load | const_z_percent | float64
10 | load | const_i_percent | float64
11 | load | sn_mva | float64
12 | load | scaling | float64
13 | load | in_service | bool
14 | load | type | object
15 | ext_grid | name | object
16 | ext_grid | bus | uint32
17 | ext_grid | vm_pu | float64
18 | ext_grid | va_degree | float64
19 | ext_grid | slack_weight | float64
20 | ext_grid | in_service | bool
21 | line | name | object
22 | line | std_type | object
23 | line | from_bus | uint32
24 | line | to_bus | uint32
25 | line | length_km | float64
26 | line | r_ohm_per_km | float64
27 | line | x_ohm_per_km | float64
28 | line | c_nf_per_km | float64
29 | line | g_us_per_km | float64
30 | line | max_i_ka | float64
31 | line | df | float64
32 | line | parallel | uint32
33 | line | type | object
34 | line | in_service | bool
35 | trafo | name | object
36 | trafo | std_type | object
37 | trafo | hv_bus | uint32
38 | trafo | lv_bus | uint32
39 | trafo | sn_mva | float64
40 | trafo | vn_hv_kv | float64
41 | trafo | vn_lv_kv | float64
42 | trafo | vk_percent | float64
43 | trafo | vkr_percent | float64
44 | trafo | pfe_kw | float64
45 | trafo | i0_percent | float64
46 | trafo | shift_degree | float64
47 | trafo | tap_side | object
48 | trafo | tap_neutral | int32
49 | trafo | tap_min | int32
50 | trafo | tap_max | int32
51 | trafo | tap_step_percent | float64
52 | trafo | tap_step_degree | float64
53 | trafo | tap_pos | int32
54 | trafo | tap_phase_shifter | bool
55 | trafo | parallel | uint32
56 | trafo | df | float64
57 | trafo | in_service | bool
58 | line_geodata | coords | object
59 | bus_geodata | x | float64
60 | bus_geodata | y | float64
61 | bus_geodata | coords | object
62 | res_bus | vm_pu | float64
63 | res_bus | va_degree | float64
64 | res_bus | p_mw | float64
65 | res_bus | q_mvar | float64
66 | res_line | p_from_mw | float64
67 | res_line | q_from_mvar | float64
68 | res_line | p_to_mw | float64
69 | res_line | q_to_mvar | float64
70 | res_line | pl_mw | float64
71 | res_line | ql_mvar | float64
72 | res_line | i_from_ka | float64
73 | res_line | i_to_ka | float64
74 | res_line | i_ka | float64
75 | res_line | vm_from_pu | float64
76 | res_line | va_from_degree | float64
77 | res_line | vm_to_pu | float64
78 | res_line | va_to_degree | float64
79 | res_line | loading_percent | float64
80 | res_trafo | p_hv_mw | float64
81 | res_trafo | q_hv_mvar | float64
82 | res_trafo | p_lv_mw | float64
83 | res_trafo | q_lv_mvar | float64
84 | res_trafo | pl_mw | float64
85 | res_trafo | ql_mvar | float64
86 | res_trafo | i_hv_ka | float64
87 | res_trafo | i_lv_ka | float64
88 | res_trafo | vm_hv_pu | float64
89 | res_trafo | va_hv_degree | float64
90 | res_trafo | vm_lv_pu | float64
91 | res_trafo | va_lv_degree | float64
92 | res_trafo | loading_percent | float64
93 | res_ext_grid | p_mw | float64
94 | res_ext_grid | q_mvar | float64
95 | res_load | p_mw | float64
96 | res_load | q_mvar | float64

## parameters
| version | format_version | converged | OPF_converged | name | f_hz | sn_mva
0 | 2.14.6 | 2.14.0 | TRUE | FALSE |  | 50 | 1