## bus
| name | vn_kv | type | zone | in_service
0 | bus_LV_242-2_1_3_node_23 | 0.4 | n |  | TRUE
1 | bus_LV_242-2_1_3_node_112 | 0.4 | n |  | TRUE
2 | bus_LV_242-2_1_3_node_24 | 0.4 | n |  | TRUE
3 | bus_LV_242-2_1_3_node_111 | 0.4 | n |  | TRUE
4 | bus_LV_242-2_1_3_node_25 | 0.4 | n |  | TRUE
5 | bus_LV_242-2_1_3_node_98 | 0.4 | n |  | TRUE
6 | bus_LV_242-2_1_3_node_310 | 0.4 | n |  | TRUE
7 | bus_LV_242-2_1_3_node_26 | 0.4 | n |  | TRUE
8 | bus_LV_242-2_1_3_node_27 | 0.4 | n |  | TRUE
9 | bus_LV_242-2_1_3_node_132 | 0.4 | n |  | TRUE
10 | bus_LV_242-2_1_3_node_28 | 0.4 | n |  | TRUE
11 | bus_LV_242-2_1_3_node_110 | 0.4 | n |  | TRUE
12 | bus_LV_242-2_1_3_node_84 | 0.4 | n |  | TRUE
13 | bus_LV_242-2_1_3_node_40 | 0.4 | n |  | TRUE
14 | bus_LV_242-2_1_3_node_41 | 0.4 | n |  | TRUE
15 | bus_LV_242-2_1_3_node_44 | 0.4 | n |  | TRUE
16 | bus_LV_242-2_1_3_node_43 | 0.4 | n |  | TRUE
17 | bus_LV_242-2_1_3_node_48 | 0.4 | n |  | TRUE
18 | bus_LV_242-2_1_3_node_166 | 0.4 | n |  | TRUE
19 | bus_LV_242-2_1_3_node_280 | 0.4 | n |  | TRUE
20 | bus_LV_242-2_1_3_node_54 | 0.4 | n |  | TRUE
21 | bus_LV_242-2_1_3_node_45 | 0.4 | n |  | TRUE
22 | bus_LV_242-2_1_3_node_46 | 0.4 | n |  | TRUE
23 | bus_LV_242-2_1_3_node_49 | 0.4 | n |  | TRUE
24 | bus_LV_242-2_1_3_node_131 | 0.4 | n |  | TRUE
25 | bus_LV_242-2_1_3_node_127 | 0.4 | n |  | TRUE
26 | bus_LV_242-2_1_3_node_130 | 0.4 | n |  | TRUE
27 | bus_LV_242-2_1_3_node_129 | 0.4 | n |  | TRUE
28 | bus_LV_242-2_1_3_node_50 | 0.4 | n |  | TRUE
29 | bus_LV_242-2_1_3_node_144 | 0.4 | n |  | TRUE
30 | bus_LV_242-2_1_3_node_53 | 0.4 | n |  | TRUE
31 | bus_LV_242-2_1_3_node_141 | 0.4 | n |  | TRUE
32 | bus_LV_242-2_1_3_node_51 | 0.4 | n |  | TRUE
33 | bus_LV_242-2_1_3_node_164 | 0.4 | n |  | TRUE
34 | bus_LV_242-2_1_3_node_157 | 0.4 | n |  | TRUE
35 | bus_LV_242-2_1_3_node_52 | 0.4 | n |  | TRUE
36 | bus_LV_242-2_1_3_node_91 | 0.4 | n |  | TRUE
37 | bus_LV_242-2_1_3_node_279 | 0.4 | n |  | TRUE
38 | bus_LV_242-2_1_3_node_55 | 0.4 | n |  | TRUE
39 | bus_LV_242-2_1_3_node_100 | 0.4 | n |  | TRUE
40 | bus_LV_242-2_1_3_node_99 | 0.4 | n |  | TRUE
41 | bus_LV_242-2_1_3_node_57 | 0.4 | n |  | TRUE
42 | bus_LV_242-2_1_3_node_163 | 0.4 | n |  | TRUE
43 | bus_LV_242-2_1_3_node_165 | 0.4 | n |  | TRUE
44 | bus_LV_242-2_1_3_node_60 | 0.4 | n |  | TRUE
45 | bus_LV_242-2_1_3_node_143 | 0.4 | n |  | TRUE
46 | bus_LV_242-2_1_3_node_62 | 0.4 | n |  | TRUE
47 | bus_LV_242-2_1_3_node_64 | 0.4 | n |  | TRUE
48 | bus_LV_242-2_1_3_node_63 | 0.4 | n |  | TRUE
49 | bus_LV_242-2_1_3_node_65 | 0.4 | n |  | TRUE
50 | bus_LV_242-2_1_3_node_142 | 0.4 | n |  | TRUE
51 | bus_LV_242-2_1_3_node_148 | 0.4 | n |  | TRUE
52 | bus_LV_242-2_1_3_node_66 | 0.4 | n |  | TRUE
53 | bus_LV_242-2_1_3_node_67 | 0.4 | n |  | TRUE
54 | bus_LV_242-2_1_3_node_68 | 0.4 | n |  | TRUE
55 | bus_LV_242-2_1_3_node_69 | 0.4 | n |  | TRUE
56 | bus_LV_242-2_1_3_node_70 | 0.4 | n |  | TRUE
57 | bus_LV_242-2_1_3_node_71 | 0.4 | n |  | TRUE
58 | bus_LV_242-2_1_3_node_72 | 0.4 | n |  | TRUE
59 | bus_LV_242-2_1_3_node_73 | 0.4 | n |  | TRUE
60 | bus_LV_242-2_1_3_node_75 | 0.4 | n |  | TRUE
61 | bus_LV_242-2_1_3_node_74 | 0.4 | n |  | TRUE
62 | bus_LV_242-2_1_3_node_76 | 0.4 | n |  | TRUE
63 | bus_LV_242-2_1_3_node_77 | 0.4 | n |  | TRUE
64 | bus_LV_242-2_1_3_node_78 | 0.4 | n |  | TRUE
65 | bus_LV_242-2_1_3_node_79 | 0.4 | n |  | TRUE
66 | bus_LV_242-2_1_3_node_102 | 0.4 | n |  | TRUE
67 | bus_LV_242-2_1_3_node_86 | 0.4 | n |  | TRUE
68 | bus_LV_242-2_1_3_node_80 | 0.4 | n |  | TRUE
69 | bus_LV_242-2_1_3_node_81 | 0.4 | n |  | TRUE
70 | bus_LV_242-2_1_3_node_82 | 0.4 | n |  | TRUE
71 | bus_LV_242-2_1_3_node_83 | 0.4 | n |  | TRUE
72 | bus_LV_242-2_1_3_node_85 | 0.4 | n |  | TRUE
73 | bus_LV_242-2_1_3_node_96 | 0.4 | n |  | TRUE
74 | bus_LV_242-2_1_3_node_87 | 0.4 | n |  | TRUE
75 | bus_LV_242-2_1_3_node_88 | 0.4 | n |  | TRUE
76 | bus_LV_242-2_1_3_node_89 | 0.4 | n |  | TRUE
77 | bus_LV_242-2_1_3_node_90 | 0.4 | n |  | TRUE
78 | bus_LV_242-2_1_3_node_97 | 0.4 | n |  | TRUE
79 | bus_LV_242-2_1_3_node_116 | 0.4 | n |  | TRUE
80 | bus_LV_242-2_1_3_node_101 | 0.4 | n |  | TRUE
81 | bus_LV_242-2_1_3_node_140 | 0.4 | n |  | TRUE
82 | bus_LV_242-2_1_3_node_136 | 0.4 | n |  | TRUE
83 | bus_LV_242-2_1_3_node_113 | 0.4 | n |  | TRUE
84 | bus_LV_242-2_1_3_node_114 | 0.4 | n |  | TRUE
85 | bus_LV_242-2_1_3_node_115 | 0.4 | n |  | TRUE
86 | bus_LV_242-2_1_3_node_117 | 0.4 | n |  | TRUE
87 | bus_LV_242-2_1_3_node_118 | 0.4 | n |  | TRUE
88 | bus_LV_242-2_1_3_node_119 | 0.4 | n |  | TRUE
89 | bus_LV_242-2_1_3_node_120 | 0.4 | n |  | TRUE
90 | bus_LV_242-2_1_3_node_121 | 0.4 | n |  | TRUE
91 | bus_LV_242-2_1_3_node_122 | 0.4 | n |  | TRUE
92 | bus_LV_242-2_1_3_node_123 | 0.4 | n |  | TRUE
93 | bus_LV_242-2_1_3_node_124 | 0.4 | n |  | TRUE
94 | bus_LV_242-2_1_3_node_125 | 0.4 | n |  | TRUE
95 | bus_LV_242-2_1_3_node_128 | 0.4 | n |  | TRUE
96 | bus_LV_242-2_1_3_node_133 | 0.4 | n |  | TRUE
97 | bus_LV_242-2_1_3_node_134 | 0.4 | n |  | TRUE
98 | bus_LV_242-2_1_3_node_135 | 0.4 | n |  | TRUE
99 | bus_LV_242-2_1_3_node_137 | 0.4 | n |  | TRUE
100 | bus_LV_242-2_1_3_node_138 | 0.4 | n |  | TRUE
101 | bus_LV_242-2_1_3_node_139 | 0.4 | n |  | TRUE
102 | bus_LV_242-2_1_3_node_171 | 0.4 | n |  | TRUE
103 | bus_LV_242-2_1_3_node_155 | 0.4 | n |  | TRUE
104 | bus_LV_242-2_1_3_node_153 | 0.4 | n |  | TRUE
105 | bus_LV_242-2_1_3_node_145 | 0.4 | n |  | TRUE
106 | bus_LV_242-2_1_3_node_146 | 0.4 | n |  | TRUE
107 | bus_LV_242-2_1_3_node_147 | 0.4 | n |  | TRUE
108 | bus_LV_242-2_1_3_node_149 | 0.4 | n |  | TRUE
109 | bus_LV_242-2_1_3_node_150 | 0.4 | n |  | TRUE
110 | bus_LV_242-2_1_3_node_151 | 0.4 | n |  | TRUE
111 | bus_LV_242-2_1_3_node_152 | 0.4 | n |  | TRUE
112 | bus_LV_242-2_1_3_node_158 | 0.4 | n |  | TRUE
113 | bus_LV_242-2_1_3_node_167 | 0.4 | n |  | TRUE
114 | bus_LV_242-2_1_3_node_154 | 0.4 | n |  | TRUE
115 | bus_LV_242-2_1_3_node_161 | 0.4 | n |  | TRUE
116 | bus_LV_242-2_1_3_node_156 | 0.4 | n |  | TRUE
117 | bus_LV_242-2_1_3_node_168 | 0.4 | n |  | TRUE
118 | bus_LV_242-2_1_3_node_159 | 0.4 | n |  | TRUE
119 | bus_LV_242-2_1_3_node_160 | 0.4 | n |  | TRUE
120 | bus_LV_242-2_1_3_node_162 | 0.4 | n |  | TRUE
121 | bus_LV_242-2_1_3_node_169 | 0.4 | n |  | TRUE
122 | bus_LV_242-2_1_3_node_170 | 0.4 | n |  | TRUE
123 | bus_MV_0_node_60 | 20 | n |  | TRUE

## load
| name | bus | p_mw | q_mvar | const_z_percent | const_i_percent | sn_mva | scaling | in_service | type
0 | LV_242-2_1_3_load_111 | 3 | 0.00021298 | 5.3379e-05 | 0 | 0 |  | 1 | TRUE | wye
1 | LV_242-2_1_3_load_98 | 5 | 0.00020183 | 5.0584e-05 | 0 | 0 |  | 1 | TRUE | wye
2 | LV_242-2_1_3_load_310 | 6 | 0.0018972 | 0.00047547 | 0 | 0 |  | 1 | TRUE | wye
3 | LV_242-2_1_3_load_132 | 9 | 0.00094528 | 0.00023691 | 0 | 0 |  | 1 | TRUE | wye
4 | LV_242-2_1_3_load_110 | 11 | 0.00025513 | 6.394e-05 | 0 | 0 |  | 1 | TRUE | wye
5 | LV_242-2_1_3_load_84 | 12 | 0.00021729 | 5.4457e-05 | 0 | 0 |  | 1 | TRUE | wye
6 | LV_242-2_1_3_load_40 | 13 | 0.00037249 | 9.3354e-05 | 0 | 0 |  | 1 | TRUE | wye
7 | LV_242-2_1_3_load_166 | 18 | 0.0004502 | 0.00011283 | 0 | 0 |  | 1 | TRUE | wye
8 | LV_242-2_1_3_load_280 | 19 | 0.0079044 | 0.001981 | 0 | 0 |  | 1 | TRUE | wye
9 | LV_242-2_1_3_load_131 | 24 | 0.00090862 | 0.00022772 | 0 | 0 |  | 1 | TRUE | wye
10 | LV_242-2_1_3_load_127 | 25 | 0.0023205 | 0.00058157 | 0 | 0 |  | 1 | TRUE | wye
11 | LV_242-2_1_3_load_130 | 26 | 0.00079197 | 0.00019849 | 0 | 0 |  | 1 | TRUE | wye
12 | LV_242-2_1_3_load_129 | 27 | 0.0022615 | 0.00056678 | 0 | 0 |  | 1 | TRUE | wye
13 | LV_242-2_1_3_load_144 | 29 | 0.00070423 | 0.0001765 | 0 | 0 |  | 1 | TRUE | wye
14 | LV_242-2_1_3_load_157 | 34 | 0.00071253 | 0.00017858 | 0 | 0 |  | 1 | TRUE | wye
15 | LV_242-2_1_3_load_91 | 36 | 0.00021793 | 5.4617e-05 | 0 | 0 |  | 1 | TRUE | wye
16 | LV_242-2_1_3_load_279 | 37 | 0.00041976 | 0.0001052 | 0 | 0 |  | 1 | TRUE | wye
17 | LV_242-2_1_3_load_100 | 39 | 0.0015241 | 0.00038198 | 0 | 0 |  | 1 | TRUE | wye
18 | LV_242-2_1_3_load_99 | 40 | 0.0002483 | 6.2229e-05 | 0 | 0 |  | 1 | TRUE | wye
19 | LV_242-2_1_3_load_163 | 42 | 0.00015502 | 3.8851e-05 | 0 | 0 |  | 1 | TRUE | wye
20 | LV_242-2_1_3_load_165 | 43 | 0.00015178 | 3.8041e-05 | 0 | 0 |  | 1 | TRUE | wye
21 | LV_242-2_1_3_load_143 | 45 | 0.00022912 | 5.7423e-05 | 0 | 0 |  | 1 | TRUE | wye
22 | LV_242-2_1_3_load_62 | 46 | 0.00018462 | 4.6269e-05 | 0 | 0 |  | 1 | TRUE | wye
23 | LV_242-2_1_3_load_64 | 47 | 0.00012426 | 3.1143e-05 | 0 | 0 |  | 1 | TRUE | wye
24 | LV_242-2_1_3_load_63 | 48 | 0.00019439 | 4.8719e-05 | 0 | 0 |  | 1 | TRUE | wye
25 | LV_242-2_1_3_load_148 | 51 | 8.1794e-05 | 2.05e-05 | 0 | 0 |  | 1 | TRUE | wye
26 | LV_242-2_1_3_load_66 | 52 | 0.00022663 | 5.6799e-05 | 0 | 0 |  | 1 | TRUE | wye
27 | LV_242-2_1_3_load_67 | 53 | 0.00010562 | 2.6471e-05 | 0 | 0 |  | 1 | TRUE | wye
28 | LV_242-2_1_3_load_69 | 55 | 0.00090774 | 0.0002275 | 0 | 0 |  | 1 | TRUE | wye
29 | LV_242-2_1_3_load_70 | 56 | 0.00054891 | 0.00013757 | 0 | 0 |  | 1 | TRUE | wye
30 | LV_242-2_1_3_load_71 | 57 | 0.00034209 | 8.5735e-05 | 0 | 0 |  | 1 | TRUE | wye
31 | LV_242-2_1_3_load_72 | 58 | 0.00011794 | 2.9557e-05 | 0 | 0 |  | 1 | TRUE | wye
32 | LV_242-2_1_3_load_73 | 59 | 0.00015104 | 3.7853e-05 | 0 | 0 |  | 1 | TRUE | wye
33 | LV_242-2_1_3_load_74 | 61 | 0.00033636 | 8.4301e-05 | 0 | 0 |  | 1 | TRUE | wye
34 | LV_242-2_1_3_load_76 | 62 | 0.00010249 | 2.5687e-05 | 0 | 0 |  | 1 | TRUE | wye
35 | LV_242-2_1_3_load_77 | 63 | 0.0004001 | 0.00010027 | 0 | 0 |  | 1 | TRUE | wye
36 | LV_242-2_1_3_load_78 | 64 | 0.000408 | 0.00010226 | 0 | 0 |  | 1 | TRUE | wye
37 | LV_242-2_1_3_load_79 | 65 | 0.00017055 | 4.2743e-05 | 0 | 0 |  | 1 | TRUE | wye
38 | LV_242-2_1_3_load_86 | 67 | 0.00017052 | 4.2737e-05 | 0 | 0 |  | 1 | TRUE | wye
39 | LV_242-2_1_3_load_80 | 68 | 0.00016873 | 4.2287e-05 | 0 | 0 |  | 1 | TRUE | wye
40 | LV_242-2_1_3_load_81 | 69 | 0.0029233 | 0.00073266 | 0 | 0 |  | 1 | TRUE | wye
41 | LV_242-2_1_3_load_82 | 70 | 0.00053263 | 0.00013349 | 0 | 0 |  | 1 | TRUE | wye
42 | LV_242-2_1_3_load_83 | 71 | 0.00018434 | 4.6201e-05 | 0 | 0 |  | 1 | TRUE | wye
43 | LV_242-2_1_3_load_85 | 72 | 0.00027836 | 6.9764e-05 | 0 | 0 |  | 1 | TRUE | wye
44 | LV_242-2_1_3_load_96 | 73 | 0.00083356 | 0.00020891 | 0 | 0 |  | 1 | TRUE | wye
45 | LV_242-2_1_3_load_87 | 74 | 0.00024074 | 6.0335e-05 | 0 | 0 |  | 1 | TRUE | wye
46 | LV_242-2_1_3_load_89 | 76 | 0.0019663 | 0.00049279 | 0 | 0 |  | 1 | TRUE | wye
47 | LV_242-2_1_3_load_90 | 77 | 0.00034902 | 8.7473e-05 | 0 | 0 |  | 1 | TRUE | wye
48 | LV_242-2_1_3_load_97 | 78 | 0.0021023 | 0.00052688 | 0 | 0 |  | 1 | TRUE | wye
49 | LV_242-2_1_3_load_101 | 80 | 0.00093358 | 0.00023398 | 0 | 0 |  | 1 | TRUE | wye
50 | LV_242-2_1_3_load_140 | 81 | 0.00028895 | 7.2417e-05 | 0 | 0 |  | 1 | TRUE | wye
51 | LV_242-2_1_3_load_113 | 83 | 0.0023967 | 0.00060067 | 0 | 0 |  | 1 | TRUE | wye
52 | LV_242-2_1_3_load_114 | 84 | 0.0022986 | 0.00057608 | 0 | 0 |  | 1 | TRUE | wye
53 | LV_242-2_1_3_load_115 | 85 | 0.001001 | 0.00025088 | 0 | 0 |  | 1 | TRUE | wye
54 | LV_242-2_1_3_load_117 | 86 | 0.0010413 | 0.00026098 | 0 | 0 |  | 1 | TRUE | wye
55 | LV_242-2_1_3_load_118 | 87 | 0.0012085 | 0.00030287 | 0 | 0 |  | 1 | TRUE | wye
56 | LV_242-2_1_3_load_119 | 88 | 0.00066849 | 0.00016754 | 0 | 0 |  | 1 | TRUE | wye
57 | LV_242-2_1_3_load_120 | 89 | 0.0016869 | 0.00042277 | 0 | 0 |  | 1 | TRUE | wye
58 | LV_242-2_1_3_load_121 | 90 | 0.0015495 | 0.00038835 | 0 | 0 |  | 1 | TRUE | wye
59 | LV_242-2_1_3_load_122 | 91 | 0.00031997 | 8.0193e-05 | 0 | 0 |  | 1 | TRUE | wye
60 | LV_242-2_1_3_load_125 | 94 | 0.0010856 | 0.00027208 | 0 | 0 |  | 1 | TRUE | wye
61 | LV_242-2_1_3_load_128 | 95 | 0.00047 | 0.00011779 | 0 | 0 |  | 1 | TRUE | wye
62 | LV_242-2_1_3_load_133 | 96 | 0.00025181 | 6.3109e-05 | 0 | 0 |  | 1 | TRUE | wye
63 | LV_242-2_1_3_load_134 | 97 | 0.00018397 | 4.6107e-05 | 0 | 0 |  | 1 | TRUE | wye
64 | LV_242-2_1_3_load_135 | 98 | 0.00027867 | 6.9843e-05 | 0 | 0 |  | 1 | TRUE | wye
65 | LV_242-2_1_3_load_137 | 99 | 9.0539e-05 | 2.2691e-05 | 0 | 0 |  | 1 | TRUE | wye
66 | LV_242-2_1_3_load_138 | 100 | 0.00031464 | 7.8855e-05 | 0 | 0 |  | 1 | TRUE | wye
67 | LV_242-2_1_3_load_139 | 101 | 0.00011647 | 2.919e-05 | 0 | 0 |  | 1 | TRUE | wye
68 | LV_242-2_1_3_load_171 | 102 | 0.0001732 | 4.3408e-05 | 0 | 0 |  | 1 | TRUE | wye
69 | LV_242-2_1_3_load_153 | 104 | 0.00024086 | 6.0366e-05 | 0 | 0 |  | 1 | TRUE | wye
70 | LV_242-2_1_3_load_145 | 105 | 0.00026658 | 6.6811e-05 | 0 | 0 |  | 1 | TRUE | wye
71 | LV_242-2_1_3_load_146 | 106 | 0.00062569 | 0.00015681 | 0 | 0 |  | 1 | TRUE | wye
72 | LV_242-2_1_3_load_149 | 108 | 0.00012746 | 3.1946e-05 | 0 | 0 |  | 1 | TRUE | wye
73 | LV_242-2_1_3_load_151 | 110 | 0.0005204 | 0.00013042 | 0 | 0 |  | 1 | TRUE | wye
74 | LV_242-2_1_3_load_152 | 111 | 0.00015307 | 3.8363e-05 | 0 | 0 |  | 1 | TRUE | wye
75 | LV_242-2_1_3_load_158 | 112 | 0.0002894 | 7.2531e-05 | 0 | 0 |  | 1 | TRUE | wye
76 | LV_242-2_1_3_load_167 | 113 | 0.00029711 | 7.4462e-05 | 0 | 0 |  | 1 | TRUE | wye
77 | LV_242-2_1_3_load_154 | 114 | 0.0010526 | 0.00026381 | 0 | 0 |  | 1 | TRUE | wye
78 | LV_242-2_1_3_load_161 | 115 | 7.9815e-05 | 2.0004e-05 | 0 | 0 |  | 1 | TRUE | wye
79 | LV_242-2_1_3_load_156 | 116 | 0.00025681 | 6.4362e-05 | 0 | 0 |  | 1 | TRUE | wye
80 | LV_242-2_1_3_load_168 | 117 | 0.00011799 | 2.9571e-05 | 0 | 0 |  | 1 | TRUE | wye
81 | LV_242-2_1_3_load_159 | 118 | 0.00030614 | 7.6726e-05 | 0 | 0 |  | 1 | TRUE | wye
82 | LV_242-2_1_3_load_160 | 119 | 0.00012171 | 3.0504e-05 | 0 | 0 |  | 1 | TRUE | wye
83 | LV_242-2_1_3_load_162 | 120 | 0.00016989 | 4.2578e-05 | 0 | 0 |  | 1 | TRUE | wye
84 | LV_242-2_1_3_load_169 | 121 | 0.0012967 | 0.00032498 | 0 | 0 |  | 1 | TRUE | wye
85 | LV_242-2_1_3_load_170 | 122 | 0.00025917 | 6.4953e-05 | 0 | 0 |  | 1 | TRUE | wye

## ext_grid
| name | bus | vm_pu | va_degree | slack_weight | in_service
0 |  | 44 | 1 | 0 | 1 | TRUE

## line
| name | std_type | from_bus | to_bus | length_km | r_ohm_per_km | x_ohm_per_km | c_nf_per_km | g_us_per_km | max_i_ka | df | parallel | type | in_service
0 | LV_242-2_1_3_line_0 |  | 0 | 1 | 0.2741 | 0.125 | 0.08 | 261 | 0 | 0.364 | 1 | 3 | cs | TRUE
1 | LV_242-2_1_3_line_1 |  | 0 | 2 | 0.14647 | 0.125 | 0.08 | 261 | 0 | 0.364 | 1 | 3 | cs | TRUE
2 | LV_242-2_1_3_line_2 |  | 0 | 3 | 0.033466 | 0.125 | 0.08 | 261 | 0 | 0.364 | 1 | 1 | cs | TRUE
3 | LV_242-2_1_3_line_3 |  | 1 | 81 | 0.0066836 | 0.125 | 0.08 | 261 | 0 | 0.364 | 1 | 1 | cs | TRUE
4 | LV_242-2_1_3_line_4 |  | 1 | 82 | 0.00882 | 0.125 | 0.08 | 261 | 0 | 0.364 | 1 | 3 | cs | TRUE
5 | LV_242-2_1_3_line_5 |  | 2 | 4 | 0.73139 | 0.125 | 0.08 | 261 | 0 | 0.364 | 1 | 1 | cs | TRUE
6 | LV_242-2_1_3_line_6 |  | 2 | 5 | 0.061328 | 0.125 | 0.08 | 261 | 0 | 0.364 | 1 | 3 | cs | TRUE
7 | LV_242-2_1_3_line_7 |  | 4 | 6 | 0.17685 | 0.125 | 0.08 | 261 | 0 | 0.364 | 1 | 1 | cs | TRUE
8 | LV_242-2_1_3_line_8 |  | 5 | 78 | 0.024423 | 0.125 | 0.08 | 261 | 0 | 0.364 | 1 | 3 | cs | TRUE
9 | LV_242-2_1_3_line_9 |  | 7 | 8 | 0.27809 | 0.125 | 0.08 | 261 | 0 | 0.364 | 1 | 3 | cs | TRUE
10 | LV_242-2_1_3_line_10 |  | 7 | 9 | 0.16878 | 0.125 | 0.08 | 261 | 0 | 0.364 | 1 | 3 | cs | TRUE
11 | LV_242-2_1_3_line_11 |  | 8 | 10 | 0.37961 | 0.125 | 0.08 | 261 | 0 | 0.364 | 1 | 3 | cs | TRUE
12 | LV_242-2_1_3_line_12 |  | 8 | 11 | 0.79505 | 0.125 | 0.08 | 261 | 0 | 0.364 | 1 | 1 | cs | TRUE
13 | LV_242-2_1_3_line_13 |  | 9 | 24 | 0.030806 | 0.125 | 0.08 | 261 | 0 | 0.364 | 1 | 3 | cs | TRUE
14 | LV_242-2_1_3_line_14 |  | 10 | 12 | 1.0045 | 0.125 | 0.08 | 261 | 0 | 0.364 | 1 | 2 | cs | TRUE
15 | LV_242-2_1_3_line_15 |  | 12 | 70 | 0.016053 | 0.125 | 0.08 | 261 | 0 | 0.364 | 1 | 1 | cs | TRUE
16 | LV_242-2_1_3_line_16 |  | 13 | 14 | 0.027832 | 0.125 | 0.08 | 261 | 0 | 0.364 | 1 | 1 | cs | TRUE
17 | LV_242-2_1_3_line_17 |  | 14 | 15 | 0.19981 | 0.125 | 0.08 | 261 | 0 | 0.364 | 1 | 1 | cs | TRUE
18 | LV_242-2_1_3_line_18 |  | 15 | 19 | 0.057567 | 0.125 | 0.08 | 261 | 0 | 0.364 | 1 | 1 | cs | TRUE
19 | LV_242-2_1_3_line_19 |  | 15 | 17 | 0.1865 | 0.125 | 0.08 | 261 | 0 | 0.364 | 1 | 1 | cs | TRUE
20 | LV_242-2_1_3_line_20 |  | 15 | 20 | 0.37509 | 0.125 | 0.08 | 261 | 0 | 0.364 | 1 | 1 | cs | TRUE
21 | LV_242-2_1_3_line_21 |  | 16 | 17 | 0.22724 | 0.125 | 0.08 | 261 | 0 | 0.364 | 1 | 1 | cs | TRUE
22 | LV_242-2_1_3_line_22 |  | 16 | 18 | 0.25717 | 0.125 | 0.08 | 261 | 0 | 0.364 | 1 | 1 | cs | TRUE
23 | LV_242-2_1_3_line_23 |  | 18 | 43 | 0.08566 | 0.125 | 0.08 | 261 | 0 | 0.364 | 1 | 1 | cs | TRUE
24 | LV_242-2_1_3_line_24 |  | 20 | 37 | 0.085121 | 0.125 | 0.08 | 261 | 0 | 0.364 | 1 | 1 | cs | TRUE
25 | LV_242-2_1_3_line_25 |  | 21 | 22 | 0.067139 | 0.125 | 0.08 | 261 | 0 | 0.364 | 1 | 1 | cs | TRUE
26 | LV_242-2_1_3_line_26 |  | 21 | 23 | 0.1178 | 0.125 | 0.08 | 261 | 0 | 0.364 | 1 | 3 | cs | TRUE
27 | LV_242-2_1_3_line_27 |  | 21 | 24 | 0.1241 | 0.125 | 0.08 | 261 | 0 | 0.364 | 1 | 3 | cs | TRUE
28 | LV_242-2_1_3_line_28 |  | 22 | 25 | 0.053832 | 0.125 | 0.08 | 261 | 0 | 0.364 | 1 | 1 | cs | TRUE
29 | LV_242-2_1_3_line_29 |  | 23 | 26 | 0.030842 | 0.125 | 0.08 | 261 | 0 | 0.364 | 1 | 3 | cs | TRUE
30 | LV_242-2_1_3_line_30 |  | 23 | 27 | 0.045763 | 0.125 | 0.08 | 261 | 0 | 0.364 | 1 | 1 | cs | TRUE
31 | LV_242-2_1_3_line_31 |  | 25 | 94 | 0.014476 | 0.125 | 0.08 | 261 | 0 | 0.364 | 1 | 1 | cs | TRUE
32 | LV_242-2_1_3_line_32 |  | 26 | 88 | 0.0062073 | 0.125 | 0.08 | 261 | 0 | 0.364 | 1 | 3 | cs | TRUE
33 | LV_242-2_1_3_line_33 |  | 28 | 29 | 0.28677 | 0.125 | 0.08 | 261 | 0 | 0.364 | 1 | 3 | cs | TRUE
34 | LV_242-2_1_3_line_34 |  | 28 | 30 | 0.24241 | 0.125 | 0.08 | 261 | 0 | 0.364 | 1 | 1 | cs | TRUE
35 | LV_242-2_1_3_line_35 |  | 28 | 31 | 0.04023 | 0.125 | 0.08 | 261 | 0 | 0.364 | 1 | 3 | cs | TRUE
36 | LV_242-2_1_3_line_36 |  | 29 | 33 | 0.027002 | 0.125 | 0.08 | 261 | 0 | 0.364 | 1 | 3 | cs | TRUE
37 | LV_242-2_1_3_line_37 |  | 30 | 35 | 0.15639 | 0.125 | 0.08 | 261 | 0 | 0.364 | 1 | 1 | cs | TRUE
38 | LV_242-2_1_3_line_38 |  | 31 | 101 | 0.096361 | 0.125 | 0.08 | 261 | 0 | 0.364 | 1 | 3 | cs | TRUE
39 | LV_242-2_1_3_line_39 |  | 32 | 33 | 0.006103 | 0.125 | 0.08 | 261 | 0 | 0.364 | 1 | 1 | cs | TRUE
40 | LV_242-2_1_3_line_40 |  | 32 | 34 | 0.019253 | 0.125 | 0.08 | 261 | 0 | 0.364 | 1 | 1 | cs | TRUE
41 | LV_242-2_1_3_line_41 |  | 33 | 119 | 0.027447 | 0.125 | 0.08 | 261 | 0 | 0.364 | 1 | 3 | cs | TRUE
42 | LV_242-2_1_3_line_42 |  | 34 | 47 | 8.1711e-05 | 0.125 | 0.08 | 261 | 0 | 0.364 | 1 | 1 | cs | TRUE
43 | LV_242-2_1_3_line_43 |  | 35 | 36 | 0.19878 | 0.125 | 0.08 | 261 | 0 | 0.364 | 1 | 1 | cs | TRUE
44 | LV_242-2_1_3_line_44 |  | 36 | 77 | 0.022453 | 0.125 | 0.08 | 261 | 0 | 0.364 | 1 | 1 | cs | TRUE
45 | LV_242-2_1_3_line_45 |  | 38 | 39 | 0.10142 | 0.125 | 0.08 | 261 | 0 | 0.364 | 1 | 3 | cs | TRUE
46 | LV_242-2_1_3_line_46 |  | 38 | 40 | 0.088904 | 0.125 | 0.08 | 261 | 0 | 0.364 | 1 | 3 | cs | TRUE
47 | LV_242-2_1_3_line_47 |  | 39 | 79 | 0.23229 | 0.125 | 0.08 | 261 | 0 | 0.364 | 1 | 3 | cs | TRUE
48 | LV_242-2_1_3_line_48 |  | 40 | 78 | 0.032838 | 0.125 | 0.08 | 261 | 0 | 0.364 | 1 | 3 | cs | TRUE
49 | LV_242-2_1_3_line_49 |  | 41 | 42 | 0.063844 | 0.125 | 0.08 | 261 | 0 | 0.364 | 1 | 1 | cs | TRUE
50 | LV_242-2_1_3_line_50 |  | 41 | 43 | 0.020483 | 0.125 | 0.08 | 261 | 0 | 0.364 | 1 | 1 | cs | TRUE
51 | LV_242-2_1_3_line_51 |  | 42 | 103 | 0.041271 | 0.125 | 0.08 | 261 | 0 | 0.364 | 1 | 1 | cs | TRUE
52 | LV_242-2_1_3_line_52 |  | 44 | 45 | 0.095016 | 0.125 | 0.08 | 261 | 0 | 0.364 | 1 | 3 | cs | TRUE
53 | LV_242-2_1_3_line_53 |  | 45 | 104 | 0.026675 | 0.125 | 0.08 | 261 | 0 | 0.364 | 1 | 3 | cs | TRUE
54 | LV_242-2_1_3_line_54 |  | 46 | 47 | 0.036473 | 0.125 | 0.08 | 261 | 0 | 0.364 | 1 | 1 | cs | TRUE
55 | LV_242-2_1_3_line_55 |  | 48 | 49 | 0.052347 | 0.125 | 0.08 | 261 | 0 | 0.364 | 1 | 1 | cs | TRUE
56 | LV_242-2_1_3_line_56 |  | 49 | 50 | 0.036503 | 0.125 | 0.08 | 261 | 0 | 0.364 | 1 | 3 | cs | TRUE
57 | LV_242-2_1_3_line_57 |  | 49 | 51 | 0.016822 | 0.125 | 0.08 | 261 | 0 | 0.364 | 1 | 3 | cs | TRUE
58 | LV_242-2_1_3_line_58 |  | 50 | 103 | 0.07357 | 0.125 | 0.08 | 261 | 0 | 0.364 | 1 | 3 | cs | TRUE
59 | LV_242-2_1_3_line_59 |  | 51 | 106 | 0.013225 | 0.125 | 0.08 | 261 | 0 | 0.364 | 1 | 3 | cs | TRUE
60 | LV_242-2_1_3_line_60 |  | 52 | 53 | 0.0058082 | 0.125 | 0.08 | 261 | 0 | 0.364 | 1 | 1 | cs | TRUE
61 | LV_242-2_1_3_line_61 |  | 52 | 54 | 0.010846 | 0.125 | 0.08 | 261 | 0 | 0.364 | 1 | 1 | cs | TRUE
62 | LV_242-2_1_3_line_62 |  | 53 | 55 | 0.009244 | 0.125 | 0.08 | 261 | 0 | 0.364 | 1 | 1 | cs | TRUE
63 | LV_242-2_1_3_line_63 |  | 54 | 56 | 0.014027 | 0.125 | 0.08 | 261 | 0 | 0.364 | 1 | 1 | cs | TRUE
64 | LV_242-2_1_3_line_64 |  | 54 | 57 | 0.010078 | 0.125 | 0.08 | 261 | 0 | 0.364 | 1 | 1 | cs | TRUE
65 | LV_242-2_1_3_line_65 |  | 55 | 58 | 0.01534 | 0.125 | 0.08 | 261 | 0 | 0.364 | 1 | 1 | cs | TRUE
66 | LV_242-2_1_3_line_66 |  | 56 | 59 | 0.0076354 | 0.125 | 0.08 | 261 | 0 | 0.364 | 1 | 1 | cs | TRUE
67 | LV_242-2_1_3_line_67 |  | 58 | 60 | 0.0021255 | 0.125 | 0.08 | 261 | 0 | 0.364 | 1 | 1 | cs | TRUE
68 | LV_242-2_1_3_line_68 |  | 60 | 63 | 0.013495 | 0.125 | 0.08 | 261 | 0 | 0.364 | 1 | 1 | cs | TRUE
69 | LV_242-2_1_3_line_69 |  | 60 | 61 | 0.019115 | 0.125 | 0.08 | 261 | 0 | 0.364 | 1 | 1 | cs | TRUE
70 | LV_242-2_1_3_line_70 |  | 61 | 62 | 0.014702 | 0.125 | 0.08 | 261 | 0 | 0.364 | 1 | 1 | cs | TRUE
71 | LV_242-2_1_3_line_71 |  | 62 | 64 | 0.00077508 | 0.125 | 0.08 | 261 | 0 | 0.364 | 1 | 1 | cs | TRUE
72 | LV_242-2_1_3_line_72 |  | 63 | 65 | 0.00748 | 0.125 | 0.08 | 261 | 0 | 0.364 | 1 | 1 | cs | TRUE
73 | LV_242-2_1_3_line_73 |  | 64 | 66 | 0.11942 | 0.125 | 0.08 | 261 | 0 | 0.364 | 1 | 1 | cs | TRUE
74 | LV_242-2_1_3_line_74 |  | 65 | 67 | 0.0050286 | 0.125 | 0.08 | 261 | 0 | 0.364 | 1 | 1 | cs | TRUE
75 | LV_242-2_1_3_line_75 |  | 66 | 80 | 0.053782 | 0.125 | 0.08 | 261 | 0 | 0.364 | 1 | 1 | cs | TRUE
76 | LV_242-2_1_3_line_76 |  | 67 | 74 | 0.0064127 | 0.125 | 0.08 | 261 | 0 | 0.364 | 1 | 1 | cs | TRUE
77 | LV_242-2_1_3_line_77 |  | 68 | 69 | 0.005893 | 0.125 | 0.08 | 261 | 0 | 0.364 | 1 | 1 | cs | TRUE
78 | LV_242-2_1_3_line_78 |  | 68 | 70 | 0.0087549 | 0.125 | 0.08 | 261 | 0 | 0.364 | 1 | 1 | cs | TRUE
79 | LV_242-2_1_3_line_79 |  | 69 | 71 | 0.010298 | 0.125 | 0.08 | 261 | 0 | 0.364 | 1 | 1 | cs | TRUE
80 | LV_242-2_1_3_line_80 |  | 71 | 72 | 0.0018733 | 0.125 | 0.08 | 261 | 0 | 0.364 | 1 | 1 | cs | TRUE
81 | LV_242-2_1_3_line_81 |  | 72 | 73 | 0.0048142 | 0.125 | 0.08 | 261 | 0 | 0.364 | 1 | 1 | cs | TRUE
82 | LV_242-2_1_3_line_82 |  | 74 | 75 | 0.031371 | 0.125 | 0.08 | 261 | 0 | 0.364 | 1 | 1 | cs | TRUE
83 | LV_242-2_1_3_line_83 |  | 75 | 76 | 0.011793 | 0.125 | 0.08 | 261 | 0 | 0.364 | 1 | 1 | cs | TRUE
84 | LV_242-2_1_3_line_84 |  | 76 | 77 | 0.0029188 | 0.125 | 0.08 | 261 | 0 | 0.364 | 1 | 1 | cs | TRUE
85 | LV_242-2_1_3_line_85 |  | 79 | 87 | 0.0082889 | 0.125 | 0.08 | 261 | 0 | 0.364 | 1 | 1 | cs | TRUE
86 | LV_242-2_1_3_line_86 |  | 79 | 84 | 0.018816 | 0.125 | 0.08 | 261 | 0 | 0.364 | 1 | 3 | cs | TRUE
87 | LV_242-2_1_3_line_87 |  | 81 | 102 | 0.0202 | 0.125 | 0.08 | 261 | 0 | 0.364 | 1 | 1 | cs | TRUE
88 | LV_242-2_1_3_line_88 |  | 82 | 100 | 0.0091637 | 0.125 | 0.08 | 261 | 0 | 0.364 | 1 | 1 | cs | TRUE
89 | LV_242-2_1_3_line_89 |  | 82 | 97 | 0.03973 | 0.125 | 0.08 | 261 | 0 | 0.364 | 1 | 3 | cs | TRUE
90 | LV_242-2_1_3_line_90 |  | 83 | 84 | 0.022418 | 0.125 | 0.08 | 261 | 0 | 0.364 | 1 | 3 | cs | TRUE
91 | LV_242-2_1_3_line_91 |  | 83 | 85 | 0.023975 | 0.125 | 0.08 | 261 | 0 | 0.364 | 1 | 3 | cs | TRUE
92 | LV_242-2_1_3_line_92 |  | 85 | 86 | 0.0069328 | 0.125 | 0.08 | 261 | 0 | 0.364 | 1 | 3 | cs | TRUE
93 | LV_242-2_1_3_line_93 |  | 86 | 88 | 0.0017199 | 0.125 | 0.08 | 261 | 0 | 0.364 | 1 | 3 | cs | TRUE
94 | LV_242-2_1_3_line_94 |  | 89 | 90 | 0.052038 | 0.125 | 0.08 | 261 | 0 | 0.364 | 1 | 1 | cs | TRUE
95 | LV_242-2_1_3_line_95 |  | 89 | 91 | 0.0031367 | 0.125 | 0.08 | 261 | 0 | 0.364 | 1 | 1 | cs | TRUE
96 | LV_242-2_1_3_line_96 |  | 90 | 92 | 0.015615 | 0.125 | 0.08 | 261 | 0 | 0.364 | 1 | 1 | cs | TRUE
97 | LV_242-2_1_3_line_97 |  | 92 | 93 | 0.03609 | 0.125 | 0.08 | 261 | 0 | 0.364 | 1 | 1 | cs | TRUE
98 | LV_242-2_1_3_line_98 |  | 92 | 94 | 0.0067341 | 0.125 | 0.08 | 261 | 0 | 0.364 | 1 | 1 | cs | TRUE
99 | LV_242-2_1_3_line_99 |  | 93 | 95 | 0.025275 | 0.125 | 0.08 | 261 | 0 | 0.364 | 1 | 1 | cs | TRUE
100 | LV_242-2_1_3_line_100 |  | 96 | 97 | 0.083187 | 0.125 | 0.08 | 261 | 0 | 0.364 | 1 | 3 | cs | TRUE
101 | LV_242-2_1_3_line_101 |  | 96 | 98 | 0.0016711 | 0.125 | 0.08 | 261 | 0 | 0.364 | 1 | 3 | cs | TRUE
102 | LV_242-2_1_3_line_102 |  | 98 | 99 | 0.027585 | 0.125 | 0.08 | 261 | 0 | 0.364 | 1 | 3 | cs | TRUE
103 | LV_242-2_1_3_line_103 |  | 99 | 101 | 0.0083044 | 0.125 | 0.08 | 261 | 0 | 0.364 | 1 | 3 | cs | TRUE
104 | LV_242-2_1_3_line_104 |  | 102 | 122 | 0.0015883 | 0.125 | 0.08 | 261 | 0 | 0.364 | 1 | 1 | cs | TRUE
105 | LV_242-2_1_3_line_105 |  | 103 | 115 | 0.015838 | 0.125 | 0.08 | 261 | 0 | 0.364 | 1 | 1 | cs | TRUE
106 | LV_242-2_1_3_line_106 |  | 103 | 114 | 0.023484 | 0.125 | 0.08 | 261 | 0 | 0.364 | 1 | 3 | cs | TRUE
107 | LV_242-2_1_3_line_107 |  | 104 | 114 | 0.0041858 | 0.125 | 0.08 | 261 | 0 | 0.364 | 1 | 3 | cs | TRUE
108 | LV_242-2_1_3_line_108 |  | 105 | 106 | 0.010504 | 0.125 | 0.08 | 261 | 0 | 0.364 | 1 | 3 | cs | TRUE
109 | LV_242-2_1_3_line_109 |  | 105 | 107 | 0.02586 | 0.125 | 0.08 | 261 | 0 | 0.364 | 1 | 3 | cs | TRUE
110 | LV_242-2_1_3_line_110 |  | 107 | 108 | 0.00049753 | 0.125 | 0.08 | 261 | 0 | 0.364 | 1 | 3 | cs | TRUE
111 | LV_242-2_1_3_line_111 |  | 107 | 109 | 0.040861 | 0.125 | 0.08 | 261 | 0 | 0.364 | 1 | 1 | cs | TRUE
112 | LV_242-2_1_3_line_112 |  | 108 | 110 | 0.010591 | 0.125 | 0.08 | 261 | 0 | 0.364 | 1 | 3 | cs | TRUE
113 | LV_242-2_1_3_line_113 |  | 109 | 111 | 0.012468 | 0.125 | 0.08 | 261 | 0 | 0.364 | 1 | 1 | cs | TRUE
114 | LV_242-2_1_3_line_114 |  | 110 | 112 | 0.010257 | 0.125 | 0.08 | 261 | 0 | 0.364 | 1 | 3 | cs | TRUE
115 | LV_242-2_1_3_line_115 |  | 111 | 113 | 0.010633 | 0.125 | 0.08 | 261 | 0 | 0.364 | 1 | 1 | cs | TRUE
116 | LV_242-2_1_3_line_116 |  | 112 | 118 | 0.0099861 | 0.125 | 0.08 | 261 | 0 | 0.364 | 1 | 3 | cs | TRUE
117 | LV_242-2_1_3_line_117 |  | 113 | 116 | 0.013713 | 0.125 | 0.08 | 261 | 0 | 0.364 | 1 | 1 | cs | TRUE
118 | LV_242-2_1_3_line_118 |  | 115 | 120 | 0.010692 | 0.125 | 0.08 | 261 | 0 | 0.364 | 1 | 1 | cs | TRUE
119 | LV_242-2_1_3_line_119 |  | 116 | 117 | 0.021598 | 0.125 | 0.08 | 261 | 0 | 0.364 | 1 | 1 | cs | TRUE
120 | LV_242-2_1_3_line_120 |  | 118 | 119 | 0.021236 | 0.125 | 0.08 | 261 | 0 | 0.364 | 1 | 3 | cs | TRUE
121 | LV_242-2_1_3_line_121 |  | 121 | 122 | 0.0047185 | 0.125 | 0.08 | 261 | 0 | 0.364 | 1 | 1 | cs | TRUE

## trafo
| name | std_type | hv_bus | lv_bus | sn_mva | vn_hv_kv | vn_lv_kv | vk_percent | vkr_percent | pfe_kw | i0_percent | shift_degree | tap_side | tap_neutral | tap_min | tap_max | tap_step_percent | tap_step_degree | tap_pos | tap_phase_shifter | parallel | df | in_service
0 | LV_242-2_1_3_trafo_60 | 0.63 MVA 20/0.4 kV | 123 | 44 | 0.63 | 20 | 0.4 | 6 | 1.206 | 1.65 | 0.2619 | 150 | hv | 0 | -2 | 2 | 2.5 | 0 | 0 | FALSE | 1 | 1 | TRUE

## line_geodata
| x0 | y0 | x1 | y1 | x2 | y2 | x3 | y3 | x4 | y4 | x5 | y5 | x6 | y6 | x7 | y7 | x8 | y8 | x9 | y9 | x10 | y10 | x11 | y11 | x12 | y12 | x13 | y13 | x14 | y14 | x15 | y15 | x16 | y16 | x17 | y17 | x18 | y18 | x19 | y19 | x20 | y20 | x21 | y21 | x22 | y22 | x23 | y23 | x24 | y24 | x25 | y25 | x26 | y26 | x27 | y27 | x28 | y28 | x29 | y29 | x30 | y30 | x31 | y31 | x32 | y32 | x33 | y33 | x34 | y34 | x35 | y35
0 | 2674561.0007 | 1244915.689 | 2674584.7923 | 1244890.1588 | 2674611.4693 | 1244849.1317 | 2674627.7992 | 1244851.5277 | 2674644.6371 | 1244851.9842 | 2674662.666 | 1244849.0757 | 2674677.1851 | 1244848.8471 | 2674701.3472 | 1244852.754 | 2674719.2858 | 1244852.8132 | 2674752.5589 | 1244844.9045 | 2674769.9382 | 1244844.3786 | 2674799.5668 | 1244849.8337
1 | 2674873.6963 | 1244833.1346 | 2674871.2849 | 1244837.3961 | 2674871.5107 | 1244842.8472 | 2674881.5685 | 1244856.6173 | 2674886.1148 | 1244880.7696 | 2674871.7876 | 1244867.0012 | 2674857.9569 | 1244860.5888 | 2674799.5668 | 1244849.8337
2 | 2674799.5668 | 1244849.8337 | 2674801.4598 | 1244816.4215
3 | 2674561.0007 | 1244915.689 | 2674560.9049 | 1244909.0061
4 | 2674561.0007 | 1244915.689 | 2674557.3106 | 1244923.7039
5 | 2674873.6963 | 1244833.1346 | 2674891.2708 | 1244858.441 | 2674911.891 | 1244869.3424 | 2675016.1682 | 1244892.921 | 2675047.135 | 1244897.0933 | 2675066.9098 | 1244899.5341 | 2675077.41 | 1244897.421 | 2675076.3542 | 1244891.2811 | 2675076.165 | 1244887.1313 | 2675065.3018 | 1244883.3022 | 2675043.0148 | 1244872.7684 | 2675033.1451 | 1244865.6607 | 2675027.9619 | 1244859.046 | 2675023.2363 | 1244850.3023 | 2675022.489 | 1244837.695 | 2675024.4626 | 1244829.8255 | 2675027.4999 | 1244827.4733 | 2675032.1719 | 1244824.9306 | 2675037.5235 | 1244823.0191 | 2675045.2426 | 1244823.317 | 2675080.2462 | 1244845.2976 | 2675088.0952 | 1244844.8855 | 2675094.2378 | 1244841.383 | 2675096.7524 | 1244834.9547 | 2675093.041 | 1244827.8805 | 2675080.4619 | 1244822.8955 | 2675044.8977 | 1244797.4275 | 2675028.4583 | 1244782.787 | 2674995.8182 | 1244736.9974 | 2674966.6447 | 1244698.5014 | 2674934.0217 | 1244656.0703 | 2674917.5677 | 1244637.7495 | 2674914.129 | 1244632.3912 | 2674910.7094 | 1244624.9205 | 2674908.0189 | 1244617.7592 | 2674899.7968 | 1244586.0663
6 | 2674873.6963 | 1244833.1346 | 2674848.4174 | 1244797.3791 | 2674835.0716 | 1244785.9996
7 | 2674899.7968 | 1244586.0663 | 2674892.3075 | 1244578.9222 | 2674889.3557 | 1244575.6938 | 2674887.5602 | 1244571.8573 | 2674883.9392 | 1244558.7912 | 2674883.2921 | 1244554.3799 | 2674882.8285 | 1244549.8042 | 2674882.4396 | 1244536.9123 | 2674881.8844 | 1244530.0115 | 2674880.55 | 1244524.9689 | 2674878.6834 | 1244519.586 | 2674875.7688 | 1244514.6123 | 2674872.3801 | 1244511.2672 | 2674869.4271 | 1244508.7281 | 2674866.1095 | 1244507.541 | 2674855.9528 | 1244506.3454 | 2674852.4073 | 1244505.8447 | 2674848.1194 | 1244503.6891 | 2674841.8334 | 1244499.3845 | 2674821.421 | 1244482.0815 | 2674801.0013 | 1244465.946 | 2674794.6372 | 1244461.8228
8 | 2674814.0568 | 1244774.7417 | 2674825.585 | 1244777.9107 | 2674835.0716 | 1244785.9996
9 | 2674521.8338 | 1244787.1391 | 2674544.1366 | 1244737.6063 | 2674551.3741 | 1244714.314 | 2674553.4004 | 1244699.807 | 2674553.8951 | 1244685.1027 | 2674553.1816 | 1244659.509 | 2674550.0102 | 1244627.4575 | 2674548.9273 | 1244613.2116 | 2674548.5679 | 1244599.7197 | 2674550.9961 | 1244561.6565 | 2674552.3031 | 1244537.6448 | 2674543.3685 | 1244528.8041 | 2674535.8731 | 1244522.7056
10 | 2674535.8731 | 1244522.7056 | 2674505.5041 | 1244519.4886 | 2674458.8768 | 1244513.5102 | 2674407.3516 | 1244502.1892 | 2674369.9712 | 1244493.0709
11 | 2674521.8338 | 1244787.1391 | 2674620.7258 | 1244671.422 | 2674639.2384 | 1244649.9396 | 2674660.092 | 1244621.9932 | 2674672.0512 | 1244606.0546 | 2674687.9871 | 1244583.9839 | 2674704.8547 | 1244562.3476 | 2674706.938 | 1244559.5385 | 2674723.3565 | 1244547.1698 | 2674735.4499 | 1244540.3951 | 2674747.7134 | 1244531.521 | 2674746.2657 | 1244547.4474 | 2674742.5727 | 1244567.6485
12 | 2674521.8338 | 1244787.1391 | 2674480.7484 | 1244836.4582 | 2674450.6155 | 1244878.3542 | 2674408.4896 | 1244943.2385 | 2674368.4169 | 1245016.7995 | 2674330.2344 | 1245101.8036 | 2674304.068 | 1245178.308 | 2674290.4729 | 1245229.0849 | 2674278.9334 | 1245279.2538 | 2674271.2074 | 1245321.7762 | 2674265.3522 | 1245363.3436 | 2674262.0203 | 1245422.4439 | 2674260.396 | 1245481.5433 | 2674261.6583 | 1245518.0481
13 | 2674369.9712 | 1244493.0709 | 2674357.665 | 1244490.0689 | 2674339.839 | 1244486.7118
14 | 2674742.5727 | 1244567.6485 | 2674740.0349 | 1244571.1413 | 2674720.7026 | 1244598.2504 | 2674698.2993 | 1244625.61 | 2674674.9083 | 1244652.8126 | 2674643.5643 | 1244689.2886 | 2674582.1684 | 1244759.9334 | 2674532.5867 | 1244816.6173 | 2674483.8343 | 1244882.5519 | 2674458.2789 | 1244918.5901 | 2674435.7876 | 1244955.5563 | 2674414.8905 | 1244991.3641 | 2674395.6945 | 1245027.7158 | 2674377.4368 | 1245068.1935 | 2674360.0052 | 1245107.9032 | 2674334.0428 | 1245185.5775 | 2674320.0543 | 1245234.5704 | 2674309.429 | 1245283.5165 | 2674301.8133 | 1245323.8498 | 2674296.2789 | 1245363.9201 | 2674292.5201 | 1245424.505 | 2674292.158 | 1245438.185
15 | 2674292.158 | 1245438.185 | 2674291.7333 | 1245454.2326
16 | 2673354.5718 | 1244671.1901 | 2673364.3716 | 1244697.2401
17 | 2673354.5718 | 1244671.1901 | 2673395.0385 | 1244646.1394 | 2673427.764 | 1244619.5366 | 2673451.3193 | 1244588.9843 | 2673468.6081 | 1244556.164 | 2673460.2744 | 1244549.9342 | 2673440.7378 | 1244536.0492
18 | 2673440.7378 | 1244536.0492 | 2673457.3183 | 1244498.1832 | 2673463.8355 | 1244483.2978
19 | 2673440.7378 | 1244536.0492 | 2673460.2744 | 1244549.9342 | 2673468.6081 | 1244556.164 | 2673488.7682 | 1244572.7698 | 2673502.2151 | 1244578.6071 | 2673545.7797 | 1244586.6081 | 2673586.6324 | 1244598.7788 | 2673607.3592 | 1244611.7005
20 | 2673123.1096 | 1244345.0141 | 2673150.3381 | 1244376.2606 | 2673161.4958 | 1244382.1134 | 2673168.7716 | 1244385.928 | 2673188.9891 | 1244393.1046 | 2673212.1635 | 1244401.3296 | 2673260.2435 | 1244430.5547 | 2673305.8687 | 1244471.8807 | 2673317.207 | 1244479.604 | 2673407.1966 | 1244516.7984 | 2673440.7378 | 1244536.0492
21 | 2673749.7548 | 1244480.9316 | 2673673.4308 | 1244488.0664 | 2673639.0467 | 1244508.732 | 2673631.8053 | 1244522.2628 | 2673603.6116 | 1244595.209 | 2673607.3592 | 1244611.7005
22 | 2673749.7548 | 1244480.9316 | 2673762.228 | 1244491.5386 | 2673794.1261 | 1244512.1943 | 2673828.1049 | 1244539.9143 | 2673888.6294 | 1244607.7712 | 2673936.8362 | 1244655.7572
23 | 2674001.7226 | 1244711.4783 | 2673958.8079 | 1244677.6283 | 2673936.8362 | 1244655.7572
24 | 2673123.1096 | 1244345.0141 | 2673118.3002 | 1244340.3515 | 2673112.5797 | 1244334.8105 | 2673097.6814 | 1244321.5732 | 2673078.1127 | 1244304.6535 | 2673063.0483 | 1244290.7694 | 2673059.738 | 1244288.2279
25 | 2674167.7884 | 1244476.6499 | 2674172.4239 | 1244490.9068 | 2674173.5547 | 1244498.9822 | 2674190.0096 | 1244495.6967 | 2674208.609 | 1244491.9488 | 2674216.6853 | 1244490.3153
26 | 2674216.6853 | 1244490.3153 | 2674217.8514 | 1244498.5802 | 2674219.2738 | 1244508.7163 | 2674228.2165 | 1244515.1327 | 2674277.0391 | 1244530.4767 | 2674296.7089 | 1244537.7948 | 2674301.7127 | 1244538.9138 | 2674312.6173 | 1244539.5286
27 | 2674216.6853 | 1244490.3153 | 2674253.0897 | 1244485.3117 | 2674276.707 | 1244482.7832 | 2674282.4347 | 1244482.2212 | 2674291.9985 | 1244481.2847 | 2674307.6339 | 1244481.9031 | 2674324.2058 | 1244483.7675 | 2674339.839 | 1244486.7118
28 | 2674167.7884 | 1244476.6499 | 2674156.2977 | 1244476.3616 | 2674125.2451 | 1244467.345 | 2674115.5995 | 1244464.6949
29 | 2674312.6173 | 1244539.5286 | 2674319.7729 | 1244545.6225 | 2674339.4475 | 1244554.1509
30 | 2674312.6173 | 1244539.5286 | 2674316.4649 | 1244534.6177 | 2674321.8058 | 1244531.7492 | 2674331.6444 | 1244530.5939 | 2674354.6071 | 1244535.846
31 | 2674101.6111 | 1244460.9706 | 2674114.9424 | 1244464.5143 | 2674115.5995 | 1244464.6949
32 | 2674339.4475 | 1244554.1509 | 2674345.1427 | 1244556.6197
33 | 2674336.4527 | 1245109.0756 | 2674323.4956 | 1245108.9242 | 2674310.8902 | 1245104.8301 | 2674271.8258 | 1245085.4161 | 2674254.5472 | 1245082.1864 | 2674221.9261 | 1245079.821 | 2674184.1943 | 1245074.0451 | 2674156.1794 | 1245067.0899 | 2674131.7913 | 1245057.7341 | 2674065.9991 | 1245024.9882
34 | 2674293.4381 | 1245340.9904 | 2674309.137 | 1245313.4452 | 2674327.894 | 1245273.4295 | 2674337.8108 | 1245231.5796 | 2674344.4843 | 1245176.6242 | 2674343.8843 | 1245155.7796 | 2674336.4527 | 1245109.0756
35 | 2674362.6323 | 1245080.3832 | 2674344.3831 | 1245092.4965 | 2674336.4527 | 1245109.0756
36 | 2674041.8259 | 1245012.9568 | 2674065.9991 | 1245024.9882
37 | 2674293.4381 | 1245340.9904 | 2674280.0102 | 1245330.8151 | 2674244.1985 | 1245345.6107 | 2674226.7701 | 1245347.7719 | 2674143.657 | 1245343.3629
38 | 2674362.6323 | 1245080.3832 | 2674446.606 | 1245037.6059 | 2674448.3518 | 1245036.4039
39 | 2674041.8259 | 1245012.9568 | 2674040.3841 | 1245018.8875
40 | 2674040.3841 | 1245018.8875 | 2674021.2987 | 1245016.3551
41 | 2674041.8259 | 1245012.9568 | 2674048.6588 | 1244986.3738
42 | 2674021.2987 | 1245016.3551 | 2674021.2177 | 1245016.3443
43 | 2674143.657 | 1245343.3629 | 2674144.1422 | 1245505.1617 | 2674147.0387 | 1245542.0256
44 | 2674148.7975 | 1245564.4093 | 2674147.0387 | 1245542.0256
45 | 2674695.0897 | 1244750.8251 | 2674686.4928 | 1244737.4185 | 2674668.1362 | 1244726.1128 | 2674647.5926 | 1244726.4656 | 2674637.0695 | 1244723.7869 | 2674612.3061 | 1244702.6951
46 | 2674695.0897 | 1244750.8251 | 2674738.2872 | 1244754.7607 | 2674770.6418 | 1244762.8074 | 2674782.393 | 1244766.0376
47 | 2674412.9123 | 1244585.9961 | 2674431.3065 | 1244597.3794 | 2674464.767 | 1244616.1569 | 2674499.8547 | 1244630.5075 | 2674521.8971 | 1244649.8202 | 2674564.4423 | 1244670.8474 | 2674601.7573 | 1244693.7104 | 2674612.3061 | 1244702.6951
48 | 2674814.0568 | 1244774.7417 | 2674782.393 | 1244766.0376
49 | 2674017.8048 | 1244724.1635 | 2674042.73 | 1244746.3013 | 2674060.5561 | 1244771.0581
50 | 2674017.8048 | 1244724.1635 | 2674001.7226 | 1244711.4783
51 | 2674061.1874 | 1244810.7217 | 2674064.1417 | 1244792.6013 | 2674064.761 | 1244776.8979 | 2674060.5561 | 1244771.0581
52 | 2674209.1188 | 1244826.192 | 2674167.9106 | 1244826.9551 | 2674128.3648 | 1244824.1034 | 2674114.4851 | 1244821.3386
53 | 2674114.4851 | 1244821.3386 | 2674088.3245 | 1244816.1274
54 | 2674021.2177 | 1245016.3443 | 2673985.062 | 1245011.5469
55 | 2674068.1011 | 1244869.4496 | 2674059.3178 | 1244870.8744 | 2674022.0232 | 1244882.6173 | 2674017.6987 | 1244883.0815
56 | 2674104.6488 | 1244867.3044 | 2674068.1011 | 1244869.4496
57 | 2674068.1011 | 1244869.4496 | 2674067.3623 | 1244886.2551
58 | 2674061.1874 | 1244810.7217 | 2674062.9128 | 1244824.4419 | 2674104.6488 | 1244867.3044
59 | 2674066.7815 | 1244899.467 | 2674067.3623 | 1244886.2551
60 | 2674166.8257 | 1245644.4507 | 2674163.2921 | 1245648.0138 | 2674162.9406 | 1245648.7212
61 | 2674158.1147 | 1245658.4342 | 2674162.9406 | 1245648.7212
62 | 2674173.335 | 1245637.887 | 2674166.8257 | 1245644.4507
63 | 2674158.1147 | 1245658.4342 | 2674157.8425 | 1245668.1155 | 2674157.0604 | 1245672.3866
64 | 2674158.1147 | 1245658.4342 | 2674149.8111 | 1245652.7225
65 | 2674173.335 | 1245637.887 | 2674180.3487 | 1245630.8148 | 2674185.5591 | 1245629.4772
66 | 2674157.0604 | 1245672.3866 | 2674155.6851 | 1245679.8971
67 | 2674187.6178 | 1245628.9488 | 2674185.5591 | 1245629.4772
68 | 2674187.6178 | 1245628.9488 | 2674181.8607 | 1245616.7433
69 | 2674187.6178 | 1245628.9488 | 2674195.6699 | 1245627.9154 | 2674206.5544 | 1245626.3504
70 | 2674220.2791 | 1245621.081 | 2674206.5544 | 1245626.3504
71 | 2674220.2791 | 1245621.081 | 2674221.0027 | 1245620.8031
72 | 2674181.8607 | 1245616.7433 | 2674178.6697 | 1245609.978
73 | 2674297.2538 | 1245538.1561 | 2674294.5526 | 1245549.9196 | 2674286.658 | 1245575.1609 | 2674278.8756 | 1245584.8148 | 2674248.0674 | 1245607.4452 | 2674239.6525 | 1245612.7103 | 2674230.758 | 1245617.0577 | 2674221.0027 | 1245620.8031
74 | 2674175.9357 | 1245605.7603 | 2674178.5646 | 1245609.7553 | 2674178.6697 | 1245609.978
75 | 2674297.2538 | 1245538.1561 | 2674330.6996 | 1245558.3116 | 2674342.5084 | 1245567.1206
76 | 2674172.4106 | 1245600.4033 | 2674175.9357 | 1245605.7603
77 | 2674291.3457 | 1245468.8753 | 2674291.5016 | 1245462.9844
78 | 2674291.7333 | 1245454.2326 | 2674291.5016 | 1245462.9844
79 | 2674291.3457 | 1245468.8753 | 2674291.0733 | 1245479.1693
80 | 2674291.0733 | 1245479.1693 | 2674291.0237 | 1245481.0419
81 | 2674291.0237 | 1245481.0419 | 2674290.9129 | 1245485.228 | 2674290.9399 | 1245485.854
82 | 2674149.9499 | 1245579.0758 | 2674166.7753 | 1245591.8396 | 2674172.4106 | 1245600.4033
83 | 2674149.9499 | 1245579.0758 | 2674149.0261 | 1245567.3191
84 | 2674148.7975 | 1245564.4093 | 2674149.0261 | 1245567.3191
85 | 2674412.9123 | 1244585.9961 | 2674416.0233 | 1244578.3132
86 | 2674412.9123 | 1244585.9961 | 2674395.6481 | 1244578.5125
87 | 2674552.7471 | 1244891.0607 | 2674560.8397 | 1244904.4568 | 2674560.9049 | 1244909.0061
88 | 2674557.3106 | 1244923.7039 | 2674566.4195 | 1244924.7047
89 | 2674557.3106 | 1244923.7039 | 2674540.5996 | 1244942.0181 | 2674534.5599 | 1244955.6806
90 | 2674375.079 | 1244569.5963 | 2674395.6481 | 1244578.5125
91 | 2674375.079 | 1244569.5963 | 2674353.0817 | 1244560.061
92 | 2674346.7208 | 1244557.3037 | 2674353.0817 | 1244560.061
93 | 2674346.7208 | 1244557.3037 | 2674345.1427 | 1244556.6197
94 | 2674080.3779 | 1244463.4016 | 2674056.4766 | 1244463.6504 | 2674038.2624 | 1244472.863 | 2674030.5575 | 1244472.3236
95 | 2674027.4284 | 1244472.1045 | 2674030.5575 | 1244472.3236
96 | 2674095.103 | 1244459.2406 | 2674086.0891 | 1244463.3421 | 2674080.3779 | 1244463.4016
97 | 2674095.103 | 1244459.2406 | 2674099.9596 | 1244435.8625 | 2674105.8369 | 1244425.1505
98 | 2674095.103 | 1244459.2406 | 2674101.6111 | 1244460.9706
99 | 2674105.8369 | 1244425.1505 | 2674117.607 | 1244435.1379 | 2674126.3289 | 1244439.6904
100 | 2674479.2891 | 1245015.1044 | 2674502.1191 | 1244999.3866 | 2674524.85 | 1244977.6455 | 2674534.5599 | 1244955.6806
101 | 2674479.2891 | 1245015.1044 | 2674477.9126 | 1245016.0521
102 | 2674477.9126 | 1245016.0521 | 2674455.1918 | 1245031.6947
103 | 2674448.3518 | 1245036.4039 | 2674455.1918 | 1245031.6947
104 | 2674552.7471 | 1244891.0607 | 2674551.9259 | 1244889.7012
105 | 2674061.1874 | 1244810.7217 | 2674047.3307 | 1244803.0521
106 | 2674061.1874 | 1244810.7217 | 2674084.2194 | 1244815.3097
107 | 2674088.3245 | 1244816.1274 | 2674084.2194 | 1244815.3097
108 | 2674065.5958 | 1244909.8901 | 2674066.6233 | 1244903.0661 | 2674066.7815 | 1244899.467
109 | 2674061.7452 | 1244935.4616 | 2674065.5958 | 1244909.8901
110 | 2674061.7452 | 1244935.4616 | 2674061.6214 | 1244935.9434
111 | 2674100.8989 | 1244924.2869 | 2674096.9442 | 1244926.9172 | 2674061.7452 | 1244935.4616
112 | 2674061.6214 | 1244935.9434 | 2674058.9849 | 1244946.2005
113 | 2674100.8989 | 1244924.2869 | 2674112.1881 | 1244929.5797
114 | 2674058.9849 | 1244946.2005 | 2674056.4314 | 1244956.1346
115 | 2674121.8158 | 1244934.0934 | 2674112.1881 | 1244929.5797
116 | 2674056.4314 | 1244956.1346 | 2674053.9454 | 1244965.8063
117 | 2674134.2316 | 1244939.9144 | 2674121.8158 | 1244934.0934
118 | 2674037.9761 | 1244797.8744 | 2674047.3307 | 1244803.0521
119 | 2674134.2316 | 1244939.9144 | 2674154.3183 | 1244947.8517
120 | 2674048.6588 | 1244986.3738 | 2674053.9454 | 1244965.8063
121 | 2674549.4861 | 1244885.6624 | 2674551.9259 | 1244889.7012

## bus_geodata
| x | y | coords
0 | 2674799.5668 | 1244849.8337
1 | 2674561.0007 | 1244915.689
2 | 2674873.6963 | 1244833.1346
3 | 2674801.4598 | 1244816.4215
4 | 2674899.7968 | 1244586.0663
5 | 2674835.0716 | 1244785.9996
6 | 2674794.6372 | 1244461.8228
7 | 2674535.8731 | 1244522.7056
8 | 2674521.8338 | 1244787.1391
9 | 2674369.9712 | 1244493.0709
10 | 2674742.5727 | 1244567.6485
11 | 2674261.6583 | 1245518.0481
12 | 2674292.158 | 1245438.185
13 | 2673364.3716 | 1244697.2401
14 | 2673354.5718 | 1244671.1901
15 | 2673440.7378 | 1244536.0492
16 | 2673749.7548 | 1244480.9316
17 | 2673607.3592 | 1244611.7005
18 | 2673936.8362 | 1244655.7572
19 | 2673463.8355 | 1244483.2978
20 | 2673123.1096 | 1244345.0141
21 | 2674216.6853 | 1244490.3153
22 | 2674167.7884 | 1244476.6499
23 | 2674312.6173 | 1244539.5286
24 | 2674339.839 | 1244486.7118
25 | 2674115.5995 | 1244464.6949
26 | 2674339.4475 | 1244554.1509
27 | 2674354.6071 | 1244535.846
28 | 2674336.4527 | 1245109.0756
29 | 2674065.9991 | 1245024.9882
30 | 2674293.4381 | 1245340.9904
31 | 2674362.6323 | 1245080.3832
32 | 2674040.3841 | 1245018.8875
33 | 2674041.8259 | 1245012.9568
34 | 2674021.2987 | 1245016.3551
35 | 2674143.657 | 1245343.3629
36 | 2674147.0387 | 1245542.0256
37 | 2673059.738 | 1244288.2279
38 | 2674695.0897 | 1244750.8251
39 | 2674612.3061 | 1244702.6951
40 | 2674782.393 | 1244766.0376
41 | 2674017.8048 | 1244724.1635
42 | 2674060.5561 | 1244771.0581
43 | 2674001.7226 | 1244711.4783
44 | 2674209.1188 | 1244826.192
45 | 2674114.4851 | 1244821.3386
46 | 2673985.062 | 1245011.5469
47 | 2674021.2177 | 1245016.3443
48 | 2674017.6987 | 1244883.0815
49 | 2674068.1011 | 1244869.4496
50 | 2674104.6488 | 1244867.3044
51 | 2674067.3623 | 1244886.2551
52 | 2674162.9406 | 1245648.7212
53 | 2674166.8257 | 1245644.4507
54 | 2674158.1147 | 1245658.4342
55 | 2674173.335 | 1245637.887
56 | 2674157.0604 | 1245672.3866
57 | 2674149.8111 | 1245652.7225
58 | 2674185.5591 | 1245629.4772
59 | 2674155.6851 | 1245679.8971
60 | 2674187.6178 | 1245628.9488
61 | 2674206.5544 | 1245626.3504
62 | 2674220.2791 | 1245621.081
63 | 2674181.8607 | 1245616.7433
64 | 2674221.0027 | 1245620.8031
65 | 2674178.6697 | 1245609.978
66 | 2674297.2538 | 1245538.1561
67 | 2674175.9357 | 1245605.7603
68 | 2674291.5016 | 1245462.9844
69 | 2674291.3457 | 1245468.8753
70 | 2674291.7333 | 1245454.2326
71 | 2674291.0733 | 1245479.1693
72 | 2674291.0237 | 1245481.0419
73 | 2674290.9399 | 1245485.854
74 | 2674172.4106 | 1245600.4033
75 | 2674149.9499 | 1245579.0758
76 | 2674149.0261 | 1245567.3191
77 | 2674148.7975 | 1245564.4093
78 | 2674814.0568 | 1244774.7417
79 | 2674412.9123 | 1244585.9961
80 | 2674342.5084 | 1245567.1206
81 | 2674560.9049 | 1244909.0061
82 | 2674557.3106 | 1244923.7039
83 | 2674375.079 | 1244569.5963
84 | 2674395.6481 | 1244578.5125
85 | 2674353.0817 | 1244560.061
86 | 2674346.7208 | 1244557.3037
87 | 2674416.0233 | 1244578.3132
88 | 2674345.1427 | 1244556.6197
89 | 2674030.5575 | 1244472.3236
90 | 2674080.3779 | 1244463.4016
91 | 2674027.4284 | 1244472.1045
92 | 2674095.103 | 1244459.2406
93 | 2674105.8369 | 1244425.1505
94 | 2674101.6111 | 1244460.9706
95 | 2674126.3289 | 1244439.6904
96 | 2674479.2891 | 1245015.1044
97 | 2674534.5599 | 1244955.6806
98 | 2674477.9126 | 1245016.0521
99 | 2674455.1918 | 1245031.6947
100 | 2674566.4195 | 1244924.7047
101 | 2674448.3518 | 1245036.4039
102 | 2674552.7471 | 1244891.0607
103 | 2674061.1874 | 1244810.7217
104 | 2674088.3245 | 1244816.1274
105 | 2674065.5958 | 1244909.8901
106 | 2674066.7815 | 1244899.467
107 | 2674061.7452 | 1244935.4616
108 | 2674061.6214 | 1244935.9434
109 | 2674100.8989 | 1244924.2869
110 | 2674058.9849 | 1244946.2005
111 | 2674112.1881 | 1244929.5797
112 | 2674056.4314 | 1244956.1346
113 | 2674121.8158 | 1244934.0934
114 | 2674084.2194 | 1244815.3097
115 | 2674047.3307 | 1244803.0521
116 | 2674134.2316 | 1244939.9144
117 | 2674154.3183 | 1244947.8517
118 | 2674053.9454 | 1244965.8063
119 | 2674048.6588 | 1244986.3738
120 | 2674037.9761 | 1244797.8744
121 | 2674549.4861 | 1244885.6624
122 | 2674551.9259 | 1244889.7012
123 | 2674209.1188 | 1244826.192

## line_std_types
| c_nf_per_km | r_ohm_per_km | x_ohm_per_km | max_i_ka | type | q_mm2 | alpha | voltage_rating
NAYY 4x50 SE | 210 | 0.642 | 0.083 | 0.142 | cs | 50 | 0.00403 | LV
NAYY 4x120 SE | 264 | 0.225 | 0.08 | 0.242 | cs | 120 | 0.00403 | LV
NAYY 4x150 SE | 261 | 0.208 | 0.08 | 0.27 | cs | 150 | 0.00403 | LV
NA2XS2Y 1x95 RM/25 12/20 kV | 216 | 0.313 | 0.132 | 0.252 | cs | 95 | 0.00403 | MV
NA2XS2Y 1x185 RM/25 12/20 kV | 273 | 0.161 | 0.117 | 0.362 | cs | 185 | 0.00403 | MV
NA2XS2Y 1x240 RM/25 12/20 kV | 304 | 0.122 | 0.112 | 0.421 | cs | 240 | 0.00403 | MV
NA2XS2Y 1x95 RM/25 6/10 kV | 315 | 0.313 | 0.123 | 0.249 | cs | 95 | 0.00403 | MV
NA2XS2Y 1x185 RM/25 6/10 kV | 406 | 0.161 | 0.11 | 0.358 | cs | 185 | 0.00403 | MV
NA2XS2Y 1x240 RM/25 6/10 kV | 456 | 0.122 | 0.105 | 0.416 | cs | 240 | 0.00403 | MV
NA2XS2Y 1x150 RM/25 12/20 kV | 250 | 0.206 | 0.116 | 0.319 | cs | 150 | 0.00403 | MV
NA2XS2Y 1x120 RM/25 12/20 kV | 230 | 0.253 | 0.119 | 0.283 | cs | 120 | 0.00403 | MV
NA2XS2Y 1x70 RM/25 12/20 kV | 190 | 0.443 | 0.132 | 0.22 | cs | 70 | 0.00403 | MV
NA2XS2Y 1x150 RM/25 6/10 kV | 360 | 0.206 | 0.11 | 0.315 | cs | 150 | 0.00403 | MV
NA2XS2Y 1x120 RM/25 6/10 kV | 340 | 0.253 | 0.113 | 0.28 | cs | 120 | 0.00403 | MV
NA2XS2Y 1x70 RM/25 6/10 kV | 280 | 0.443 | 0.123 | 0.217 | cs | 70 | 0.00403 | MV
N2XS(FL)2Y 1x120 RM/35 64/110 kV | 112 | 0.153 | 0.166 | 0.366 | cs | 120 | 0.00393 | HV
N2XS(FL)2Y 1x185 RM/35 64/110 kV | 125 | 0.099 | 0.156 | 0.457 | cs | 185 | 0.00393 | HV
N2XS(FL)2Y 1x240 RM/35 64/110 kV | 135 | 0.075 | 0.149 | 0.526 | cs | 240 | 0.00393 | HV
N2XS(FL)2Y 1x300 RM/35 64/110 kV | 144 | 0.06 | 0.144 | 0.588 | cs | 300 | 0.00393 | HV
15-AL1/3-ST1A 0.4 | 11 | 1.8769 | 0.35 | 0.105 | ol | 16 | 0.00403 | LV
24-AL1/4-ST1A 0.4 | 11.25 | 1.2012 | 0.335 | 0.14 | ol | 24 | 0.00403 | LV
48-AL1/8-ST1A 0.4 | 12.2 | 0.5939 | 0.3 | 0.21 | ol | 48 | 0.00403 | LV
94-AL1/15-ST1A 0.4 | 13.2 | 0.306 | 0.29 | 0.35 | ol | 94 | 0.00403 | LV
34-AL1/6-ST1A 10.0 | 9.7 | 0.8342 | 0.36 | 0.17 | ol | 34 | 0.00403 | MV
48-AL1/8-ST1A 10.0 | 10.1 | 0.5939 | 0.35 | 0.21 | ol | 48 | 0.00403 | MV
70-AL1/11-ST1A 10.0 | 10.4 | 0.4132 | 0.339 | 0.29 | ol | 70 | 0.00403 | MV
94-AL1/15-ST1A 10.0 | 10.75 | 0.306 | 0.33 | 0.35 | ol | 94 | 0.00403 | MV
122-AL1/20-ST1A 10.0 | 11.1 | 0.2376 | 0.323 | 0.41 | ol | 122 | 0.00403 | MV
149-AL1/24-ST1A 10.0 | 11.25 | 0.194 | 0.315 | 0.47 | ol | 149 | 0.00403 | MV
34-AL1/6-ST1A 20.0 | 9.15 | 0.8342 | 0.382 | 0.17 | ol | 34 | 0.00403 | MV
48-AL1/8-ST1A 20.0 | 9.5 | 0.5939 | 0.372 | 0.21 | ol | 48 | 0.00403 | MV
70-AL1/11-ST1A 20.0 | 9.7 | 0.4132 | 0.36 | 0.29 | ol | 70 | 0.00403 | MV
94-AL1/15-ST1A 20.0 | 10 | 0.306 | 0.35 | 0.35 | ol | 94 | 0.00403 | MV
122-AL1/20-ST1A 20.0 | 10.3 | 0.2376 | 0.344 | 0.41 | ol | 122 | 0.00403 | MV
149-AL1/24-ST1A 20.0 | 10.5 | 0.194 | 0.337 | 0.47 | ol | 149 | 0.00403 | MV
184-AL1/30-ST1A 20.0 | 10.75 | 0.1571 | 0.33 | 0.535 | ol | 184 | 0.00403 | MV
243-AL1/39-ST1A 20.0 | 11 | 0.1188 | 0.32 | 0.645 | ol | 243 | 0.00403 | MV
48-AL1/8-ST1A 110.0 | 8 | 0.5939 | 0.46 | 0.21 | ol | 48 | 0.00403 | HV
70-AL1/11-ST1A 110.0 | 8.4 | 0.4132 | 0.45 | 0.29 | ol | 70 | 0.00403 | HV
94-AL1/15-ST1A 110.0 | 8.65 | 0.306 | 0.44 | 0.35 | ol | 94 | 0.00403 | HV
122-AL1/20-ST1A 110.0 | 8.5 | 0.2376 | 0.43 | 0.41 | ol | 122 | 0.00403 | HV
149-AL1/24-ST1A 110.0 | 8.75 | 0.194 | 0.41 | 0.47 | ol | 149 | 0.00403 | HV
184-AL1/30-ST1A 110.0 | 8.8 | 0.1571 | 0.4 | 0.535 | ol | 184 | 0.00403 | HV
243-AL1/39-ST1A 110.0 | 9 | 0.1188 | 0.39 | 0.645 | ol | 243 | 0.00403 | HV
305-AL1/39-ST1A 110.0 | 9.2 | 0.0949 | 0.38 | 0.74 | ol | 305 | 0.00403 | HV
490-AL1/64-ST1A 110.0 | 9.75 | 0.059 | 0.37 | 0.96 | ol | 490 | 0.00403 | HV
679-AL1/86-ST1A 110.0 | 9.95 | 0.042 | 0.36 | 1.15 | ol | 679 | 0.00403 | HV
490-AL1/64-ST1A 220.0 | 10 | 0.059 | 0.285 | 0.96 | ol | 490 | 0.00403 | HV
679-AL1/86-ST1A 220.0 | 11.7 | 0.042 | 0.275 | 1.15 | ol | 679 | 0.00403 | HV
490-AL1/64-ST1A 380.0 | 11 | 0.059 | 0.253 | 0.96 | ol | 490 | 0.00403 | HV
679-AL1/86-ST1A 380.0 | 14.6 | 0.042 | 0.25 | 1.15 | ol | 679 | 0.00403 | HV

## trafo_std_types
| i0_percent | pfe_kw | vkr_percent | sn_mva | vn_lv_kv | vn_hv_kv | vk_percent | shift_degree | vector_group | tap_side | tap_neutral | tap_min | tap_max | tap_step_degree | tap_step_percent | tap_phase_shifter
160 MVA 380/110 kV | 0.06 | 60 | 0.25 | 160 | 110 | 380 | 12.2 | 0 | Yy0 | hv | 0 | -9 | 9 | 0 | 1.5 | FALSE
100 MVA 220/110 kV | 0.06 | 55 | 0.26 | 100 | 110 | 220 | 12 | 0 | Yy0 | hv | 0 | -9 | 9 | 0 | 1.5 | FALSE
63 MVA 110/20 kV | 0.04 | 22 | 0.32 | 63 | 20 | 110 | 18 | 150 | YNd5 | hv | 0 | -9 | 9 | 0 | 1.5 | FALSE
40 MVA 110/20 kV | 0.05 | 18 | 0.34 | 40 | 20 | 110 | 16.2 | 150 | YNd5 | hv | 0 | -9 | 9 | 0 | 1.5 | FALSE
25 MVA 110/20 kV | 0.07 | 14 | 0.41 | 25 | 20 | 110 | 12 | 150 | YNd5 | hv | 0 | -9 | 9 | 0 | 1.5 | FALSE
63 MVA 110/10 kV | 0.04 | 22 | 0.32 | 63 | 10 | 110 | 18 | 150 | YNd5 | hv | 0 | -9 | 9 | 0 | 1.5 | FALSE
40 MVA 110/10 kV | 0.05 | 18 | 0.34 | 40 | 10 | 110 | 16.2 | 150 | YNd5 | hv | 0 | -9 | 9 | 0 | 1.5 | FALSE
25 MVA 110/10 kV | 0.07 | 14 | 0.41 | 25 | 10 | 110 | 12 | 150 | YNd5 | hv | 0 | -9 | 9 | 0 | 1.5 | FALSE
0.25 MVA 20/0.4 kV | 0.32 | 0.8 | 1.44 | 0.25 | 0.4 | 20 | 6 | 150 | Yzn5 | hv | 0 | -2 | 2 | 0 | 2.5 | FALSE
0.4 MVA 20/0.4 kV | 0.3375 | 1.35 | 1.425 | 0.4 | 0.4 | 20 | 6 | 150 | Dyn5 | hv | 0 | -2 | 2 | 0 | 2.5 | FALSE
0.63 MVA 20/0.4 kV | 0.2619 | 1.65 | 1.206 | 0.63 | 0.4 | 20 | 6 | 150 | Dyn5 | hv | 0 | -2 | 2 | 0 | 2.5 | FALSE
0.25 MVA 10/0.4 kV | 0.24 | 0.6 | 1.2 | 0.25 | 0.4 | 10 | 4 | 150 | Dyn5 | hv | 0 | -2 | 2 | 0 | 2.5 | FALSE
0.4 MVA 10/0.4 kV | 0.2375 | 0.95 | 1.325 | 0.4 | 0.4 | 10 | 4 | 150 | Dyn5 | hv | 0 | -2 | 2 | 0 | 2.5 | FALSE
0.63 MVA 10/0.4 kV | 0.1873 | 1.18 | 1.0794 | 0.63 | 0.4 | 10 | 4 | 150 | Dyn5 | hv | 0 | -2 | 2 | 0 | 2.5 | FALSE

## trafo3w_std_types
| sn_hv_mva | sn_mv_mva | sn_lv_mva | vn_hv_kv | vn_mv_kv | vn_lv_kv | vk_hv_percent | vk_mv_percent | vk_lv_percent | vkr_hv_percent | vkr_mv_percent | vkr_lv_percent | pfe_kw | i0_percent | shift_mv_degree | shift_lv_degree | vector_group | tap_side | tap_neutral | tap_min | tap_max | tap_step_percent
63/25/38 MVA 110/20/10 kV | 63 | 25 | 38 | 110 | 20 | 10 | 10.4 | 10.4 | 10.4 | 0.28 | 0.32 | 0.35 | 35 | 0.89 | 0 | 0 | YN0yn0yn0 | hv | 0 | -10 | 10 | 1.2
63/25/38 MVA 110/10/10 kV | 63 | 25 | 38 | 110 | 10 | 10 | 10.4 | 10.4 | 10.4 | 0.28 | 0.32 | 0.35 | 35 | 0.89 | 0 | 0 | YN0yn0yn0 | hv | 0 | -10 | 10 | 1.2

## fuse_std_types
| fuse_type | i_rated_a | t_avg | t_min | t_total | x_avg | x_min | x_total
HV 100A | HV 100A | 100 | 0 | [10.0, 3.64, 0.854, 0.281, 0.1, 0.0531, 0.022, 0.01] | [10.0, 4.267, 1.21, 0.403, 0.1, 0.058, 0.022, 0.01] | 0 | [300.0, 350.0, 450.0, 550.0, 700.0, 850.0, 1200.0, 1752.0] | [600.0, 700.0, 900.0, 1150.0, 1665.0, 2000.0, 3000.0, 4313.0]
HV 10A | HV 10A | 10 | 0 | [10.0, 1675.0, 0.344, 0.156, 0.1, 0.0417, 0.0171, 0.01] | [10.0, 1.3, 0.3, 0.155, 0.1, 0.0555, 0.023, 0.01] | 0 | [30.0, 32.0, 35.0, 37.0, 39.0, 50.0, 70.0, 88.0] | [60.0, 70.0, 80.0, 87.0, 94.0, 110.0, 150.0, 216.0]
HV 125A | HV 125A | 125 | 0 | [10.0, 1.82, 0.344, 0.1, 0.0467, 0.0269, 0.01] | [10.0, 2.478, 0.426, 0.1, 0.0427, 0.0211, 0.01] | 0 | [375.0, 500.0, 700.0, 925.0, 1200.0, 1500.0, 2341.0] | [750.0, 1000.0, 1500.0, 2200.0, 3000.0, 4000.0, 5765.0]
HV 160A | HV 160A | 160 | 0 | [10.0, 4.15, 1.03, 0.198, 0.1, 0.051, 0.0172, 0.01] | [10.0, 2.3, 0.734, 0.274, 0.1, 0.046, 0.0177, 0.01] | 0 | [480.0, 550.0, 700.0, 1000.0, 1260.0, 1600.0, 2500.0, 3227.0] | [960.0, 1300.0, 1700.0, 2200.0, 2996.0, 4000.0, 6000.0, 7946.0]
HV 16A | HV 16A | 16 | 0 | [10.0, 0.352, 0.164, 0.1, 0.0649, 0.0342, 0.01] | [10.0, 2.34, 0.722, 0.181, 0.1, 0.055, 0.0296, 0.01] | 0 | [48.0, 60.0, 65.0, 71.0, 80.0, 100.0, 162.0] | [96.0, 110.0, 125.0, 150.0, 168.0, 200.0, 250.0, 398.0]
HV 200A | HV 200A | 200 | 0 | [10.0, 4.267, 1.21, 0.403, 0.1, 0.058, 0.022, 0.01] | [10.0, 3.73, 1.654, 0.328, 0.1, 0.0531, 0.019, 0.01] | 0 | [600.0, 700.0, 900.0, 1150.0, 1665.0, 2000.0, 3000.0, 4313.0] | [1200.0, 1500.0, 1800.0, 2700.0, 3960.0, 5000.0, 7500.0, 10620.0]
HV 20A | HV 20A | 20 | 0 | [10.0, 1.3, 0.3, 0.155, 0.1, 0.0555, 0.023, 0.01] | [10.0, 1.3, 0.161, 0.1, 0.0611, 0.0399, 0.0141, 0.01] | 0 | [60.0, 70.0, 80.0, 87.0, 94.0, 110.0, 150.0, 216.0] | [120.0, 150.0, 200.0, 223.0, 260.0, 300.0, 450.0, 532.0]
HV 25A | HV 25A | 25 | 0 | [10.0, 2.512, 0.833, 0.299, 0.1, 0.0372, 0.0223, 0.01] | [10.0, 3.125, 0.597, 0.198, 0.1, 0.0378, 0.022, 0.01] | 0 | [75.0, 82.0, 90.0, 100.0, 124.0, 170.0, 200.0, 289.0] | [150.0, 170.0, 210.0, 250.0, 294.0, 400.0, 500.0, 711.0]
HV 31.5A | HV 31.5A | 31.5 | 0 | [10.0, 2.34, 0.722, 0.181, 0.1, 0.055, 0.0296, 0.01] | [10.0, 2.84, 0.368, 0.164, 0.1, 0.0621, 0.0378, 0.0195, 0.01] | 0 | [95.0, 110.0, 125.0, 150.0, 165.0, 200.0, 250.0, 390.0] | [189.0, 220.0, 300.0, 350.0, 393.0, 450.0, 530.0, 700.0, 960.0]
HV 40A | HV 40A | 40 | 0 | [10.0, 1.3, 0.161, 0.1, 0.0611, 0.0399, 0.0141, 0.01] | [10.0, 2.05, 0.369, 0.198, 0.1, 0.051, 0.0298, 0.01] | 0 | [120.0, 150.0, 200.0, 223.0, 260.0, 300.0, 450.0, 532.0] | [240.0, 300.0, 400.0, 450.0, 530.0, 650.0, 800.0, 1311.0]
HV 50A | HV 50A | 50 | 0 | [10.0, 3.215, 0.597, 0.198, 0.1, 0.0378, 0.022, 0.01] | [10.0, 3.64, 0.854, 0.281, 0.1, 0.0531, 0.022, 0.01] | 0 | [150.0, 170.0, 210.0, 250.0, 294.0, 400.0, 500.0, 711.0] | [300.0, 350.0, 450.0, 550.0, 700.0, 850.0, 1200.0, 1752.0]
HV 6.3A | HV 6.3A | 6.3 | 0 | [10.0, 1.39, 0.344, 0.168, 0.1, 0.056, 0.0263, 0.01] | [10.0, 1.711, 0.516, 0.198, 0.1, 0.0634, 0.0303, 0.01] | 0 | [19.0, 19.5, 20.4, 20.8, 22.0, 25.0, 32.0, 48.0] | [38.0, 40.0, 43.0, 48.0, 53.0, 60.0, 75.0, 118.0]
HV 63A | HV 63A | 63 | 0 | [10.0, 2.84, 0.368, 0.164, 0.1, 0.0621, 0.0378, 0.0195, 0.01] | [10.0, 1.82, 0.344, 0.1, 0.0467, 0.0269, 0.01] | 0 | [189.0, 220.0, 300.0, 350.0, 393.0, 450.0, 530.0, 700.0, 961.0] | [378.0, 500.0, 700.0, 934.0, 1200.0, 1500.0, 2366.0]
HV 80A | HV 80A | 80 | 0 | [10.0, 2.05, 0.369, 0.198, 0.1, 0.051, 0.0298, 0.01] | [10.0, 4.15, 1.03, 0.198, 0.1, 0.051, 0.0172, 0.01] | 0 | [240.0, 300.0, 400.0, 450.0, 530.0, 650.0, 800.0, 1311.0] | [480.0, 550.0, 700.0, 1000.0, 1260.0, 1600.0, 2500.0, 3227.0]
Siemens NH-1-100 | Siemens NH-1-100 | 100 | [5400.0, 2000.0, 400.0, 20.0, 1.0, 0.2, 0.012, 0.004] | 0 | 0 | [150.0, 190.0, 250.0, 430.0, 900.0, 1250.0, 2700.0, 3600.0] | 0 | 0
Siemens NH-1-125 | Siemens NH-1-125 | 125 | [4800.0, 120.0, 7.0, 0.1, 0.004] | 0 | 0 | [180.0, 400.0, 740.0, 2000.0, 4250.0] | 0 | 0
Siemens NH-1-16 | Siemens NH-1-16 | 16 | [4000.0, 400.0, 2.0, 0.1, 0.04, 0.01] | 0 | 0 | [26.0, 35.0, 75.0, 150.0, 200.0, 300.0] | 0 | 0
Siemens NH-1-160 | Siemens NH-1-160 | 160 | [4800.0, 120.0, 7.0, 0.1, 0.004] | 0 | 0 | [210.0, 500.0, 900.0, 2300.0, 5000.0] | 0 | 0
Siemens NH-1-25 | Siemens NH-1-25 | 25 | [4000.0, 1000.0, 10.0, 0.2, 0.02, 0.01] | 0 | 0 | [40.0, 50.0, 100.0, 210.0, 400.0, 500.0] | 0 | 0
Siemens NH-1-50 | Siemens NH-1-50 | 50 | [4000.0, 40.0, 4.0, 1.0, 0.02, 0.01] | 0 | 0 | [86.0, 200.0, 300.0, 400.0, 1000.0, 1280.0] | 0 | 0
Siemens NH-1-63 | Siemens NH-1-63 | 63 | [4000.0, 100.0, 10.0, 2.0, 0.04, 0.01] | 0 | 0 | [100.0, 200.0, 300.0, 400.0, 1000.0, 1500.0] | 0 | 0
Siemens NH-1-80 | Siemens NH-1-80 | 80 | [4800.0, 120.0, 7.0, 0.1, 0.01] | 0 | 0 | [150.58, 250.0, 450.0, 1150.0, 2470.0] | 0 | 0
Siemens NH-2-1000 | Siemens NH-2-1000 | 1000 | [4800.0, 120.0, 7.0, 0.1, 0.004] | 0 | 0 | [1900.0, 3500.0, 8400.0, 24000.0, 52000.0] | 0 | 0
Siemens NH-2-200 | Siemens NH-2-200 | 200 | [4800.0, 120.0, 7.0, 0.1, 0.004] | 0 | 0 | [280.0, 650.0, 1200.0, 3000.0, 7000.0] | 0 | 0
Siemens NH-2-224 | Siemens NH-2-224 | 224 | [4800.0, 120.0, 7.0, 0.2, 0.04, 0.004] | 0 | 0 | [400.0, 750.0, 1453.0, 3025.0, 4315.0, 7600.0] | 0 | 0
Siemens NH-2-250 | Siemens NH-2-250 | 250 | [4800.0, 120.0, 7.0, 0.1, 0.004] | 0 | 0 | [450.0, 800.0, 1650.0, 4000.0, 8500.0] | 0 | 0
Siemens NH-2-315 | Siemens NH-2-315 | 315 | [4800.0, 120.0, 7.0, 0.1, 0.004] | 0 | 0 | [550.0, 920.0, 1900.0, 5000.0, 11000.0] | 0 | 0
Siemens NH-2-355 | Siemens NH-2-355 | 355 | [4800.0, 120.0, 6.0, 0.1, 0.004] | 0 | 0 | [650.0, 1116.27, 2350.0, 5840.0, 12790.0] | 0 | 0
Siemens NH-2-400 | Siemens NH-2-400 | 400 | [4800.0, 120.0, 7.0, 0.1, 0.004] | 0 | 0 | [720.0, 1350.0, 2800.0, 6500.0, 15000.0] | 0 | 0
Siemens NH-2-425 | Siemens NH-2-425 | 425 | [4800.0, 120.0, 7.0, 0.1, 0.004] | 0 | 0 | [850.0, 1500.0, 3050.0, 7500.0, 16500.0] | 0 | 0
Siemens NH-2-630 | Siemens NH-2-630 | 630 | [4800.0, 120.0, 7.0, 0.1, 0.004] | 0 | 0 | [1200.0, 2000.0, 4800.0, 12000.0, 26000.0] | 0 | 0

## res_bus
| vm_pu | va_degree | p_mw | q_mvar
0 | 0.98319 | -0.32498 | 0 | 0
1 | 0.98595 | -0.27099 | 0 | 0
2 | 0.98173 | -0.35375 | 0 | 0
3 | 0.98318 | -0.32511 | 0.00021298 | 5.3379e-05
4 | 0.98045 | -0.3791 | 0 | 0
5 | 0.98115 | -0.3651 | 0.00020183 | 5.0584e-05
6 | 0.98013 | -0.3852 | 0.0018972 | 0.00047547
7 | 0.97524 | -0.48236 | 0 | 0
8 | 0.97478 | -0.49177 | 0 | 0
9 | 0.97552 | -0.47664 | 0.00094528 | 0.00023691
10 | 0.97417 | -0.5039 | 0 | 0
11 | 0.97459 | -0.49568 | 0.00025513 | 6.394e-05
12 | 0.97177 | -0.55172 | 0.00021729 | 5.4457e-05
13 | 0.99005 | -0.19192 | 0.00037249 | 9.3354e-05
14 | 0.99006 | -0.19173 | 0 | 0
15 | 0.99013 | -0.19039 | 0 | 0
16 | 0.99343 | -0.12641 | 0 | 0
17 | 0.99162 | -0.16151 | 0 | 0
18 | 0.99547 | -0.086796 | 0.0004502 | 0.00011283
19 | 0.98972 | -0.19849 | 0.0079044 | 0.001981
20 | 0.98999 | -0.19325 | 0 | 0
21 | 0.97586 | -0.46979 | 0 | 0
22 | 0.9754 | -0.47893 | 0 | 0
23 | 0.9764 | -0.4591 | 0 | 0
24 | 0.97558 | -0.47541 | 0.00090862 | 0.00022772
25 | 0.97502 | -0.48627 | 0.0023205 | 0.00058157
26 | 0.97656 | -0.45588 | 0.00079197 | 0.00019849
27 | 0.9763 | -0.46099 | 0.0022615 | 0.00056678
28 | 0.98929 | -0.20583 | 0 | 0
29 | 0.99314 | -0.13138 | 0.00070423 | 0.0001765
30 | 0.98758 | -0.23923 | 0 | 0
31 | 0.98885 | -0.21447 | 0 | 0
32 | 0.99351 | -0.12439 | 0 | 0
33 | 0.99351 | -0.12428 | 0 | 0
34 | 0.99349 | -0.12474 | 0.00071253 | 0.00017858
35 | 0.98647 | -0.26082 | 0 | 0
36 | 0.98506 | -0.28831 | 0.00021793 | 5.4617e-05
37 | 0.98996 | -0.19389 | 0.00041976 | 0.0001052
38 | 0.97987 | -0.39034 | 0 | 0
39 | 0.97899 | -0.40761 | 0.0015241 | 0.00038198
40 | 0.98063 | -0.37522 | 0.0002483 | 6.2229e-05
41 | 0.99637 | -0.06959 | 0 | 0
42 | 0.99691 | -0.059115 | 0.00015502 | 3.8851e-05
43 | 0.99619 | -0.072953 | 0.00015178 | 3.8041e-05
44 | 1 | 0 | -0.062441 | -0.015414
45 | 0.99825 | -0.033361 | 0.00022912 | 5.7423e-05
46 | 0.99348 | -0.12486 | 0.00018462 | 4.6269e-05
47 | 0.99349 | -0.12474 | 0.00012426 | 3.1143e-05
48 | 0.99561 | -0.083997 | 0.00019439 | 4.8719e-05
49 | 0.99562 | -0.083817 | 0 | 0
50 | 0.99616 | -0.073334 | 0 | 0
51 | 0.99537 | -0.088633 | 8.1794e-05 | 2.05e-05
52 | 0.98449 | -0.29944 | 0.00022663 | 5.6799e-05
53 | 0.9845 | -0.29931 | 0.00010562 | 2.6471e-05
54 | 0.98448 | -0.29964 | 0 | 0
55 | 0.98451 | -0.29908 | 0.00090774 | 0.0002275
56 | 0.98447 | -0.29982 | 0.00054891 | 0.00013757
57 | 0.98448 | -0.2997 | 0.00034209 | 8.5735e-05
58 | 0.98454 | -0.29845 | 0.00011794 | 2.9557e-05
59 | 0.98447 | -0.29984 | 0.00015104 | 3.7853e-05
60 | 0.98455 | -0.29836 | 0 | 0
61 | 0.98452 | -0.29897 | 0.00033636 | 8.4301e-05
62 | 0.9845 | -0.29935 | 0.00010249 | 2.5687e-05
63 | 0.9846 | -0.29734 | 0.0004001 | 0.00010027
64 | 0.9845 | -0.29937 | 0.000408 | 0.00010226
65 | 0.98463 | -0.29672 | 0.00017055 | 4.2743e-05
66 | 0.98439 | -0.30138 | 0 | 0
67 | 0.98465 | -0.29629 | 0.00017052 | 4.2737e-05
68 | 0.97166 | -0.55389 | 0.00016873 | 4.2287e-05
69 | 0.97163 | -0.55434 | 0.0029233 | 0.00073266
70 | 0.97169 | -0.55318 | 0.00053263 | 0.00013349
71 | 0.97162 | -0.55459 | 0.00018434 | 4.6201e-05
72 | 0.97162 | -0.55463 | 0.00027836 | 6.9764e-05
73 | 0.97162 | -0.5547 | 0.00083356 | 0.00020891
74 | 0.98468 | -0.29572 | 0.00024074 | 6.0335e-05
75 | 0.98483 | -0.29281 | 0 | 0
76 | 0.98489 | -0.29171 | 0.0019663 | 0.00049279
77 | 0.98491 | -0.29134 | 0.00034902 | 8.7473e-05
78 | 0.98092 | -0.36959 | 0.0021023 | 0.00052688
79 | 0.9771 | -0.44511 | 0 | 0
80 | 0.98435 | -0.30229 | 0.00093358 | 0.00023398
81 | 0.98593 | -0.27124 | 0.00028895 | 7.2417e-05
82 | 0.98604 | -0.26915 | 0 | 0
83 | 0.97679 | -0.45116 | 0.0023967 | 0.00060067
84 | 0.97695 | -0.44801 | 0.0022986 | 0.00057608
85 | 0.97664 | -0.45417 | 0.001001 | 0.00025088
86 | 0.9766 | -0.455 | 0.0010413 | 0.00026098
87 | 0.97709 | -0.44529 | 0.0012085 | 0.00030287
88 | 0.97659 | -0.4552 | 0.00066849 | 0.00016754
89 | 0.97478 | -0.49106 | 0.0016869 | 0.00042277
90 | 0.97488 | -0.48915 | 0.0015495 | 0.00038835
91 | 0.97478 | -0.49108 | 0.00031997 | 8.0193e-05
92 | 0.97493 | -0.48813 | 0 | 0
93 | 0.97492 | -0.48844 | 0 | 0
94 | 0.97496 | -0.48763 | 0.0010856 | 0.00027208
95 | 0.9749 | -0.48866 | 0.00047 | 0.00011779
96 | 0.98737 | -0.24323 | 0.00025181 | 6.3109e-05
97 | 0.98647 | -0.2608 | 0.00018397 | 4.6107e-05
98 | 0.98739 | -0.24288 | 0.00027867 | 6.9843e-05
99 | 0.98769 | -0.23697 | 9.0539e-05 | 2.2691e-05
100 | 0.98604 | -0.26921 | 0.00031464 | 7.8855e-05
101 | 0.98778 | -0.23519 | 0.00011647 | 2.919e-05
102 | 0.9859 | -0.27186 | 0.0001732 | 4.3408e-05
103 | 0.99727 | -0.052237 | 0 | 0
104 | 0.99776 | -0.042712 | 0.00024086 | 6.0366e-05
105 | 0.99502 | -0.095379 | 0.00026658 | 6.6811e-05
106 | 0.99517 | -0.092414 | 0.00062569 | 0.00015681
107 | 0.99464 | -0.10264 | 0 | 0
108 | 0.99463 | -0.10278 | 0.00012746 | 3.1946e-05
109 | 0.99461 | -0.10324 | 0 | 0
110 | 0.99448 | -0.1057 | 0.0005204 | 0.00013042
111 | 0.9946 | -0.10342 | 0.00015307 | 3.8363e-05
112 | 0.99433 | -0.10849 | 0.0002894 | 7.2531e-05
113 | 0.99459 | -0.10355 | 0.00029711 | 7.4462e-05
114 | 0.99769 | -0.044174 | 0.0010526 | 0.00026381
115 | 0.99726 | -0.052306 | 7.9815e-05 | 2.0004e-05
116 | 0.99459 | -0.10364 | 0.00025681 | 6.4362e-05
117 | 0.99458 | -0.10368 | 0.00011799 | 2.9571e-05
118 | 0.99419 | -0.1112 | 0.00030614 | 7.6726e-05
119 | 0.9939 | -0.11691 | 0.00012171 | 3.0504e-05
120 | 0.99726 | -0.052338 | 0.00016989 | 4.2578e-05
121 | 0.98589 | -0.27202 | 0.0012967 | 0.00032498
122 | 0.9859 | -0.27191 | 0.00025917 | 6.4953e-05
123 | 0.99998 | 149.9956 | 0 | 0

## res_line
| p_from_mw | q_from_mvar | p_to_mw | q_to_mvar | pl_mw | ql_mvar | i_from_ka | i_to_ka | i_ka | vm_from_pu | va_from_degree | vm_to_pu | va_to_degree | loading_percent
0 | -0.032751 | -0.00817 | 0.032835 | 0.0082133 | 8.4127e-05 | 4.3384e-05 | 0.049554 | 0.04955 | 0.049554 | 0.98319 | -0.32498 | 0.98595 | -0.27099 | 4.5379
1 | 0.032538 | 0.008117 | -0.032494 | -0.0080942 | 4.4378e-05 | 2.2837e-05 | 0.049232 | 0.049234 | 0.049234 | 0.98319 | -0.32498 | 0.98173 | -0.35375 | 4.5086
2 | 0.00021299 | 5.2955e-05 | -0.00021298 | -5.3379e-05 | 1.3034e-09 | -4.2357e-07 | 0.00032219 | 0.00032235 | 0.00032235 | 0.98319 | -0.32498 | 0.98318 | -0.32511 | 0.088556
3 | 0.0020181 | 0.00050539 | -0.0020181 | -0.00050546 | 2.3249e-08 | -7.0357e-08 | 0.0030456 | 0.0030456 | 0.0030456 | 0.98595 | -0.27099 | 0.98593 | -0.27124 | 0.83671
4 | -0.034854 | -0.0087187 | 0.034857 | 0.0087203 | 3.0499e-06 | 1.6144e-06 | 0.052596 | 0.052596 | 0.052596 | 0.98595 | -0.27099 | 0.98604 | -0.26915 | 4.8165
5 | 0.0019 | 0.00046581 | -0.0018977 | -0.0004736 | 2.2714e-06 | -7.7821e-06 | 0.0028762 | 0.0028794 | 0.0028794 | 0.98173 | -0.35375 | 0.98045 | -0.3791 | 0.79105
6 | 0.030594 | 0.0076284 | -0.030577 | -0.0076201 | 1.6475e-05 | 8.2189e-06 | 0.046358 | 0.046359 | 0.046359 | 0.98173 | -0.35375 | 0.98115 | -0.3651 | 4.2453
7 | 0.0018977 | 0.0004736 | -0.0018972 | -0.00047547 | 5.5e-07 | -1.8776e-06 | 0.0028794 | 0.0028802 | 0.0028802 | 0.98045 | -0.3791 | 0.98013 | -0.3852 | 0.79127
8 | 0.030376 | 0.0075695 | -0.030369 | -0.0075663 | 6.4746e-06 | 3.2186e-06 | 0.046052 | 0.046053 | 0.046053 | 0.98115 | -0.3651 | 0.98092 | -0.36959 | 4.2173
9 | 0.005411 | 0.0013029 | -0.0054086 | -0.0013118 | 2.3596e-06 | -8.8946e-06 | 0.0082372 | 0.0082408 | 0.0082408 | 0.97524 | -0.48236 | 0.97478 | -0.49177 | 0.75465
10 | -0.005411 | -0.0013029 | 0.0054124 | 0.0012975 | 1.4311e-06 | -5.4038e-06 | 0.0082372 | 0.008235 | 0.0082372 | 0.97524 | -0.48236 | 0.97552 | -0.47664 | 0.75432
11 | 0.0051534 | 0.0012578 | -0.0051505 | -0.0012701 | 2.9295e-06 | -1.2313e-05 | 0.0078548 | 0.0078598 | 0.0078598 | 0.97478 | -0.49177 | 0.97417 | -0.5039 | 0.71976
12 | 0.00025517 | 5.406e-05 | -0.00025513 | -6.394e-05 | 4.484e-08 | -9.8804e-06 | 0.00038622 | 0.00038953 | 0.00038953 | 0.97478 | -0.49177 | 0.97459 | -0.49568 | 0.10701
13 | -0.0063577 | -0.0015344 | 0.006358 | 0.0015335 | 3.6058e-07 | -9.2314e-07 | 0.0096769 | 0.0096765 | 0.0096769 | 0.97552 | -0.47664 | 0.97558 | -0.47541 | 0.88616
14 | 0.0051505 | 0.0012701 | -0.0051388 | -0.0012876 | 1.1648e-05 | -1.7495e-05 | 0.0078598 | 0.0078687 | 0.0078687 | 0.97417 | -0.5039 | 0.97177 | -0.55172 | 1.0809
15 | 0.0049216 | 0.0012331 | -0.0049212 | -0.0012331 | 3.4188e-07 | 1.9938e-08 | 0.007536 | 0.0075361 | 0.0075361 | 0.97177 | -0.55172 | 0.97169 | -0.55318 | 2.0703
16 | -0.00037249 | -9.3354e-05 | 0.00037249 | 9.2998e-05 | 3.2704e-09 | -3.5582e-07 | 0.00055983 | 0.00055971 | 0.00055983 | 0.99005 | -0.19192 | 0.99006 | -0.19173 | 0.1538
17 | -0.00037249 | -9.2998e-05 | 0.00037251 | 9.0443e-05 | 2.3436e-08 | -2.5548e-06 | 0.00055971 | 0.00055881 | 0.00055971 | 0.99006 | -0.19173 | 0.99013 | -0.19039 | 0.15377
18 | 0.0079074 | 0.0019822 | -0.0079044 | -0.001981 | 3.0488e-06 | 1.2111e-06 | 0.011884 | 0.011884 | 0.011884 | 0.99013 | -0.19039 | 0.98972 | -0.19849 | 3.2649
19 | -0.0086998 | -0.002172 | 0.0087117 | 0.0021773 | 1.1949e-05 | 5.2449e-06 | 0.013071 | 0.013071 | 0.013071 | 0.99013 | -0.19039 | 0.99162 | -0.16151 | 3.5911
20 | 0.00041982 | 9.9326e-05 | -0.00041977 | -0.00010411 | 5.5777e-08 | -4.7879e-06 | 0.0006289 | 0.00063055 | 0.00063055 | 0.99013 | -0.19039 | 0.98999 | -0.19325 | 0.17323
21 | 0.0087263 | 0.0021836 | -0.0087117 | -0.0021773 | 1.4557e-05 | 6.3796e-06 | 0.01307 | 0.013071 | 0.013071 | 0.99343 | -0.12641 | 0.99162 | -0.16151 | 3.5908
22 | -0.0087263 | -0.0021836 | 0.0087428 | 0.0021908 | 1.6472e-05 | 7.2054e-06 | 0.01307 | 0.013068 | 0.01307 | 0.99343 | -0.12641 | 0.99547 | -0.086796 | 3.5905
23 | -0.009193 | -0.0023037 | 0.009199 | 0.0023064 | 6.0653e-06 | 2.7674e-06 | 0.013741 | 0.013741 | 0.013741 | 0.99547 | -0.086796 | 0.99619 | -0.072953 | 3.7751
24 | 0.00041977 | 0.00010411 | -0.00041976 | -0.0001052 | 1.2699e-08 | -1.0863e-06 | 0.00063055 | 0.00063094 | 0.00063094 | 0.98999 | -0.19325 | 0.98996 | -0.19389 | 0.17334
25 | 0.0074391 | 0.0018636 | -0.0074359 | -0.0018623 | 3.2395e-06 | 1.2349e-06 | 0.011343 | 0.011343 | 0.011343 | 0.97586 | -0.46979 | 0.9754 | -0.47893 | 3.1163
26 | -0.014708 | -0.0036214 | 0.014715 | 0.0036217 | 7.3904e-06 | 3.1211e-07 | 0.022404 | 0.022402 | 0.022404 | 0.97586 | -0.46979 | 0.9764 | -0.4591 | 2.0516
27 | 0.0072686 | 0.0017578 | -0.0072667 | -0.0017612 | 1.898e-06 | -3.4352e-06 | 0.011061 | 0.011062 | 0.011062 | 0.97586 | -0.46979 | 0.97558 | -0.47541 | 1.013
28 | 0.0074359 | 0.0018623 | -0.0074333 | -0.0018614 | 2.5976e-06 | 9.9079e-07 | 0.011343 | 0.011344 | 0.011344 | 0.9754 | -0.47893 | 0.97502 | -0.48627 | 3.1164
29 | -0.016977 | -0.004188 | 0.016979 | 0.0041885 | 2.5759e-06 | 4.911e-07 | 0.025849 | 0.025848 | 0.025849 | 0.9764 | -0.4591 | 0.97656 | -0.45588 | 2.3671
30 | 0.0022617 | 0.00056633 | -0.0022615 | -0.00056678 | 2.0387e-07 | -4.4184e-07 | 0.0034466 | 0.0034468 | 0.0034468 | 0.9764 | -0.4591 | 0.9763 | -0.46099 | 0.94692
31 | 0.0051128 | 0.0012798 | -0.0051125 | -0.0012798 | 3.3045e-07 | 3.096e-08 | 0.0078022 | 0.0078023 | 0.0078023 | 0.97502 | -0.48627 | 0.97496 | -0.48763 | 2.1435
32 | -0.017771 | -0.004387 | 0.017772 | 0.0043871 | 5.6794e-07 | 1.3049e-07 | 0.027055 | 0.027055 | 0.027055 | 0.97656 | -0.45588 | 0.97659 | -0.4552 | 2.4776
33 | -0.04393 | -0.011025 | 0.044086 | 0.011114 | 0.00015652 | 8.9082e-05 | 0.066081 | 0.066077 | 0.066081 | 0.98929 | -0.20583 | 0.99314 | -0.13138 | 6.0513
34 | 0.0077289 | 0.0019375 | -0.0077166 | -0.0019328 | 1.2287e-05 | 4.7564e-06 | 0.011625 | 0.011626 | 0.011626 | 0.98929 | -0.20583 | 0.98758 | -0.23923 | 3.1941
35 | 0.036201 | 0.0090877 | -0.036186 | -0.0090797 | 1.4912e-05 | 7.995e-06 | 0.054455 | 0.054456 | 0.054456 | 0.98929 | -0.20583 | 0.98885 | -0.21447 | 4.9868
36 | -0.04479 | -0.011291 | 0.044805 | 0.0113 | 1.5211e-05 | 8.6865e-06 | 0.067132 | 0.067132 | 0.067132 | 0.99314 | -0.13138 | 0.99351 | -0.12428 | 6.1476
37 | 0.0077166 | 0.0019328 | -0.0077087 | -0.0019297 | 7.9278e-06 | 3.075e-06 | 0.011626 | 0.011627 | 0.011627 | 0.98758 | -0.23923 | 0.98647 | -0.26082 | 3.1943
38 | 0.036186 | 0.0090797 | -0.03615 | -0.0090606 | 3.572e-05 | 1.9156e-05 | 0.054456 | 0.054457 | 0.054457 | 0.98885 | -0.21447 | 0.98778 | -0.23519 | 4.9869
39 | -0.0010214 | -0.00025528 | 0.0010214 | 0.0002552 | 5.3544e-09 | -7.5604e-08 | 0.0015296 | 0.0015295 | 0.0015296 | 0.99351 | -0.12439 | 0.99351 | -0.12428 | 0.42021
40 | 0.0010214 | 0.00025528 | -0.0010214 | -0.00025552 | 1.6892e-08 | -2.385e-07 | 0.0015296 | 0.0015297 | 0.0015297 | 0.99351 | -0.12439 | 0.99349 | -0.12474 | 0.42024
41 | -0.045827 | -0.011555 | 0.045843 | 0.011564 | 1.6174e-05 | 9.2848e-06 | 0.068661 | 0.068661 | 0.068661 | 0.99351 | -0.12428 | 0.9939 | -0.11691 | 6.2876
42 | 0.00030888 | 7.694e-05 | -0.00030888 | -7.6941e-05 | 7.8661e-12 | -1.053e-09 | 0.00046246 | 0.00046246 | 0.00046246 | 0.99349 | -0.12474 | 0.99349 | -0.12474 | 0.12705
43 | 0.0077087 | 0.0019297 | -0.0076986 | -0.0019258 | 1.0078e-05 | 3.9159e-06 | 0.011627 | 0.011628 | 0.011628 | 0.98647 | -0.26082 | 0.98506 | -0.28831 | 3.1945
44 | 0.0074807 | 0.0018712 | -0.0074796 | -0.0018707 | 1.0749e-06 | 4.0216e-07 | 0.011299 | 0.011299 | 0.011299 | 0.98506 | -0.28831 | 0.98491 | -0.29134 | 3.1041
45 | 0.027991 | 0.0069642 | -0.027968 | -0.0069533 | 2.2887e-05 | 1.0818e-05 | 0.042489 | 0.04249 | 0.04249 | 0.97987 | -0.39034 | 0.97899 | -0.40761 | 3.891
46 | -0.027991 | -0.0069642 | 0.028011 | 0.0069736 | 2.0061e-05 | 9.4771e-06 | 0.042489 | 0.042487 | 0.042489 | 0.97987 | -0.39034 | 0.98063 | -0.37522 | 3.8909
47 | 0.026444 | 0.0065714 | -0.026397 | -0.0065501 | 4.6866e-05 | 2.1249e-05 | 0.040173 | 0.040176 | 0.040176 | 0.97899 | -0.40761 | 0.9771 | -0.44511 | 3.6792
48 | -0.028259 | -0.0070359 | 0.028267 | 0.0070395 | 7.5418e-06 | 3.5835e-06 | 0.042864 | 0.042864 | 0.042864 | 0.98063 | -0.37522 | 0.98092 | -0.36959 | 3.9253
49 | -0.0093523 | -0.0023452 | 0.009357 | 0.0023473 | 4.6707e-06 | 2.1573e-06 | 0.013968 | 0.013967 | 0.013968 | 0.99637 | -0.06959 | 0.99691 | -0.059115 | 3.8373
50 | 0.0093523 | 0.0023452 | -0.0093508 | -0.0023445 | 1.4985e-06 | 6.9234e-07 | 0.013968 | 0.013968 | 0.013968 | 0.99637 | -0.06959 | 0.99619 | -0.072953 | 3.8373
51 | -0.009512 | -0.0023862 | 0.0095151 | 0.0023876 | 3.1201e-06 | 1.4586e-06 | 0.014199 | 0.014198 | 0.014199 | 0.99691 | -0.059115 | 0.99727 | -0.052237 | 3.9007
52 | 0.060791 | 0.015414 | -0.060694 | -0.015355 | 9.7321e-05 | 5.8553e-05 | 0.090521 | 0.090522 | 0.090522 | 1 | 0 | 0.99825 | -0.033361 | 8.2895
53 | 0.060464 | 0.015298 | -0.060437 | -0.015281 | 2.7116e-05 | 1.6309e-05 | 0.09018 | 0.090181 | 0.090181 | 0.99825 | -0.033361 | 0.99776 | -0.042712 | 8.2583
54 | -0.00018462 | -4.6269e-05 | 0.00018462 | 4.5798e-05 | 1.0451e-09 | -4.7161e-07 | 0.00027652 | 0.00027635 | 0.00027652 | 0.99348 | -0.12486 | 0.99349 | -0.12474 | 0.075966
55 | -0.00019439 | -4.8719e-05 | 0.00019439 | 4.8039e-05 | 1.6556e-09 | -6.7968e-07 | 0.00029053 | 0.00029029 | 0.00029053 | 0.99561 | -0.083997 | 0.99562 | -0.083817 | 0.079816
56 | -0.049277 | -0.012447 | 0.049302 | 0.012462 | 2.4772e-05 | 1.4429e-05 | 0.073682 | 0.073682 | 0.073682 | 0.99562 | -0.083817 | 0.99616 | -0.073334 | 6.7475
57 | 0.049083 | 0.012399 | -0.049071 | -0.012393 | 1.1326e-05 | 6.5926e-06 | 0.073392 | 0.073392 | 0.073392 | 0.99562 | -0.083817 | 0.99537 | -0.088633 | 6.7209
58 | -0.049302 | -0.012462 | 0.049352 | 0.012491 | 4.9926e-05 | 2.9076e-05 | 0.073682 | 0.073681 | 0.073682 | 0.99616 | -0.073334 | 0.99727 | -0.052237 | 6.7474
59 | 0.04899 | 0.012372 | -0.048981 | -0.012367 | 8.8746e-06 | 5.1642e-06 | 0.07327 | 0.07327 | 0.07327 | 0.99537 | -0.088633 | 0.99517 | -0.092414 | 6.7097
60 | -0.0012687 | -0.00031743 | 0.0012687 | 0.00031736 | 8.007e-09 | -6.873e-08 | 0.0019174 | 0.0019173 | 0.0019174 | 0.98449 | -0.29944 | 0.9845 | -0.29931 | 0.52675
61 | 0.001042 | 0.00026063 | -0.001042 | -0.00026076 | 1.0087e-08 | -1.3145e-07 | 0.0015748 | 0.0015749 | 0.0015749 | 0.98449 | -0.29944 | 0.98448 | -0.29964 | 0.43266
62 | -0.0013743 | -0.00034383 | 0.0013743 | 0.00034372 | 1.4954e-08 | -1.0798e-07 | 0.002077 | 0.0020769 | 0.002077 | 0.9845 | -0.29931 | 0.98451 | -0.29908 | 0.5706
63 | 0.00069995 | 0.00017515 | -0.00069994 | -0.00017533 | 5.8868e-09 | -1.7459e-07 | 0.0010579 | 0.0010579 | 0.0010579 | 0.98448 | -0.29964 | 0.98447 | -0.29982 | 0.29064
64 | 0.00034209 | 8.5607e-05 | -0.00034209 | -8.5735e-05 | 1.0103e-09 | -1.275e-07 | 0.00051701 | 0.00051705 | 0.00051705 | 0.98448 | -0.29964 | 0.98448 | -0.2997 | 0.14205
65 | -0.0022821 | -0.00057122 | 0.0022821 | 0.00057107 | 6.8424e-08 | -1.5128e-07 | 0.0034489 | 0.0034488 | 0.0034489 | 0.98451 | -0.29908 | 0.98454 | -0.29845 | 0.9475
66 | 0.00015104 | 3.7756e-05 | -0.00015104 | -3.7853e-05 | 1.4919e-10 | -9.6989e-08 | 0.00022825 | 0.00022829 | 0.00022829 | 0.98447 | -0.29982 | 0.98447 | -0.29984 | 0.062716
67 | -0.0024001 | -0.00060063 | 0.0024001 | 0.00060061 | 1.0486e-08 | -2.0318e-08 | 0.0036271 | 0.0036271 | 0.0036271 | 0.98454 | -0.29845 | 0.98455 | -0.29836 | 0.99645
68 | -0.0041807 | -0.0010443 | 0.0041809 | 0.0010443 | 2.0197e-07 | -4.2368e-08 | 0.0063174 | 0.0063173 | 0.0063174 | 0.98455 | -0.29836 | 0.9846 | -0.29734 | 1.7355
69 | 0.0017806 | 0.00044371 | -0.0017806 | -0.00044392 | 5.1882e-08 | -2.0987e-07 | 0.0026903 | 0.0026904 | 0.0026904 | 0.98455 | -0.29836 | 0.98452 | -0.29897 | 0.73912
70 | 0.0014442 | 0.00035962 | -0.0014442 | -0.00035979 | 2.6249e-08 | -1.7014e-07 | 0.002182 | 0.0021821 | 0.0021821 | 0.98452 | -0.29897 | 0.9845 | -0.29935 | 0.59947
71 | 0.0013417 | 0.0003341 | -0.0013417 | -0.00033411 | 1.1944e-09 | -9.0914e-09 | 0.0020272 | 0.0020272 | 0.0020272 | 0.9845 | -0.29935 | 0.9845 | -0.29937 | 0.55691
72 | -0.004581 | -0.0011446 | 0.0045812 | 0.0011445 | 1.344e-07 | -9.1215e-09 | 0.006922 | 0.006922 | 0.006922 | 0.9846 | -0.29734 | 0.98463 | -0.29672 | 1.9016
73 | 0.00093371 | 0.00023186 | -0.00093362 | -0.00023332 | 8.9128e-08 | -1.4613e-06 | 0.0014105 | 0.001411 | 0.001411 | 0.9845 | -0.29937 | 0.98439 | -0.30138 | 0.38765
74 | -0.0047517 | -0.0011873 | 0.0047518 | 0.0011873 | 9.7206e-08 | -1.7497e-09 | 0.0071797 | 0.0071797 | 0.0071797 | 0.98463 | -0.29672 | 0.98465 | -0.29629 | 1.9724
75 | 0.00093362 | 0.00023332 | -0.00093358 | -0.00023398 | 4.0162e-08 | -6.58e-07 | 0.001411 | 0.0014113 | 0.0014113 | 0.98439 | -0.30138 | 0.98435 | -0.30229 | 0.38771
76 | -0.0049223 | -0.00123 | 0.0049225 | 0.00123 | 1.3302e-07 | 3.5612e-09 | 0.0074374 | 0.0074373 | 0.0074374 | 0.98465 | -0.29629 | 0.98468 | -0.29572 | 2.0432
77 | 0.0042197 | 0.0010573 | -0.0042196 | -0.0010573 | 9.228e-08 | -1.393e-08 | 0.0064621 | 0.0064621 | 0.0064621 | 0.97166 | -0.55389 | 0.97163 | -0.55434 | 1.7753
78 | -0.0043884 | -0.0010996 | 0.0043886 | 0.0010996 | 1.4828e-07 | -1.3546e-08 | 0.0067205 | 0.0067204 | 0.0067205 | 0.97166 | -0.55389 | 0.97169 | -0.55318 | 1.8463
79 | 0.0012963 | 0.00032468 | -0.0012963 | -0.0003248 | 1.5218e-08 | -1.178e-07 | 0.0019851 | 0.0019852 | 0.0019852 | 0.97163 | -0.55434 | 0.97162 | -0.55459 | 0.54538
80 | 0.0011119 | 0.00027859 | -0.0011119 | -0.00027862 | 2.037e-09 | -2.1897e-08 | 0.0017029 | 0.0017029 | 0.0017029 | 0.97162 | -0.55459 | 0.97162 | -0.55463 | 0.46782
81 | 0.00083356 | 0.00020885 | -0.00083356 | -0.00020891 | 2.942e-09 | -5.7741e-08 | 0.0012766 | 0.0012766 | 0.0012766 | 0.97162 | -0.55463 | 0.97162 | -0.5547 | 0.35071
82 | -0.0051632 | -0.0012904 | 0.0051639 | 0.0012904 | 7.1591e-07 | 5.9077e-08 | 0.0078011 | 0.007801 | 0.0078011 | 0.98468 | -0.29572 | 0.98483 | -0.29281 | 2.1432
83 | -0.0051639 | -0.0012904 | 0.0051642 | 0.0012904 | 2.6912e-07 | 2.2173e-08 | 0.007801 | 0.0078009 | 0.007801 | 0.98483 | -0.29281 | 0.98489 | -0.29171 | 2.1431
84 | -0.0071304 | -0.0017832 | 0.0071306 | 0.0017833 | 1.27e-07 | 4.4135e-08 | 0.010772 | 0.010772 | 0.010772 | 0.98489 | -0.29171 | 0.98491 | -0.29134 | 2.9592
85 | 0.0012085 | 0.00030277 | -0.0012085 | -0.00030287 | 1.0528e-08 | -9.7083e-08 | 0.0018403 | 0.0018404 | 0.0018404 | 0.9771 | -0.44511 | 0.97709 | -0.44529 | 0.50559
86 | 0.025189 | 0.0062473 | -0.025185 | -0.0062458 | 3.4567e-06 | 1.5054e-06 | 0.038336 | 0.038336 | 0.038336 | 0.9771 | -0.44511 | 0.97695 | -0.44801 | 3.5107
87 | 0.0017291 | 0.00043304 | -0.0017291 | -0.00043327 | 5.1587e-08 | -2.2459e-07 | 0.0026096 | 0.0026096 | 0.0026096 | 0.98593 | -0.27124 | 0.9859 | -0.27186 | 0.71693
88 | 0.00031464 | 7.8739e-05 | -0.00031464 | -7.8855e-05 | 7.7465e-10 | -1.1639e-07 | 0.00047477 | 0.00047481 | 0.00047481 | 0.98604 | -0.26915 | 0.98604 | -0.26921 | 0.13044
89 | -0.035171 | -0.0087991 | 0.035185 | 0.0088065 | 1.3987e-05 | 7.4309e-06 | 0.053071 | 0.05307 | 0.053071 | 0.98604 | -0.26915 | 0.98647 | -0.2608 | 4.8599
90 | -0.022883 | -0.0056684 | 0.022887 | 0.0056698 | 3.4006e-06 | 1.3344e-06 | 0.034836 | 0.034835 | 0.034836 | 0.97679 | -0.45116 | 0.97695 | -0.44801 | 3.1901
91 | 0.020487 | 0.0050678 | -0.020484 | -0.0050668 | 2.9145e-06 | 9.6507e-07 | 0.031185 | 0.031185 | 0.031185 | 0.97679 | -0.45116 | 0.97664 | -0.45417 | 2.8558
92 | 0.019483 | 0.0048159 | -0.019482 | -0.0048157 | 7.6235e-07 | 2.2766e-07 | 0.02966 | 0.02966 | 0.02966 | 0.97664 | -0.45417 | 0.9766 | -0.455 | 2.7161
93 | 0.01844 | 0.0045547 | -0.01844 | -0.0045547 | 1.6944e-07 | 4.3878e-08 | 0.028073 | 0.028073 | 0.028073 | 0.9766 | -0.455 | 0.97659 | -0.4552 | 2.5708
94 | -0.0020069 | -0.00050293 | 0.002007 | 0.0005024 | 1.8313e-07 | -5.3156e-07 | 0.0030635 | 0.0030633 | 0.0030635 | 0.97478 | -0.49106 | 0.97488 | -0.48915 | 0.84162
95 | 0.00031997 | 8.0154e-05 | -0.00031997 | -8.0193e-05 | 2.8066e-10 | -3.8923e-08 | 0.00048843 | 0.00048844 | 0.00048844 | 0.97478 | -0.49106 | 0.97478 | -0.49108 | 0.13419
96 | -0.0035566 | -0.00089074 | 0.0035567 | 0.00089066 | 1.7254e-07 | -8.4273e-08 | 0.0054284 | 0.0054283 | 0.0054284 | 0.97488 | -0.48915 | 0.97493 | -0.48813 | 1.4913
97 | 0.00047002 | 0.00011704 | -0.00047001 | -0.00011748 | 6.9611e-09 | -4.4557e-07 | 0.0007171 | 0.00071726 | 0.00071726 | 0.97493 | -0.48813 | 0.97492 | -0.48844 | 0.19705
98 | -0.0040268 | -0.0010077 | 0.0040269 | 0.0010077 | 9.537e-08 | -2.2938e-08 | 0.0061454 | 0.0061454 | 0.0061454 | 0.97493 | -0.48813 | 0.97496 | -0.48763 | 1.6883
99 | 0.00047001 | 0.00011748 | -0.00047 | -0.00011779 | 4.8769e-09 | -3.1204e-07 | 0.00071726 | 0.00071738 | 0.00071738 | 0.97492 | -0.48844 | 0.9749 | -0.48866 | 0.19708
100 | 0.035399 | 0.0088684 | -0.035369 | -0.0088526 | 2.9593e-05 | 1.575e-05 | 0.053346 | 0.053348 | 0.053348 | 0.98737 | -0.24323 | 0.98647 | -0.2608 | 4.8853
101 | -0.035651 | -0.0089315 | 0.035651 | 0.0089318 | 6.0295e-07 | 3.2177e-07 | 0.053726 | 0.053726 | 0.053726 | 0.98737 | -0.24323 | 0.98739 | -0.24288 | 4.92
102 | -0.03593 | -0.0090016 | 0.03594 | 0.0090071 | 1.0109e-05 | 5.411e-06 | 0.054146 | 0.054146 | 0.054146 | 0.98739 | -0.24288 | 0.98769 | -0.23697 | 4.9584
103 | -0.03603 | -0.0090298 | 0.036034 | 0.0090314 | 3.0586e-06 | 1.6386e-06 | 0.054282 | 0.054282 | 0.054282 | 0.98769 | -0.23697 | 0.98778 | -0.23519 | 4.9709
104 | 0.0015559 | 0.00038986 | -0.0015559 | -0.00038988 | 3.2845e-09 | -1.8152e-08 | 0.0023482 | 0.0023482 | 0.0023482 | 0.9859 | -0.27186 | 0.9859 | -0.27191 | 0.64512
105 | 0.00024971 | 6.2237e-05 | -0.00024971 | -6.2443e-05 | 8.241e-10 | -2.0612e-07 | 0.00037246 | 0.00037254 | 0.00037254 | 0.99727 | -0.052237 | 0.99726 | -0.052306 | 0.10235
106 | -0.059117 | -0.014941 | 0.05914 | 0.014955 | 2.2863e-05 | 1.3713e-05 | 0.088252 | 0.088252 | 0.088252 | 0.99727 | -0.052237 | 0.99769 | -0.044174 | 8.0817
107 | 0.060196 | 0.015221 | -0.060192 | -0.015218 | 4.2213e-06 | 2.5376e-06 | 0.089821 | 0.089822 | 0.089822 | 0.99776 | -0.042712 | 0.99769 | -0.044174 | 8.2254
108 | -0.048348 | -0.012206 | 0.048355 | 0.01221 | 6.8697e-06 | 3.9873e-06 | 0.072335 | 0.072335 | 0.072335 | 0.99502 | -0.095379 | 0.99517 | -0.092414 | 6.6241
109 | 0.048082 | 0.01214 | -0.048065 | -0.01213 | 1.6728e-05 | 9.6983e-06 | 0.071936 | 0.071937 | 0.071937 | 0.99502 | -0.095379 | 0.99464 | -0.10264 | 6.5876
110 | 0.04724 | 0.011924 | -0.04724 | -0.011924 | 3.1089e-07 | 1.796e-07 | 0.070703 | 0.070703 | 0.070703 | 0.99464 | -0.10264 | 0.99463 | -0.10278 | 6.4746
111 | 0.00082501 | 0.00020549 | -0.00082498 | -0.00020601 | 2.3329e-08 | -5.1539e-07 | 0.0012338 | 0.001234 | 0.001234 | 0.99464 | -0.10264 | 0.99461 | -0.10324 | 0.33901
112 | 0.047112 | 0.011892 | -0.047106 | -0.011888 | 6.582e-06 | 3.8002e-06 | 0.070512 | 0.070512 | 0.070512 | 0.99463 | -0.10278 | 0.99448 | -0.1057 | 6.4572
113 | 0.00082498 | 0.00020601 | -0.00082498 | -0.00020616 | 7.1199e-09 | -1.5726e-07 | 0.001234 | 0.001234 | 0.001234 | 0.99461 | -0.10324 | 0.9946 | -0.10342 | 0.33902
114 | 0.046585 | 0.011758 | -0.046579 | -0.011754 | 6.2347e-06 | 3.591e-06 | 0.069734 | 0.069734 | 0.069734 | 0.99448 | -0.1057 | 0.99433 | -0.10849 | 6.3859
115 | 0.00067191 | 0.0001678 | -0.0006719 | -0.00016794 | 4.0279e-09 | -1.3542e-07 | 0.001005 | 0.0010051 | 0.0010051 | 0.9946 | -0.10342 | 0.99459 | -0.10355 | 0.27612
116 | 0.04629 | 0.011682 | -0.046284 | -0.011678 | 5.9949e-06 | 3.4482e-06 | 0.069301 | 0.069301 | 0.069301 | 0.99433 | -0.10849 | 0.99419 | -0.1112 | 6.3462
117 | 0.0003748 | 9.3475e-05 | -0.00037479 | -9.3652e-05 | 1.6161e-09 | -1.7692e-07 | 0.00056057 | 0.00056064 | 0.00056064 | 0.99459 | -0.10355 | 0.99459 | -0.10364 | 0.15402
118 | 0.00016989 | 4.2439e-05 | -0.00016989 | -4.2578e-05 | 2.5759e-10 | -1.3934e-07 | 0.00025344 | 0.00025349 | 0.00025349 | 0.99726 | -0.052306 | 0.99726 | -0.052338 | 0.069641
119 | 0.00011799 | 2.9291e-05 | -0.00011799 | -2.9571e-05 | 2.5224e-10 | -2.8013e-07 | 0.00017643 | 0.00017653 | 0.00017653 | 0.99459 | -0.10364 | 0.99458 | -0.10368 | 0.048496
120 | 0.045977 | 0.011602 | -0.045965 | -0.011595 | 1.2581e-05 | 7.2257e-06 | 0.068843 | 0.068843 | 0.068843 | 0.99419 | -0.1112 | 0.9939 | -0.11691 | 6.3043
121 | -0.0012967 | -0.00032498 | 0.0012967 | 0.00032493 | 6.7773e-09 | -5.5832e-08 | 0.0019571 | 0.0019571 | 0.0019571 | 0.98589 | -0.27202 | 0.9859 | -0.27191 | 0.53767

## res_trafo
| p_hv_mw | q_hv_mvar | p_lv_mw | q_lv_mvar | pl_mw | ql_mvar | i_hv_ka | i_lv_ka | vm_hv_pu | va_hv_degree | vm_lv_pu | va_lv_degree | loading_percent
0 | -1.2729e-15 | -1.3162e-15 | 0.00165 | 1.2699e-07 | 0.00165 | 1.2699e-07 | 5.2857e-17 | 0.0023815 | 0.99998 | 149.9956 | 1 | 0 | 0.2619

## res_ext_grid
| p_mw | q_mvar
0 | 0.062441 | 0.015414

## res_load
| p_mw | q_mvar
0 | 0.00021298 | 5.3379e-05
1 | 0.00020183 | 5.0584e-05
2 | 0.0018972 | 0.00047547
3 | 0.00094528 | 0.00023691
4 | 0.00025513 | 6.394e-05
5 | 0.00021729 | 5.4457e-05
6 | 0.00037249 | 9.3354e-05
7 | 0.0004502 | 0.00011283
8 | 0.0079044 | 0.001981
9 | 0.00090862 | 0.00022772
10 | 0.0023205 | 0.00058157
11 | 0.00079197 | 0.00019849
12 | 0.0022615 | 0.00056678
13 | 0.00070423 | 0.0001765
14 | 0.00071253 | 0.00017858
15 | 0.00021793 | 5.4617e-05
16 | 0.00041976 | 0.0001052
17 | 0.0015241 | 0.00038198
18 | 0.0002483 | 6.2229e-05
19 | 0.00015502 | 3.8851e-05
20 | 0.00015178 | 3.8041e-05
21 | 0.00022912 | 5.7423e-05
22 | 0.00018462 | 4.6269e-05
23 | 0.00012426 | 3.1143e-05
24 | 0.00019439 | 4.8719e-05
25 | 8.1794e-05 | 2.05e-05
26 | 0.00022663 | 5.6799e-05
27 | 0.00010562 | 2.6471e-05
28 | 0.00090774 | 0.0002275
29 | 0.00054891 | 0.00013757
30 | 0.00034209 | 8.5735e-05
31 | 0.00011794 | 2.9557e-05
32 | 0.00015104 | 3.7853e-05
33 | 0.00033636 | 8.4301e-05
34 | 0.00010249 | 2.5687e-05
35 | 0.0004001 | 0.00010027
36 | 0.000408 | 0.00010226
37 | 0.00017055 | 4.2743e-05
38 | 0.00017052 | 4.2737e-05
39 | 0.00016873 | 4.2287e-05
40 | 0.0029233 | 0.00073266
41 | 0.00053263 | 0.00013349
42 | 0.00018434 | 4.6201e-05
43 | 0.00027836 | 6.9764e-05
44 | 0.00083356 | 0.00020891
45 | 0.00024074 | 6.0335e-05
46 | 0.0019663 | 0.00049279
47 | 0.00034902 | 8.7473e-05
48 | 0.0021023 | 0.00052688
49 | 0.00093358 | 0.00023398
50 | 0.00028895 | 7.2417e-05
51 | 0.0023967 | 0.00060067
52 | 0.0022986 | 0.00057608
53 | 0.001001 | 0.00025088
54 | 0.0010413 | 0.00026098
55 | 0.0012085 | 0.00030287
56 | 0.00066849 | 0.00016754
57 | 0.0016869 | 0.00042277
58 | 0.0015495 | 0.00038835
59 | 0.00031997 | 8.0193e-05
60 | 0.0010856 | 0.00027208
61 | 0.00047 | 0.00011779
62 | 0.00025181 | 6.3109e-05
63 | 0.00018397 | 4.6107e-05
64 | 0.00027867 | 6.9843e-05
65 | 9.0539e-05 | 2.2691e-05
66 | 0.00031464 | 7.8855e-05
67 | 0.00011647 | 2.919e-05
68 | 0.0001732 | 4.3408e-05
69 | 0.00024086 | 6.0366e-05
70 | 0.00026658 | 6.6811e-05
71 | 0.00062569 | 0.00015681
72 | 0.00012746 | 3.1946e-05
73 | 0.0005204 | 0.00013042
74 | 0.00015307 | 3.8363e-05
75 | 0.0002894 | 7.2531e-05
76 | 0.00029711 | 7.4462e-05
77 | 0.0010526 | 0.00026381
78 | 7.9815e-05 | 2.0004e-05
79 | 0.00025681 | 6.4362e-05
80 | 0.00011799 | 2.9571e-05
81 | 0.00030614 | 7.6726e-05
82 | 0.00012171 | 3.0504e-05
83 | 0.00016989 | 4.2578e-05
84 | 0.0012967 | 0.00032498
85 | 0.00025917 | 6.4953e-05

## dtypes
| element | column | dtype
0 | bus | name | object
1 | bus | vn_kv | float64
2 | bus | type | object
3 | bus | zone | object
4 | bus | in_service | bool
5 | load | name | object
6 | load | bus | uint32
7 | load | p_mw | float64
8 | load | q_mvar | float64
9 | load | const_z_percent | float64
10 | load | const_i_percent | float64
11 | load | sn_mva | float64
12 | load | scaling | float64
13 | load | in_service | bool
14 | load | type | object
15 | ext_grid | name | object
16 | ext_grid | bus | uint32
17 | ext_grid | vm_pu | float64
18 | ext_grid | va_degree | float64
19 | ext_grid | slack_weight | float64
20 | ext_grid | in_service | bool
21 | line | name | object
22 | line | std_type | object
23 | line | from_bus | uint32
24 | line | to_bus | uint32
25 | line | length_km | float64
26 | line | r_ohm_per_km | float64
27 | line | x_ohm_per_km | float64
28 | line | c_nf_per_km | float64
29 | line | g_us_per_km | float64
30 | line | max_i_ka | float64
31 | line | df | float64
32 | line | parallel | uint32
33 | line | type | object
34 | line | in_service | bool
35 | trafo | name | object
36 | trafo | std_type | object
37 | trafo | hv_bus | uint32
38 | trafo | lv_bus | uint32
39 | trafo | sn_mva | float64
40 | trafo | vn_hv_kv | float64
41 | trafo | vn_lv_kv | float64
42 | trafo | vk_percent | float64
43 | trafo | vkr_percent | float64
44 | trafo | pfe_kw | float64
45 | trafo | i0_percent | float64
46 | trafo | shift_degree | float64
47 | trafo | tap_side | object
48 | trafo | tap_neutral | int32
49 | trafo | tap_min | int32
50 | trafo | tap_max | int32
51 | trafo | tap_step_percent | float64
52 | trafo | tap_step_degree | float64
53 | trafo | tap_pos | int32
54 | trafo | tap_phase_shifter | bool
55 | trafo | parallel | uint32
56 | trafo | df | float64
57 | trafo | in_service | bool
58 | line_geodata | coords | object
59 | bus_geodata | x | float64
60 | bus_geodata | y | float64
61 | bus_geodata | coords | object
62 | res_bus | vm_pu | float64
63 | res_bus | va_degree | float64
64 | res_bus | p_mw | float64
65 | res_bus | q_mvar | float64
66 | res_line | p_from_mw | float64
67 | res_line | q_from_mvar | float64
68 | res_line | p_to_mw | float64
69 | res_line | q_to_mvar | float64
70 | res_line | pl_mw | float64
71 | res_line | ql_mvar | float64
72 | res_line | i_from_ka | float64
73 | res_line | i_to_ka | float64
74 | res_line | i_ka | float64
75 | res_line | vm_from_pu | float64
76 | res_line | va_from_degree | float64
77 | res_line | vm_to_pu | float64
78 | res_line | va_to_degree | float64
79 | res_line | loading_percent | float64
80 | res_trafo | p_hv_mw | float64
81 | res_trafo | q_hv_mvar | float64
82 | res_trafo | p_lv_mw | float64
83 | res_trafo | q_lv_mvar | float64
84 | res_trafo | pl_mw | float64
85 | res_trafo | ql_mvar | float64
86 | res_trafo | i_hv_ka | float64
87 | res_trafo | i_lv_ka | float64
88 | res_trafo | vm_hv_pu | float64
89 | res_trafo | va_hv_degree | float64
90 | res_trafo | vm_lv_pu | float64
91 | res_trafo | va_lv_degree | float64
92 | res_trafo | loading_percent | float64
93 | res_ext_grid | p_mw | float64
94 | res_ext_grid | q_mvar | float64
95 | res_load | p_mw | float64
96 | res_load | q_mvar | float64

## parameters
| version | format_version | converged | OPF_converged | name | f_hz | sn_mva
0 | 2.14.6 | 2.14.0 | TRUE | FALSE |  | 50 | 1