## bus
| name | vn_kv | type | zone | in_service
0 | bus_LV_242-4_0_3_node_0 | 0.4 | n |  | TRUE
1 | bus_LV_242-4_0_3_node_1 | 0.4 | n |  | TRUE
2 | bus_LV_242-4_0_3_node_3 | 0.4 | n |  | TRUE
3 | bus_LV_242-4_0_3_node_56 | 0.4 | n |  | TRUE
4 | bus_LV_242-4_0_3_node_5 | 0.4 | n |  | TRUE
5 | bus_LV_242-4_0_3_node_54 | 0.4 | n |  | TRUE
6 | bus_LV_242-4_0_3_node_4 | 0.4 | n |  | TRUE
7 | bus_LV_242-4_0_3_node_55 | 0.4 | n |  | TRUE
8 | bus_LV_242-4_0_3_node_143 | 0.4 | n |  | TRUE
9 | bus_LV_242-4_0_3_node_19 | 0.4 | n |  | TRUE
10 | bus_LV_242-4_0_3_node_6 | 0.4 | n |  | TRUE
11 | bus_LV_242-4_0_3_node_17 | 0.4 | n |  | TRUE
12 | bus_LV_242-4_0_3_node_7 | 0.4 | n |  | TRUE
13 | bus_LV_242-4_0_3_node_18 | 0.4 | n |  | TRUE
14 | bus_LV_242-4_0_3_node_52 | 0.4 | n |  | TRUE
15 | bus_LV_242-4_0_3_node_9 | 0.4 | n |  | TRUE
16 | bus_LV_242-4_0_3_node_12 | 0.4 | n |  | TRUE
17 | bus_LV_242-4_0_3_node_39 | 0.4 | n |  | TRUE
18 | bus_LV_242-4_0_3_node_11 | 0.4 | n |  | TRUE
19 | bus_LV_242-4_0_3_node_53 | 0.4 | n |  | TRUE
20 | bus_LV_242-4_0_3_node_50 | 0.4 | n |  | TRUE
21 | bus_LV_242-4_0_3_node_49 | 0.4 | n |  | TRUE
22 | bus_LV_242-4_0_3_node_13 | 0.4 | n |  | TRUE
23 | bus_LV_242-4_0_3_node_45 | 0.4 | n |  | TRUE
24 | bus_LV_242-4_0_3_node_44 | 0.4 | n |  | TRUE
25 | bus_LV_242-4_0_3_node_14 | 0.4 | n |  | TRUE
26 | bus_LV_242-4_0_3_node_16 | 0.4 | n |  | TRUE
27 | bus_LV_242-4_0_3_node_141 | 0.4 | n |  | TRUE
28 | bus_LV_242-4_0_3_node_15 | 0.4 | n |  | TRUE
29 | bus_LV_242-4_0_3_node_48 | 0.4 | n |  | TRUE
30 | bus_LV_242-4_0_3_node_47 | 0.4 | n |  | TRUE
31 | bus_LV_242-4_0_3_node_95 | 0.4 | n |  | TRUE
32 | bus_LV_242-4_0_3_node_41 | 0.4 | n |  | TRUE
33 | bus_LV_242-4_0_3_node_104 | 0.4 | n |  | TRUE
34 | bus_LV_242-4_0_3_node_125 | 0.4 | n |  | TRUE
35 | bus_LV_242-4_0_3_node_144 | 0.4 | n |  | TRUE
36 | bus_LV_242-4_0_3_node_51 | 0.4 | n |  | TRUE
37 | bus_LV_242-4_0_3_node_37 | 0.4 | n |  | TRUE
38 | bus_LV_242-4_0_3_node_92 | 0.4 | n |  | TRUE
39 | bus_LV_242-4_0_3_node_63 | 0.4 | n |  | TRUE
40 | bus_LV_242-4_0_3_node_34 | 0.4 | n |  | TRUE
41 | bus_LV_242-4_0_3_node_33 | 0.4 | n |  | TRUE
42 | bus_LV_242-4_0_3_node_24 | 0.4 | n |  | TRUE
43 | bus_LV_242-4_0_3_node_35 | 0.4 | n |  | TRUE
44 | bus_LV_242-4_0_3_node_108 | 0.4 | n |  | TRUE
45 | bus_LV_242-4_0_3_node_118 | 0.4 | n |  | TRUE
46 | bus_LV_242-4_0_3_node_64 | 0.4 | n |  | TRUE
47 | bus_LV_242-4_0_3_node_83 | 0.4 | n |  | TRUE
48 | bus_LV_242-4_0_3_node_21 | 0.4 | n |  | TRUE
49 | bus_LV_242-4_0_3_node_43 | 0.4 | n |  | TRUE
50 | bus_LV_242-4_0_3_node_113 | 0.4 | n |  | TRUE
51 | bus_LV_242-4_0_3_node_139 | 0.4 | n |  | TRUE
52 | bus_LV_242-4_0_3_node_82 | 0.4 | n |  | TRUE
53 | bus_LV_242-4_0_3_node_46 | 0.4 | n |  | TRUE
54 | bus_LV_242-4_0_3_node_145 | 0.4 | n |  | TRUE
55 | bus_LV_242-4_0_3_node_146 | 0.4 | n |  | TRUE
56 | bus_LV_242-4_0_3_node_20 | 0.4 | n |  | TRUE
57 | bus_LV_242-4_0_3_node_22 | 0.4 | n |  | TRUE
58 | bus_LV_242-4_0_3_node_23 | 0.4 | n |  | TRUE
59 | bus_LV_242-4_0_3_node_25 | 0.4 | n |  | TRUE
60 | bus_LV_242-4_0_3_node_27 | 0.4 | n |  | TRUE
61 | bus_LV_242-4_0_3_node_28 | 0.4 | n |  | TRUE
62 | bus_LV_242-4_0_3_node_98 | 0.4 | n |  | TRUE
63 | bus_LV_242-4_0_3_node_117 | 0.4 | n |  | TRUE
64 | bus_LV_242-4_0_3_node_26 | 0.4 | n |  | TRUE
65 | bus_LV_242-4_0_3_node_147 | 0.4 | n |  | TRUE
66 | bus_LV_242-4_0_3_node_31 | 0.4 | n |  | TRUE
67 | bus_LV_242-4_0_3_node_38 | 0.4 | n |  | TRUE
68 | bus_LV_242-4_0_3_node_96 | 0.4 | n |  | TRUE
69 | bus_LV_242-4_0_3_node_30 | 0.4 | n |  | TRUE
70 | bus_LV_242-4_0_3_node_62 | 0.4 | n |  | TRUE
71 | bus_LV_242-4_0_3_node_107 | 0.4 | n |  | TRUE
72 | bus_LV_242-4_0_3_node_119 | 0.4 | n |  | TRUE
73 | bus_LV_242-4_0_3_node_102 | 0.4 | n |  | TRUE
74 | bus_LV_242-4_0_3_node_114 | 0.4 | n |  | TRUE
75 | bus_LV_242-4_0_3_node_124 | 0.4 | n |  | TRUE
76 | bus_LV_242-4_0_3_node_111 | 0.4 | n |  | TRUE
77 | bus_LV_242-4_0_3_node_57 | 0.4 | n |  | TRUE
78 | bus_LV_242-4_0_3_node_58 | 0.4 | n |  | TRUE
79 | bus_LV_242-4_0_3_node_59 | 0.4 | n |  | TRUE
80 | bus_LV_242-4_0_3_node_60 | 0.4 | n |  | TRUE
81 | bus_LV_242-4_0_3_node_61 | 0.4 | n |  | TRUE
82 | bus_LV_242-4_0_3_node_70 | 0.4 | n |  | TRUE
83 | bus_LV_242-4_0_3_node_93 | 0.4 | n |  | TRUE
84 | bus_LV_242-4_0_3_node_127 | 0.4 | n |  | TRUE
85 | bus_LV_242-4_0_3_node_94 | 0.4 | n |  | TRUE
86 | bus_LV_242-4_0_3_node_65 | 0.4 | n |  | TRUE
87 | bus_LV_242-4_0_3_node_66 | 0.4 | n |  | TRUE
88 | bus_LV_242-4_0_3_node_67 | 0.4 | n |  | TRUE
89 | bus_LV_242-4_0_3_node_68 | 0.4 | n |  | TRUE
90 | bus_LV_242-4_0_3_node_69 | 0.4 | n |  | TRUE
91 | bus_LV_242-4_0_3_node_121 | 0.4 | n |  | TRUE
92 | bus_LV_242-4_0_3_node_122 | 0.4 | n |  | TRUE
93 | bus_LV_242-4_0_3_node_105 | 0.4 | n |  | TRUE
94 | bus_LV_242-4_0_3_node_78 | 0.4 | n |  | TRUE
95 | bus_LV_242-4_0_3_node_126 | 0.4 | n |  | TRUE
96 | bus_LV_242-4_0_3_node_138 | 0.4 | n |  | TRUE
97 | bus_LV_242-4_0_3_node_123 | 0.4 | n |  | TRUE
98 | bus_LV_242-4_0_3_node_77 | 0.4 | n |  | TRUE
99 | bus_LV_242-4_0_3_node_131 | 0.4 | n |  | TRUE
100 | bus_LV_242-4_0_3_node_130 | 0.4 | n |  | TRUE
101 | bus_LV_242-4_0_3_node_71 | 0.4 | n |  | TRUE
102 | bus_LV_242-4_0_3_node_72 | 0.4 | n |  | TRUE
103 | bus_LV_242-4_0_3_node_73 | 0.4 | n |  | TRUE
104 | bus_LV_242-4_0_3_node_74 | 0.4 | n |  | TRUE
105 | bus_LV_242-4_0_3_node_75 | 0.4 | n |  | TRUE
106 | bus_LV_242-4_0_3_node_76 | 0.4 | n |  | TRUE
107 | bus_LV_242-4_0_3_node_129 | 0.4 | n |  | TRUE
108 | bus_LV_242-4_0_3_node_103 | 0.4 | n |  | TRUE
109 | bus_LV_242-4_0_3_node_106 | 0.4 | n |  | TRUE
110 | bus_LV_242-4_0_3_node_116 | 0.4 | n |  | TRUE
111 | bus_LV_242-4_0_3_node_101 | 0.4 | n |  | TRUE
112 | bus_LV_242-4_0_3_node_79 | 0.4 | n |  | TRUE
113 | bus_LV_242-4_0_3_node_81 | 0.4 | n |  | TRUE
114 | bus_LV_242-4_0_3_node_84 | 0.4 | n |  | TRUE
115 | bus_LV_242-4_0_3_node_132 | 0.4 | n |  | TRUE
116 | bus_LV_242-4_0_3_node_133 | 0.4 | n |  | TRUE
117 | bus_LV_242-4_0_3_node_85 | 0.4 | n |  | TRUE
118 | bus_LV_242-4_0_3_node_86 | 0.4 | n |  | TRUE
119 | bus_LV_242-4_0_3_node_87 | 0.4 | n |  | TRUE
120 | bus_LV_242-4_0_3_node_88 | 0.4 | n |  | TRUE
121 | bus_LV_242-4_0_3_node_89 | 0.4 | n |  | TRUE
122 | bus_LV_242-4_0_3_node_90 | 0.4 | n |  | TRUE
123 | bus_LV_242-4_0_3_node_91 | 0.4 | n |  | TRUE
124 | bus_LV_242-4_0_3_node_99 | 0.4 | n |  | TRUE
125 | bus_LV_242-4_0_3_node_109 | 0.4 | n |  | TRUE
126 | bus_LV_242-4_0_3_node_97 | 0.4 | n |  | TRUE
127 | bus_LV_242-4_0_3_node_115 | 0.4 | n |  | TRUE
128 | bus_LV_242-4_0_3_node_100 | 0.4 | n |  | TRUE
129 | bus_LV_242-4_0_3_node_110 | 0.4 | n |  | TRUE
130 | bus_LV_242-4_0_3_node_112 | 0.4 | n |  | TRUE
131 | bus_LV_242-4_0_3_node_120 | 0.4 | n |  | TRUE
132 | bus_LV_242-4_0_3_node_128 | 0.4 | n |  | TRUE
133 | bus_LV_242-4_0_3_node_137 | 0.4 | n |  | TRUE
134 | bus_LV_242-4_0_3_node_142 | 0.4 | n |  | TRUE
135 | bus_LV_242-4_0_3_node_134 | 0.4 | n |  | TRUE
136 | bus_LV_242-4_0_3_node_135 | 0.4 | n |  | TRUE
137 | bus_LV_242-4_0_3_node_136 | 0.4 | n |  | TRUE
138 | bus_MV_358_1_node_58 | 20 | n |  | TRUE

## load
| name | bus | p_mw | q_mvar | const_z_percent | const_i_percent | sn_mva | scaling | in_service | type
0 | LV_242-4_0_3_load_0 | 0 | 0.008381 | 0.0021005 | 0 | 0 |  | 1 | TRUE | wye
1 | LV_242-4_0_3_load_56 | 3 | 0.0010383 | 0.00026022 | 0 | 0 |  | 1 | TRUE | wye
2 | LV_242-4_0_3_load_54 | 5 | 0.0036891 | 0.00092456 | 0 | 0 |  | 1 | TRUE | wye
3 | LV_242-4_0_3_load_55 | 7 | 0.0041902 | 0.0010502 | 0 | 0 |  | 1 | TRUE | wye
4 | LV_242-4_0_3_load_143 | 8 | 0.0024275 | 0.00060838 | 0 | 0 |  | 1 | TRUE | wye
5 | LV_242-4_0_3_load_17 | 11 | 0.006242 | 0.0015644 | 0 | 0 |  | 1 | TRUE | wye
6 | LV_242-4_0_3_load_18 | 13 | 0.0049494 | 0.0012404 | 0 | 0 |  | 1 | TRUE | wye
7 | LV_242-4_0_3_load_52 | 14 | 0.0021021 | 0.00052685 | 0 | 0 |  | 1 | TRUE | wye
8 | LV_242-4_0_3_load_39 | 17 | 0.0050627 | 0.0012688 | 0 | 0 |  | 1 | TRUE | wye
9 | LV_242-4_0_3_load_53 | 19 | 0.002587 | 0.00064838 | 0 | 0 |  | 1 | TRUE | wye
10 | LV_242-4_0_3_load_49 | 21 | 0.0047156 | 0.0011818 | 0 | 0 |  | 1 | TRUE | wye
11 | LV_242-4_0_3_load_45 | 23 | 0.0044901 | 0.0011253 | 0 | 0 |  | 1 | TRUE | wye
12 | LV_242-4_0_3_load_44 | 24 | 0.0019852 | 0.00049754 | 0 | 0 |  | 1 | TRUE | wye
13 | LV_242-4_0_3_load_141 | 27 | 0.0030905 | 0.00077456 | 0 | 0 |  | 1 | TRUE | wye
14 | LV_242-4_0_3_load_48 | 29 | 0.025869 | 0.0064833 | 0 | 0 |  | 1 | TRUE | wye
15 | LV_242-4_0_3_load_47 | 30 | 0.016089 | 0.0040323 | 0 | 0 |  | 1 | TRUE | wye
16 | LV_242-4_0_3_load_95 | 31 | 0.0049601 | 0.0012431 | 0 | 0 |  | 1 | TRUE | wye
17 | LV_242-4_0_3_load_125 | 34 | 0.0022214 | 0.00055673 | 0 | 0 |  | 1 | TRUE | wye
18 | LV_242-4_0_3_load_144 | 35 | 0.00035655 | 8.9359e-05 | 0 | 0 |  | 1 | TRUE | wye
19 | LV_242-4_0_3_load_51 | 36 | 0.0013501 | 0.00033836 | 0 | 0 |  | 1 | TRUE | wye
20 | LV_242-4_0_3_load_92 | 38 | 0.004987 | 0.0012499 | 0 | 0 |  | 1 | TRUE | wye
21 | LV_242-4_0_3_load_63 | 39 | 0.0013625 | 0.00034148 | 0 | 0 |  | 1 | TRUE | wye
22 | LV_242-4_0_3_load_118 | 45 | 0.0015971 | 0.00040028 | 0 | 0 |  | 1 | TRUE | wye
23 | LV_242-4_0_3_load_64 | 46 | 0.0035813 | 0.00089755 | 0 | 0 |  | 1 | TRUE | wye
24 | LV_242-4_0_3_load_83 | 47 | 0.0035989 | 0.00090196 | 0 | 0 |  | 1 | TRUE | wye
25 | LV_242-4_0_3_load_21 | 48 | 0.00095047 | 0.00023821 | 0 | 0 |  | 1 | TRUE | wye
26 | LV_242-4_0_3_load_139 | 51 | 0.00061825 | 0.00015495 | 0 | 0 |  | 1 | TRUE | wye
27 | LV_242-4_0_3_load_82 | 52 | 0.0076368 | 0.001914 | 0 | 0 |  | 1 | TRUE | wye
28 | LV_242-4_0_3_load_46 | 53 | 0.028985 | 0.0072643 | 0 | 0 |  | 1 | TRUE | wye
29 | LV_242-4_0_3_load_145 | 54 | 0.002178 | 0.00054587 | 0 | 0 |  | 1 | TRUE | wye
30 | LV_242-4_0_3_load_146 | 55 | 0.0040171 | 0.0010068 | 0 | 0 |  | 1 | TRUE | wye
31 | LV_242-4_0_3_load_20 | 56 | 0.0017761 | 0.00044514 | 0 | 0 |  | 1 | TRUE | wye
32 | LV_242-4_0_3_load_117 | 63 | 0.0014538 | 0.00036437 | 0 | 0 |  | 1 | TRUE | wye
33 | LV_242-4_0_3_load_147 | 65 | 0.0047843 | 0.0011991 | 0 | 0 |  | 1 | TRUE | wye
34 | LV_242-4_0_3_load_31 | 66 | 0.0010224 | 0.00025623 | 0 | 0 |  | 1 | TRUE | wye
35 | LV_242-4_0_3_load_38 | 67 | 0.0028604 | 0.00071689 | 0 | 0 |  | 1 | TRUE | wye
36 | LV_242-4_0_3_load_96 | 68 | 0.001748 | 0.00043808 | 0 | 0 |  | 1 | TRUE | wye
37 | LV_242-4_0_3_load_30 | 69 | 0.00091637 | 0.00022966 | 0 | 0 |  | 1 | TRUE | wye
38 | LV_242-4_0_3_load_62 | 70 | 0.0010505 | 0.00026328 | 0 | 0 |  | 1 | TRUE | wye
39 | LV_242-4_0_3_load_107 | 71 | 0.0016802 | 0.00042109 | 0 | 0 |  | 1 | TRUE | wye
40 | LV_242-4_0_3_load_119 | 72 | 0.0012908 | 0.0003235 | 0 | 0 |  | 1 | TRUE | wye
41 | LV_242-4_0_3_load_102 | 73 | 0.0022063 | 0.00055295 | 0 | 0 |  | 1 | TRUE | wye
42 | LV_242-4_0_3_load_114 | 74 | 0.0021707 | 0.00054404 | 0 | 0 |  | 1 | TRUE | wye
43 | LV_242-4_0_3_load_124 | 75 | 0.00047117 | 0.00011809 | 0 | 0 |  | 1 | TRUE | wye
44 | LV_242-4_0_3_load_111 | 76 | 0.00061155 | 0.00015327 | 0 | 0 |  | 1 | TRUE | wye
45 | LV_242-4_0_3_load_57 | 77 | 0.001458 | 0.00036542 | 0 | 0 |  | 1 | TRUE | wye
46 | LV_242-4_0_3_load_58 | 78 | 0.0016459 | 0.0004125 | 0 | 0 |  | 1 | TRUE | wye
47 | LV_242-4_0_3_load_59 | 79 | 0.0014528 | 0.00036411 | 0 | 0 |  | 1 | TRUE | wye
48 | LV_242-4_0_3_load_60 | 80 | 0.001499 | 0.00037568 | 0 | 0 |  | 1 | TRUE | wye
49 | LV_242-4_0_3_load_61 | 81 | 0.0021635 | 0.00054223 | 0 | 0 |  | 1 | TRUE | wye
50 | LV_242-4_0_3_load_94 | 85 | 0.0036992 | 0.00092711 | 0 | 0 |  | 1 | TRUE | wye
51 | LV_242-4_0_3_load_65 | 86 | 0.00039912 | 0.00010003 | 0 | 0 |  | 1 | TRUE | wye
52 | LV_242-4_0_3_load_66 | 87 | 0.00039264 | 9.8406e-05 | 0 | 0 |  | 1 | TRUE | wye
53 | LV_242-4_0_3_load_67 | 88 | 0.00052938 | 0.00013268 | 0 | 0 |  | 1 | TRUE | wye
54 | LV_242-4_0_3_load_121 | 91 | 0.00023648 | 5.9269e-05 | 0 | 0 |  | 1 | TRUE | wye
55 | LV_242-4_0_3_load_122 | 92 | 0.00047659 | 0.00011945 | 0 | 0 |  | 1 | TRUE | wye
56 | LV_242-4_0_3_load_105 | 93 | 0.00025494 | 6.3894e-05 | 0 | 0 |  | 1 | TRUE | wye
57 | LV_242-4_0_3_load_78 | 94 | 0.00024319 | 6.0948e-05 | 0 | 0 |  | 1 | TRUE | wye
58 | LV_242-4_0_3_load_126 | 95 | 0.00061732 | 0.00015472 | 0 | 0 |  | 1 | TRUE | wye
59 | LV_242-4_0_3_load_138 | 96 | 0.00061746 | 0.00015475 | 0 | 0 |  | 1 | TRUE | wye
60 | LV_242-4_0_3_load_123 | 97 | 0.0022331 | 0.00055967 | 0 | 0 |  | 1 | TRUE | wye
61 | LV_242-4_0_3_load_77 | 98 | 0.00024495 | 6.139e-05 | 0 | 0 |  | 1 | TRUE | wye
62 | LV_242-4_0_3_load_130 | 100 | 0.0055383 | 0.001388 | 0 | 0 |  | 1 | TRUE | wye
63 | LV_242-4_0_3_load_71 | 101 | 0.002397 | 0.00060075 | 0 | 0 |  | 1 | TRUE | wye
64 | LV_242-4_0_3_load_72 | 102 | 0.0027825 | 0.00069735 | 0 | 0 |  | 1 | TRUE | wye
65 | LV_242-4_0_3_load_73 | 103 | 0.0028988 | 0.00072652 | 0 | 0 |  | 1 | TRUE | wye
66 | LV_242-4_0_3_load_74 | 104 | 0.00022855 | 5.7281e-05 | 0 | 0 |  | 1 | TRUE | wye
67 | LV_242-4_0_3_load_75 | 105 | 0.00259 | 0.00064912 | 0 | 0 |  | 1 | TRUE | wye
68 | LV_242-4_0_3_load_129 | 107 | 0.0025742 | 0.00064516 | 0 | 0 |  | 1 | TRUE | wye
69 | LV_242-4_0_3_load_103 | 108 | 0.0021865 | 0.00054799 | 0 | 0 |  | 1 | TRUE | wye
70 | LV_242-4_0_3_load_106 | 109 | 0.0022157 | 0.0005553 | 0 | 0 |  | 1 | TRUE | wye
71 | LV_242-4_0_3_load_116 | 110 | 0.0018087 | 0.00045329 | 0 | 0 |  | 1 | TRUE | wye
72 | LV_242-4_0_3_load_101 | 111 | 0.0025845 | 0.00064774 | 0 | 0 |  | 1 | TRUE | wye
73 | LV_242-4_0_3_load_81 | 113 | 0.0031109 | 0.00077968 | 0 | 0 |  | 1 | TRUE | wye
74 | LV_242-4_0_3_load_84 | 114 | 0.0029997 | 0.00075181 | 0 | 0 |  | 1 | TRUE | wye
75 | LV_242-4_0_3_load_132 | 115 | 0.00058773 | 0.0001473 | 0 | 0 |  | 1 | TRUE | wye
76 | LV_242-4_0_3_load_133 | 116 | 0.00058777 | 0.00014731 | 0 | 0 |  | 1 | TRUE | wye
77 | LV_242-4_0_3_load_85 | 117 | 0.0033695 | 0.00084448 | 0 | 0 |  | 1 | TRUE | wye
78 | LV_242-4_0_3_load_86 | 118 | 0.0017442 | 0.00043714 | 0 | 0 |  | 1 | TRUE | wye
79 | LV_242-4_0_3_load_87 | 119 | 0.0018422 | 0.00046169 | 0 | 0 |  | 1 | TRUE | wye
80 | LV_242-4_0_3_load_88 | 120 | 0.0019387 | 0.0004859 | 0 | 0 |  | 1 | TRUE | wye
81 | LV_242-4_0_3_load_89 | 121 | 0.0016851 | 0.00042232 | 0 | 0 |  | 1 | TRUE | wye
82 | LV_242-4_0_3_load_90 | 122 | 0.0017564 | 0.00044021 | 0 | 0 |  | 1 | TRUE | wye
83 | LV_242-4_0_3_load_91 | 123 | 0.0016772 | 0.00042034 | 0 | 0 |  | 1 | TRUE | wye
84 | LV_242-4_0_3_load_97 | 126 | 0.0021542 | 0.00053988 | 0 | 0 |  | 1 | TRUE | wye
85 | LV_242-4_0_3_load_115 | 127 | 0.0018186 | 0.00045579 | 0 | 0 |  | 1 | TRUE | wye
86 | LV_242-4_0_3_load_100 | 128 | 0.0025936 | 0.00065001 | 0 | 0 |  | 1 | TRUE | wye
87 | LV_242-4_0_3_load_110 | 129 | 0.00070487 | 0.00017666 | 0 | 0 |  | 1 | TRUE | wye
88 | LV_242-4_0_3_load_112 | 130 | 0.00060981 | 0.00015283 | 0 | 0 |  | 1 | TRUE | wye
89 | LV_242-4_0_3_load_120 | 131 | 0.0013103 | 0.00032839 | 0 | 0 |  | 1 | TRUE | wye
90 | LV_242-4_0_3_load_128 | 132 | 0.0011756 | 0.00029464 | 0 | 0 |  | 1 | TRUE | wye
91 | LV_242-4_0_3_load_137 | 133 | 0.00047644 | 0.00011941 | 0 | 0 |  | 1 | TRUE | wye
92 | LV_242-4_0_3_load_142 | 134 | 0.00076141 | 0.00019083 | 0 | 0 |  | 1 | TRUE | wye
93 | LV_242-4_0_3_load_134 | 135 | 0.00076142 | 0.00019083 | 0 | 0 |  | 1 | TRUE | wye
94 | LV_242-4_0_3_load_135 | 136 | 0.00058776 | 0.00014731 | 0 | 0 |  | 1 | TRUE | wye
95 | LV_242-4_0_3_load_136 | 137 | 0.00061739 | 0.00015473 | 0 | 0 |  | 1 | TRUE | wye

## ext_grid
| name | bus | vm_pu | va_degree | slack_weight | in_service
0 |  | 52 | 1 | 0 | 1 | TRUE

## line
| name | std_type | from_bus | to_bus | length_km | r_ohm_per_km | x_ohm_per_km | c_nf_per_km | g_us_per_km | max_i_ka | df | parallel | type | in_service
0 | LV_242-4_0_3_line_0 |  | 0 | 1 | 0.073259 | 0.125 | 0.08 | 261 | 0 | 0.364 | 1 | 1 | cs | TRUE
1 | LV_242-4_0_3_line_1 |  | 1 | 2 | 0.01192 | 0.125 | 0.08 | 261 | 0 | 0.364 | 1 | 1 | cs | TRUE
2 | LV_242-4_0_3_line_2 |  | 2 | 3 | 0.007096 | 0.125 | 0.08 | 261 | 0 | 0.364 | 1 | 1 | cs | TRUE
3 | LV_242-4_0_3_line_3 |  | 2 | 4 | 0.056698 | 0.125 | 0.08 | 261 | 0 | 0.364 | 1 | 1 | cs | TRUE
4 | LV_242-4_0_3_line_4 |  | 2 | 5 | 0.023591 | 0.125 | 0.08 | 261 | 0 | 0.364 | 1 | 1 | cs | TRUE
5 | LV_242-4_0_3_line_5 |  | 4 | 8 | 0.009695 | 0.125 | 0.08 | 261 | 0 | 0.364 | 1 | 1 | cs | TRUE
6 | LV_242-4_0_3_line_6 |  | 4 | 9 | 0.027188 | 0.125 | 0.08 | 261 | 0 | 0.364 | 1 | 1 | cs | TRUE
7 | LV_242-4_0_3_line_7 |  | 5 | 6 | 0.016833 | 0.125 | 0.08 | 261 | 0 | 0.364 | 1 | 1 | cs | TRUE
8 | LV_242-4_0_3_line_8 |  | 6 | 7 | 0.047215 | 0.125 | 0.08 | 261 | 0 | 0.364 | 1 | 1 | cs | TRUE
9 | LV_242-4_0_3_line_9 |  | 7 | 31 | 0.050391 | 0.125 | 0.08 | 261 | 0 | 0.364 | 1 | 1 | cs | TRUE
10 | LV_242-4_0_3_line_10 |  | 9 | 35 | 0.004995 | 0.125 | 0.08 | 261 | 0 | 0.364 | 1 | 1 | cs | TRUE
11 | LV_242-4_0_3_line_11 |  | 9 | 10 | 0.020437 | 0.125 | 0.08 | 261 | 0 | 0.364 | 1 | 1 | cs | TRUE
12 | LV_242-4_0_3_line_12 |  | 10 | 11 | 0.017641 | 0.125 | 0.08 | 261 | 0 | 0.364 | 1 | 1 | cs | TRUE
13 | LV_242-4_0_3_line_13 |  | 11 | 13 | 0.024321 | 0.125 | 0.08 | 261 | 0 | 0.364 | 1 | 1 | cs | TRUE
14 | LV_242-4_0_3_line_14 |  | 12 | 13 | 0.045636 | 0.125 | 0.08 | 261 | 0 | 0.364 | 1 | 1 | cs | TRUE
15 | LV_242-4_0_3_line_15 |  | 12 | 14 | 0.022606 | 0.125 | 0.08 | 261 | 0 | 0.364 | 1 | 1 | cs | TRUE
16 | LV_242-4_0_3_line_16 |  | 14 | 36 | 0.024662 | 0.125 | 0.08 | 261 | 0 | 0.364 | 1 | 1 | cs | TRUE
17 | LV_242-4_0_3_line_17 |  | 15 | 16 | 0.013647 | 0.125 | 0.08 | 261 | 0 | 0.364 | 1 | 1 | cs | TRUE
18 | LV_242-4_0_3_line_18 |  | 15 | 17 | 0.019775 | 0.125 | 0.08 | 261 | 0 | 0.364 | 1 | 1 | cs | TRUE
19 | LV_242-4_0_3_line_19 |  | 16 | 20 | 0.055646 | 0.125 | 0.08 | 261 | 0 | 0.364 | 1 | 1 | cs | TRUE
20 | LV_242-4_0_3_line_20 |  | 16 | 21 | 0.018836 | 0.125 | 0.08 | 261 | 0 | 0.364 | 1 | 1 | cs | TRUE
21 | LV_242-4_0_3_line_21 |  | 16 | 18 | 0.021561 | 0.125 | 0.08 | 261 | 0 | 0.364 | 1 | 1 | cs | TRUE
22 | LV_242-4_0_3_line_22 |  | 18 | 19 | 0.039106 | 0.125 | 0.08 | 261 | 0 | 0.364 | 1 | 1 | cs | TRUE
23 | LV_242-4_0_3_line_23 |  | 19 | 36 | 0.015937 | 0.125 | 0.08 | 261 | 0 | 0.364 | 1 | 1 | cs | TRUE
24 | LV_242-4_0_3_line_24 |  | 20 | 52 | 0.035317 | 0.125 | 0.08 | 261 | 0 | 0.364 | 1 | 1 | cs | TRUE
25 | LV_242-4_0_3_line_25 |  | 20 | 28 | 0.004123 | 0.125 | 0.08 | 261 | 0 | 0.364 | 1 | 1 | cs | TRUE
26 | LV_242-4_0_3_line_26 |  | 22 | 23 | 0.042443 | 0.125 | 0.08 | 261 | 0 | 0.364 | 1 | 1 | cs | TRUE
27 | LV_242-4_0_3_line_27 |  | 22 | 24 | 0.029557 | 0.125 | 0.08 | 261 | 0 | 0.364 | 1 | 1 | cs | TRUE
28 | LV_242-4_0_3_line_28 |  | 23 | 27 | 0.045448 | 0.125 | 0.08 | 261 | 0 | 0.364 | 1 | 1 | cs | TRUE
29 | LV_242-4_0_3_line_29 |  | 25 | 26 | 0.012068 | 0.125 | 0.08 | 261 | 0 | 0.364 | 1 | 1 | cs | TRUE
30 | LV_242-4_0_3_line_30 |  | 25 | 27 | 0.0091078 | 0.125 | 0.08 | 261 | 0 | 0.364 | 1 | 1 | cs | TRUE
31 | LV_242-4_0_3_line_31 |  | 26 | 29 | 0.038023 | 0.125 | 0.08 | 261 | 0 | 0.364 | 1 | 1 | cs | TRUE
32 | LV_242-4_0_3_line_32 |  | 26 | 30 | 0.018014 | 0.125 | 0.08 | 261 | 0 | 0.364 | 1 | 1 | cs | TRUE
33 | LV_242-4_0_3_line_33 |  | 28 | 29 | 0.006036 | 0.125 | 0.08 | 261 | 0 | 0.364 | 1 | 1 | cs | TRUE
34 | LV_242-4_0_3_line_34 |  | 30 | 53 | 0.011221 | 0.125 | 0.08 | 261 | 0 | 0.364 | 1 | 1 | cs | TRUE
35 | LV_242-4_0_3_line_35 |  | 32 | 33 | 0.034628 | 0.125 | 0.08 | 261 | 0 | 0.364 | 1 | 1 | cs | TRUE
36 | LV_242-4_0_3_line_36 |  | 32 | 34 | 0.0082064 | 0.125 | 0.08 | 261 | 0 | 0.364 | 1 | 1 | cs | TRUE
37 | LV_242-4_0_3_line_37 |  | 33 | 73 | 0.027589 | 0.125 | 0.08 | 261 | 0 | 0.364 | 1 | 1 | cs | TRUE
38 | LV_242-4_0_3_line_38 |  | 34 | 74 | 0.0033632 | 0.125 | 0.08 | 261 | 0 | 0.364 | 1 | 1 | cs | TRUE
39 | LV_242-4_0_3_line_39 |  | 35 | 54 | 0.006761 | 0.125 | 0.08 | 261 | 0 | 0.364 | 1 | 1 | cs | TRUE
40 | LV_242-4_0_3_line_40 |  | 35 | 55 | 0.006422 | 0.125 | 0.08 | 261 | 0 | 0.364 | 1 | 1 | cs | TRUE
41 | LV_242-4_0_3_line_41 |  | 37 | 38 | 0.015853 | 0.125 | 0.08 | 261 | 0 | 0.364 | 1 | 1 | cs | TRUE
42 | LV_242-4_0_3_line_42 |  | 37 | 39 | 0.041201 | 0.125 | 0.08 | 261 | 0 | 0.364 | 1 | 1 | cs | TRUE
43 | LV_242-4_0_3_line_43 |  | 39 | 70 | 0.012611 | 0.125 | 0.08 | 261 | 0 | 0.364 | 1 | 1 | cs | TRUE
44 | LV_242-4_0_3_line_44 |  | 40 | 41 | 0.0099526 | 0.125 | 0.08 | 261 | 0 | 0.364 | 1 | 1 | cs | TRUE
45 | LV_242-4_0_3_line_45 |  | 40 | 42 | 0.013438 | 0.125 | 0.08 | 261 | 0 | 0.364 | 1 | 1 | cs | TRUE
46 | LV_242-4_0_3_line_46 |  | 41 | 46 | 0.007235 | 0.125 | 0.08 | 261 | 0 | 0.364 | 1 | 1 | cs | TRUE
47 | LV_242-4_0_3_line_47 |  | 41 | 47 | 0.030795 | 0.125 | 0.08 | 261 | 0 | 0.364 | 1 | 1 | cs | TRUE
48 | LV_242-4_0_3_line_48 |  | 42 | 48 | 0.016878 | 0.125 | 0.08 | 261 | 0 | 0.364 | 1 | 1 | cs | TRUE
49 | LV_242-4_0_3_line_49 |  | 43 | 44 | 0.078027 | 0.125 | 0.08 | 261 | 0 | 0.364 | 1 | 1 | cs | TRUE
50 | LV_242-4_0_3_line_50 |  | 43 | 45 | 0.032315 | 0.125 | 0.08 | 261 | 0 | 0.364 | 1 | 1 | cs | TRUE
51 | LV_242-4_0_3_line_51 |  | 44 | 71 | 0.066556 | 0.125 | 0.08 | 261 | 0 | 0.364 | 1 | 1 | cs | TRUE
52 | LV_242-4_0_3_line_52 |  | 45 | 72 | 0.027848 | 0.125 | 0.08 | 261 | 0 | 0.364 | 1 | 1 | cs | TRUE
53 | LV_242-4_0_3_line_53 |  | 46 | 70 | 0.031472 | 0.125 | 0.08 | 261 | 0 | 0.364 | 1 | 1 | cs | TRUE
54 | LV_242-4_0_3_line_54 |  | 47 | 52 | 0.038276 | 0.125 | 0.08 | 261 | 0 | 0.364 | 1 | 2 | cs | TRUE
55 | LV_242-4_0_3_line_55 |  | 48 | 58 | 0.005478 | 0.125 | 0.08 | 261 | 0 | 0.364 | 1 | 1 | cs | TRUE
56 | LV_242-4_0_3_line_56 |  | 48 | 59 | 0.020137 | 0.125 | 0.08 | 261 | 0 | 0.364 | 1 | 1 | cs | TRUE
57 | LV_242-4_0_3_line_57 |  | 48 | 56 | 0.019699 | 0.125 | 0.08 | 261 | 0 | 0.364 | 1 | 1 | cs | TRUE
58 | LV_242-4_0_3_line_58 |  | 49 | 50 | 0.002841 | 0.125 | 0.08 | 261 | 0 | 0.364 | 1 | 1 | cs | TRUE
59 | LV_242-4_0_3_line_59 |  | 49 | 51 | 0.02633 | 0.125 | 0.08 | 261 | 0 | 0.364 | 1 | 1 | cs | TRUE
60 | LV_242-4_0_3_line_60 |  | 50 | 75 | 0.010735 | 0.125 | 0.08 | 261 | 0 | 0.364 | 1 | 1 | cs | TRUE
61 | LV_242-4_0_3_line_61 |  | 50 | 76 | 0.053738 | 0.125 | 0.08 | 261 | 0 | 0.364 | 1 | 1 | cs | TRUE
62 | LV_242-4_0_3_line_62 |  | 56 | 57 | 0.0092498 | 0.125 | 0.08 | 261 | 0 | 0.364 | 1 | 1 | cs | TRUE
63 | LV_242-4_0_3_line_63 |  | 57 | 60 | 0.014117 | 0.125 | 0.08 | 261 | 0 | 0.364 | 1 | 1 | cs | TRUE
64 | LV_242-4_0_3_line_64 |  | 58 | 61 | 0.007352 | 0.125 | 0.08 | 261 | 0 | 0.364 | 1 | 1 | cs | TRUE
65 | LV_242-4_0_3_line_65 |  | 59 | 62 | 0.04659 | 0.125 | 0.08 | 261 | 0 | 0.364 | 1 | 1 | cs | TRUE
66 | LV_242-4_0_3_line_66 |  | 59 | 63 | 0.007186 | 0.125 | 0.08 | 261 | 0 | 0.364 | 1 | 1 | cs | TRUE
67 | LV_242-4_0_3_line_67 |  | 60 | 66 | 0.015204 | 0.125 | 0.08 | 261 | 0 | 0.364 | 1 | 1 | cs | TRUE
68 | LV_242-4_0_3_line_68 |  | 61 | 67 | 0.019736 | 0.125 | 0.08 | 261 | 0 | 0.364 | 1 | 1 | cs | TRUE
69 | LV_242-4_0_3_line_69 |  | 61 | 64 | 0.014124 | 0.125 | 0.08 | 261 | 0 | 0.364 | 1 | 1 | cs | TRUE
70 | LV_242-4_0_3_line_70 |  | 62 | 68 | 0.042337 | 0.125 | 0.08 | 261 | 0 | 0.364 | 1 | 1 | cs | TRUE
71 | LV_242-4_0_3_line_71 |  | 64 | 65 | 0.008574 | 0.125 | 0.08 | 261 | 0 | 0.364 | 1 | 1 | cs | TRUE
72 | LV_242-4_0_3_line_72 |  | 66 | 69 | 0.0077327 | 0.125 | 0.08 | 261 | 0 | 0.364 | 1 | 1 | cs | TRUE
73 | LV_242-4_0_3_line_73 |  | 68 | 126 | 0.011864 | 0.125 | 0.08 | 261 | 0 | 0.364 | 1 | 1 | cs | TRUE
74 | LV_242-4_0_3_line_74 |  | 71 | 123 | 0.019574 | 0.125 | 0.08 | 261 | 0 | 0.364 | 1 | 1 | cs | TRUE
75 | LV_242-4_0_3_line_75 |  | 72 | 131 | 0.0086351 | 0.125 | 0.08 | 261 | 0 | 0.364 | 1 | 1 | cs | TRUE
76 | LV_242-4_0_3_line_76 |  | 73 | 128 | 0.0032605 | 0.125 | 0.08 | 261 | 0 | 0.364 | 1 | 1 | cs | TRUE
77 | LV_242-4_0_3_line_77 |  | 74 | 130 | 0.01743 | 0.125 | 0.08 | 261 | 0 | 0.364 | 1 | 1 | cs | TRUE
78 | LV_242-4_0_3_line_78 |  | 75 | 95 | 0.013241 | 0.125 | 0.08 | 261 | 0 | 0.364 | 1 | 1 | cs | TRUE
79 | LV_242-4_0_3_line_79 |  | 77 | 78 | 0.016651 | 0.125 | 0.08 | 261 | 0 | 0.364 | 1 | 1 | cs | TRUE
80 | LV_242-4_0_3_line_80 |  | 77 | 79 | 0.0069475 | 0.125 | 0.08 | 261 | 0 | 0.364 | 1 | 1 | cs | TRUE
81 | LV_242-4_0_3_line_81 |  | 78 | 80 | 0.0079523 | 0.125 | 0.08 | 261 | 0 | 0.364 | 1 | 1 | cs | TRUE
82 | LV_242-4_0_3_line_82 |  | 79 | 81 | 0.021562 | 0.125 | 0.08 | 261 | 0 | 0.364 | 1 | 1 | cs | TRUE
83 | LV_242-4_0_3_line_83 |  | 80 | 82 | 0.037102 | 0.125 | 0.08 | 261 | 0 | 0.364 | 1 | 1 | cs | TRUE
84 | LV_242-4_0_3_line_84 |  | 81 | 83 | 0.05997 | 0.125 | 0.08 | 261 | 0 | 0.364 | 1 | 1 | cs | TRUE
85 | LV_242-4_0_3_line_85 |  | 82 | 84 | 0.081081 | 0.125 | 0.08 | 261 | 0 | 0.364 | 1 | 1 | cs | TRUE
86 | LV_242-4_0_3_line_86 |  | 83 | 85 | 0.013571 | 0.125 | 0.08 | 261 | 0 | 0.364 | 1 | 1 | cs | TRUE
87 | LV_242-4_0_3_line_87 |  | 84 | 99 | 0.25215 | 0.125 | 0.08 | 261 | 0 | 0.364 | 1 | 1 | cs | TRUE
88 | LV_242-4_0_3_line_88 |  | 84 | 100 | 0.047238 | 0.125 | 0.08 | 261 | 0 | 0.364 | 1 | 1 | cs | TRUE
89 | LV_242-4_0_3_line_89 |  | 85 | 127 | 0.0047435 | 0.125 | 0.08 | 261 | 0 | 0.364 | 1 | 1 | cs | TRUE
90 | LV_242-4_0_3_line_90 |  | 86 | 87 | 0.020069 | 0.125 | 0.08 | 261 | 0 | 0.364 | 1 | 1 | cs | TRUE
91 | LV_242-4_0_3_line_91 |  | 86 | 88 | 0.015964 | 0.125 | 0.08 | 261 | 0 | 0.364 | 1 | 1 | cs | TRUE
92 | LV_242-4_0_3_line_92 |  | 87 | 89 | 0.051921 | 0.125 | 0.08 | 261 | 0 | 0.364 | 1 | 1 | cs | TRUE
93 | LV_242-4_0_3_line_93 |  | 88 | 90 | 0.016961 | 0.125 | 0.08 | 261 | 0 | 0.364 | 1 | 1 | cs | TRUE
94 | LV_242-4_0_3_line_94 |  | 89 | 91 | 0.01334 | 0.125 | 0.08 | 261 | 0 | 0.364 | 1 | 1 | cs | TRUE
95 | LV_242-4_0_3_line_95 |  | 89 | 92 | 0.015034 | 0.125 | 0.08 | 261 | 0 | 0.364 | 1 | 1 | cs | TRUE
96 | LV_242-4_0_3_line_96 |  | 90 | 93 | 0.01286 | 0.125 | 0.08 | 261 | 0 | 0.364 | 1 | 1 | cs | TRUE
97 | LV_242-4_0_3_line_97 |  | 90 | 94 | 0.025589 | 0.125 | 0.08 | 261 | 0 | 0.364 | 1 | 1 | cs | TRUE
98 | LV_242-4_0_3_line_98 |  | 91 | 95 | 0.0026981 | 0.125 | 0.08 | 261 | 0 | 0.364 | 1 | 1 | cs | TRUE
99 | LV_242-4_0_3_line_99 |  | 92 | 96 | 0.021488 | 0.125 | 0.08 | 261 | 0 | 0.364 | 1 | 1 | cs | TRUE
100 | LV_242-4_0_3_line_100 |  | 93 | 97 | 0.015129 | 0.125 | 0.08 | 261 | 0 | 0.364 | 1 | 1 | cs | TRUE
101 | LV_242-4_0_3_line_101 |  | 94 | 98 | 0.010388 | 0.125 | 0.08 | 261 | 0 | 0.364 | 1 | 1 | cs | TRUE
102 | LV_242-4_0_3_line_102 |  | 96 | 133 | 0.008247 | 0.125 | 0.08 | 261 | 0 | 0.364 | 1 | 1 | cs | TRUE
103 | LV_242-4_0_3_line_103 |  | 97 | 109 | 0.011913 | 0.125 | 0.08 | 261 | 0 | 0.364 | 1 | 1 | cs | TRUE
104 | LV_242-4_0_3_line_104 |  | 98 | 112 | 0.012487 | 0.125 | 0.08 | 261 | 0 | 0.364 | 1 | 1 | cs | TRUE
105 | LV_242-4_0_3_line_105 |  | 99 | 134 | 0.065057 | 0.125 | 0.08 | 261 | 0 | 0.364 | 1 | 1 | cs | TRUE
106 | LV_242-4_0_3_line_106 |  | 101 | 102 | 0.0069431 | 0.125 | 0.08 | 261 | 0 | 0.364 | 1 | 1 | cs | TRUE
107 | LV_242-4_0_3_line_107 |  | 101 | 103 | 0.015113 | 0.125 | 0.08 | 261 | 0 | 0.364 | 1 | 1 | cs | TRUE
108 | LV_242-4_0_3_line_108 |  | 102 | 104 | 0.025654 | 0.125 | 0.08 | 261 | 0 | 0.364 | 1 | 1 | cs | TRUE
109 | LV_242-4_0_3_line_109 |  | 103 | 105 | 0.0087447 | 0.125 | 0.08 | 261 | 0 | 0.364 | 1 | 1 | cs | TRUE
110 | LV_242-4_0_3_line_110 |  | 104 | 106 | 0.0065788 | 0.125 | 0.08 | 261 | 0 | 0.364 | 1 | 1 | cs | TRUE
111 | LV_242-4_0_3_line_111 |  | 105 | 107 | 0.018361 | 0.125 | 0.08 | 261 | 0 | 0.364 | 1 | 1 | cs | TRUE
112 | LV_242-4_0_3_line_112 |  | 106 | 108 | 0.017104 | 0.125 | 0.08 | 261 | 0 | 0.364 | 1 | 1 | cs | TRUE
113 | LV_242-4_0_3_line_113 |  | 106 | 109 | 0.013102 | 0.125 | 0.08 | 261 | 0 | 0.364 | 1 | 1 | cs | TRUE
114 | LV_242-4_0_3_line_114 |  | 107 | 110 | 0.0088733 | 0.125 | 0.08 | 261 | 0 | 0.364 | 1 | 1 | cs | TRUE
115 | LV_242-4_0_3_line_115 |  | 108 | 111 | 0.0016186 | 0.125 | 0.08 | 261 | 0 | 0.364 | 1 | 1 | cs | TRUE
116 | LV_242-4_0_3_line_116 |  | 110 | 125 | 0.023119 | 0.125 | 0.08 | 261 | 0 | 0.364 | 1 | 1 | cs | TRUE
117 | LV_242-4_0_3_line_117 |  | 111 | 128 | 0.0027752 | 0.125 | 0.08 | 261 | 0 | 0.364 | 1 | 1 | cs | TRUE
118 | LV_242-4_0_3_line_118 |  | 112 | 113 | 0.030395 | 0.125 | 0.08 | 261 | 0 | 0.364 | 1 | 1 | cs | TRUE
119 | LV_242-4_0_3_line_119 |  | 113 | 114 | 0.016998 | 0.125 | 0.08 | 261 | 0 | 0.364 | 1 | 1 | cs | TRUE
120 | LV_242-4_0_3_line_120 |  | 114 | 117 | 0.012006 | 0.125 | 0.08 | 261 | 0 | 0.364 | 1 | 1 | cs | TRUE
121 | LV_242-4_0_3_line_121 |  | 115 | 116 | 0.027203 | 0.125 | 0.08 | 261 | 0 | 0.364 | 1 | 1 | cs | TRUE
122 | LV_242-4_0_3_line_122 |  | 116 | 135 | 0.0052818 | 0.125 | 0.08 | 261 | 0 | 0.364 | 1 | 1 | cs | TRUE
123 | LV_242-4_0_3_line_123 |  | 117 | 118 | 0.01602 | 0.125 | 0.08 | 261 | 0 | 0.364 | 1 | 1 | cs | TRUE
124 | LV_242-4_0_3_line_124 |  | 119 | 120 | 0.027352 | 0.125 | 0.08 | 261 | 0 | 0.364 | 1 | 1 | cs | TRUE
125 | LV_242-4_0_3_line_125 |  | 119 | 121 | 0.0086972 | 0.125 | 0.08 | 261 | 0 | 0.364 | 1 | 1 | cs | TRUE
126 | LV_242-4_0_3_line_126 |  | 120 | 122 | 0.010002 | 0.125 | 0.08 | 261 | 0 | 0.364 | 1 | 1 | cs | TRUE
127 | LV_242-4_0_3_line_127 |  | 121 | 123 | 0.019753 | 0.125 | 0.08 | 261 | 0 | 0.364 | 1 | 1 | cs | TRUE
128 | LV_242-4_0_3_line_128 |  | 122 | 124 | 0.022014 | 0.125 | 0.08 | 261 | 0 | 0.364 | 1 | 1 | cs | TRUE
129 | LV_242-4_0_3_line_129 |  | 124 | 125 | 0.004734 | 0.125 | 0.08 | 261 | 0 | 0.364 | 1 | 1 | cs | TRUE
130 | LV_242-4_0_3_line_130 |  | 124 | 126 | 0.0052681 | 0.125 | 0.08 | 261 | 0 | 0.364 | 1 | 1 | cs | TRUE
131 | LV_242-4_0_3_line_131 |  | 125 | 127 | 0.015805 | 0.125 | 0.08 | 261 | 0 | 0.364 | 1 | 1 | cs | TRUE
132 | LV_242-4_0_3_line_132 |  | 129 | 130 | 0.040547 | 0.125 | 0.08 | 261 | 0 | 0.364 | 1 | 1 | cs | TRUE
133 | LV_242-4_0_3_line_133 |  | 131 | 132 | 0.0059989 | 0.125 | 0.08 | 261 | 0 | 0.364 | 1 | 1 | cs | TRUE
134 | LV_242-4_0_3_line_134 |  | 133 | 137 | 0.021637 | 0.125 | 0.08 | 261 | 0 | 0.364 | 1 | 1 | cs | TRUE
135 | LV_242-4_0_3_line_135 |  | 135 | 136 | 0.025833 | 0.125 | 0.08 | 261 | 0 | 0.364 | 1 | 1 | cs | TRUE
136 | LV_242-4_0_3_line_136 |  | 136 | 137 | 0.010668 | 0.125 | 0.08 | 261 | 0 | 0.364 | 1 | 1 | cs | TRUE

## trafo
| name | std_type | hv_bus | lv_bus | sn_mva | vn_hv_kv | vn_lv_kv | vk_percent | vkr_percent | pfe_kw | i0_percent | shift_degree | tap_side | tap_neutral | tap_min | tap_max | tap_step_percent | tap_step_degree | tap_pos | tap_phase_shifter | parallel | df | in_service
0 | LV_242-4_0_3_trafo_82 | 0.63 MVA 20/0.4 kV | 138 | 52 | 0.63 | 20 | 0.4 | 6 | 1.206 | 1.65 | 0.2619 | 150 | hv | 0 | -2 | 2 | 2.5 | 0 | 0 | FALSE | 1 | 1 | TRUE

## line_geodata
| x0 | y0 | x1 | y1 | x2 | y2 | x3 | y3 | x4 | y4 | x5 | y5 | x6 | y6 | x7 | y7 | x8 | y8 | x9 | y9 | x10 | y10 | x11 | y11 | x12 | y12 | x13 | y13 | x14 | y14 | x15 | y15
0 | 2675415.9676 | 1245429.5825 | 2675450.0772 | 1245405.6436 | 2675467.7412 | 1245431.8301
1 | 2675415.9676 | 1245429.5825 | 2675421.0253 | 1245436.4851 | 2675418.2508 | 1245438.3845
2 | 2675418.2508 | 1245438.3845 | 2675414.1947 | 1245444.2149
3 | 2675418.2508 | 1245438.3845 | 2675421.0253 | 1245436.4851 | 2675434.6047 | 1245454.7819 | 2675446.1077 | 1245471.7625 | 2675437.4816 | 1245476.9009
4 | 2675418.2508 | 1245438.3845 | 2675405.3843 | 1245427.0128 | 2675399.5829 | 1245424.2655
5 | 2675437.4816 | 1245476.9009 | 2675439.7764 | 1245481.222 | 2675444.0363 | 1245478.9746
6 | 2675437.4816 | 1245476.9009 | 2675413.6413 | 1245490.0961
7 | 2675384.3694 | 1245417.0609 | 2675399.5829 | 1245424.2655
8 | 2675384.3694 | 1245417.0609 | 2675361.1221 | 1245458.1564
9 | 2675336.3111 | 1245502.0159 | 2675361.1221 | 1245458.1564
10 | 2675413.6413 | 1245490.0961 | 2675416.1858 | 1245494.3982
11 | 2675403.4776 | 1245472.3654 | 2675405.6654 | 1245476.1959 | 2675413.6413 | 1245490.0961
12 | 2675403.4776 | 1245472.3654 | 2675400.8781 | 1245471.7986 | 2675395.6427 | 1245477.0803 | 2675389.8157 | 1245480.7644 | 2675389.247 | 1245481.0783
13 | 2675378.097 | 1245497.8914 | 2675377.1723 | 1245494.0355 | 2675376.2899 | 1245489.7434 | 2675377.192 | 1245487.7312 | 2675389.247 | 1245481.0783
14 | 2675402.886 | 1245534.3243 | 2675382.2437 | 1245514.1253 | 2675378.8226 | 1245500.9169 | 2675378.097 | 1245497.8914
15 | 2675402.886 | 1245534.3243 | 2675382.1037 | 1245542.3659 | 2675381.8041 | 1245542.4829
16 | 2675358.8293 | 1245551.4491 | 2675381.8041 | 1245542.4829
17 | 2675293.2401 | 1245591.2057 | 2675299.7735 | 1245590.1879 | 2675306.3339 | 1245587.6471
18 | 2675293.2401 | 1245591.2057 | 2675273.7014 | 1245594.2548
19 | 2675306.3339 | 1245587.6471 | 2675309.5095 | 1245599.9629 | 2675316.231 | 1245615.0701 | 2675321.6883 | 1245623.8234 | 2675336.7643 | 1245629.5745
20 | 2675306.3339 | 1245587.6471 | 2675323.7497 | 1245580.4707
21 | 2675306.3339 | 1245587.6471 | 2675305.5138 | 1245580.8319 | 2675305.3453 | 1245574.4696 | 2675306.176 | 1245567.364 | 2675306.4022 | 1245566.2105
22 | 2675306.4022 | 1245566.2105 | 2675317.7965 | 1245566.1884 | 2675328.8054 | 1245563.1927 | 2675343.9856 | 1245557.25
23 | 2675358.8293 | 1245551.4491 | 2675350.538 | 1245554.6849 | 2675343.9856 | 1245557.25
24 | 2675336.7643 | 1245629.5745 | 2675351.0206 | 1245631.4458 | 2675363.7543 | 1245631.2518 | 2675371.922 | 1245630.4906
25 | 2675336.2061 | 1245633.6592 | 2675336.7643 | 1245629.5745
26 | 2675231.453 | 1245720.1583 | 2675258.0726 | 1245687.1014
27 | 2675231.453 | 1245720.1583 | 2675206.414 | 1245735.8642
28 | 2675258.0726 | 1245687.1014 | 2675286.5775 | 1245651.7033
29 | 2675292.2898 | 1245644.6095 | 2675297.2829 | 1245648.2755 | 2675301.6914 | 1245652.1565
30 | 2675292.2898 | 1245644.6095 | 2675286.5775 | 1245651.7033
31 | 2675335.171 | 1245639.6059 | 2675321.7921 | 1245638.8466 | 2675312.2398 | 1245641.9831 | 2675301.6914 | 1245652.1565
32 | 2675301.6914 | 1245652.1565 | 2675304.8455 | 1245659.0236 | 2675303.6164 | 1245664.7788 | 2675301.049 | 1245668.5615
33 | 2675336.2061 | 1245633.6592 | 2675335.171 | 1245639.6059
34 | 2675294.7477 | 1245677.8457 | 2675301.049 | 1245668.5615
35 | 2675287.3916 | 1245764.9666 | 2675301.0857 | 1245756.9458 | 2675317.3523 | 1245747.4566
36 | 2675287.3916 | 1245764.9666 | 2675286.252 | 1245770.8119 | 2675285.1306 | 1245772.7637
37 | 2675317.3523 | 1245747.4566 | 2675328.5244 | 1245772.6825
38 | 2675283.4552 | 1245775.6798 | 2675283.4552 | 1245775.6798 | 2675285.1306 | 1245772.7637
39 | 2675422.01 | 1245490.9364 | 2675416.1858 | 1245494.3982
40 | 2675410.614 | 1245497.6186 | 2675416.1858 | 1245494.3982
41 | 2675523.4882 | 1245586.729 | 2675515.7693 | 1245573.4435 | 2675515.5731 | 1245572.9965
42 | 2675523.4882 | 1245586.729 | 2675521.5547 | 1245591.4189 | 2675488.6855 | 1245606.4137
43 | 2675477.1544 | 1245611.5191 | 2675484.2092 | 1245608.4558 | 2675488.6855 | 1245606.4137
44 | 2675440.566 | 1245622.8443 | 2675440.907 | 1245626.9182 | 2675441.3993 | 1245632.7619
45 | 2675446.5985 | 1245645.1591 | 2675441.3993 | 1245632.7619
46 | 2675440.566 | 1245622.8443 | 2675447.7457 | 1245621.9522
47 | 2675440.566 | 1245622.8443 | 2675409.9777 | 1245626.409
48 | 2675446.5985 | 1245645.1591 | 2675453.2539 | 1245660.6771
49 | 2675569.5851 | 1245639.5092 | 2675587.2163 | 1245681.2748 | 2675598.0047 | 1245678.388 | 2675605.734 | 1245698.5342
50 | 2675569.5851 | 1245639.5092 | 2675545.05 | 1245656.8647 | 2675543.0564 | 1245657.9331
51 | 2675605.734 | 1245698.5342 | 2675573.2482 | 1245707.7824 | 2675546.5645 | 1245714.1138 | 2675541.23 | 1245714.5852
52 | 2675543.0564 | 1245657.9331 | 2675518.5111 | 1245671.0874
53 | 2675477.1544 | 1245611.5191 | 2675474.7805 | 1245612.5498 | 2675466.4153 | 1245614.4114 | 2675455.7594 | 1245619.3572 | 2675451.8492 | 1245621.4423 | 2675447.7457 | 1245621.9522
54 | 2675371.922 | 1245630.4906 | 2675387.0608 | 1245629.0797 | 2675409.9777 | 1245626.409
55 | 2675453.2539 | 1245660.6771 | 2675448.2755 | 1245662.9932
56 | 2675461.8241 | 1245678.9102 | 2675453.2539 | 1245660.6771
57 | 2675453.2539 | 1245660.6771 | 2675471.213 | 1245652.5828
58 | 2675209.4682 | 1245929.0621 | 2675212.3057 | 1245929.3204
59 | 2675209.4682 | 1245929.0621 | 2675203.3898 | 1245942.4835 | 2675196.2264 | 1245951.6022
60 | 2675212.3057 | 1245929.3204 | 2675222.2077 | 1245925.173
61 | 2675212.3057 | 1245929.3204 | 2675215.1694 | 1245902.5043 | 2675218.5353 | 1245881.9545 | 2675220.088 | 1245876.2148
62 | 2675479.6459 | 1245648.7821 | 2675471.213 | 1245652.5828
63 | 2675479.6459 | 1245648.7821 | 2675483.7414 | 1245646.9773 | 2675480.8895 | 1245640.125 | 2675480.0543 | 1245638.0685
64 | 2675448.2755 | 1245662.9932 | 2675447.1253 | 1245660.1654 | 2675445.5442 | 1245656.1647
65 | 2675419.0037 | 1245697.5568 | 2675461.8241 | 1245678.9102
66 | 2675461.8241 | 1245678.9102 | 2675468.4 | 1245676.0127
67 | 2675480.0543 | 1245638.0685 | 2675486.5216 | 1245635.1265 | 2675494.2938 | 1245632.8508
68 | 2675445.5442 | 1245656.1647 | 2675427.4072 | 1245663.946
69 | 2675457.5388 | 1245652.8927 | 2675456.8195 | 1245651.2268 | 2675445.5442 | 1245656.1647
70 | 2675419.0037 | 1245697.5568 | 2675413.5664 | 1245699.7225 | 2675415.3 | 1245703.0247 | 2675429.3021 | 1245697.5433 | 2675433.1997 | 1245708.912 | 2675435.306 | 1245714.2084
71 | 2675457.5388 | 1245652.8927 | 2675460.6558 | 1245660.8825
72 | 2675501.715 | 1245630.678 | 2675494.2938 | 1245632.8508
73 | 2675435.306 | 1245714.2084 | 2675437.8487 | 1245720.6017 | 2675433.1799 | 1245722.3436
74 | 2675521.7317 | 1245716.3081 | 2675541.23 | 1245714.5852
75 | 2675510.9001 | 1245675.1663 | 2675518.5111 | 1245671.0874
76 | 2675329.8447 | 1245775.6638 | 2675328.5244 | 1245772.6825
77 | 2675270.0398 | 1245786.6371 | 2675277.4077 | 1245781.8742 | 2675283.4552 | 1245775.6798
78 | 2675234.4208 | 1245920.0576 | 2675222.2077 | 1245925.173
79 | 2675530.7241 | 1245751.3609 | 2675547.2827 | 1245749.6132
80 | 2675530.7241 | 1245751.3609 | 2675523.815 | 1245752.0901
81 | 2675547.2827 | 1245749.6132 | 2675554.5992 | 1245748.8409 | 2675555.1897 | 1245748.7669
82 | 2675523.815 | 1245752.0901 | 2675502.3724 | 1245754.3533
83 | 2675592.0857 | 1245745.5828 | 2675581.4868 | 1245745.4699 | 2675555.1897 | 1245748.7669
84 | 2675442.7337 | 1245760.648 | 2675502.3724 | 1245754.3533
85 | 2675592.0857 | 1245745.5828 | 2675583.7695 | 1245761.9885 | 2675556.3126 | 1245799.3655 | 2675542.1467 | 1245807.6243
86 | 2675442.7337 | 1245760.648 | 2675438.7277 | 1245750.0895 | 2675437.9194 | 1245747.9599
87 | 2675462.3211 | 1245999.5567 | 2675473.6638 | 1245994.6197 | 2675483.6469 | 1245984.9175 | 2675499.9353 | 1245951.7344 | 2675509.6314 | 1245934.9125 | 2675520.1019 | 1245923.7267 | 2675544.073 | 1245906.0748 | 2675558.0908 | 1245898.1476 | 2675571.4018 | 1245894.7036 | 2675571.599 | 1245888.1236 | 2675570.9447 | 1245882.5558 | 2675565.6747 | 1245868.0449 | 2675556.2775 | 1245845.9873 | 2675543.7031 | 1245830.1603 | 2675542.1149 | 1245823.1684 | 2675542.1467 | 1245807.6243
88 | 2675542.1467 | 1245807.6243 | 2675495.7232 | 1245816.3601
89 | 2675436.2361 | 1245743.5252 | 2675437.9194 | 1245747.9599
90 | 2675283.7696 | 1245850.8709 | 2675283.7696 | 1245850.8709 | 2675270.0719 | 1245865.5387
91 | 2675283.7696 | 1245850.8709 | 2675297.558 | 1245842.8244
92 | 2675248.3692 | 1245912.4657 | 2675250.5661 | 1245908.4352 | 2675259.1534 | 1245884.2713 | 2675269.9673 | 1245865.6507 | 2675270.0719 | 1245865.5387
93 | 2675312.2072 | 1245834.2755 | 2675297.558 | 1245842.8244
94 | 2675248.3692 | 1245912.4657 | 2675244.101 | 1245916.003 | 2675236.9094 | 1245919.0152
95 | 2675248.3692 | 1245912.4657 | 2675263.3121 | 1245914.1217
96 | 2675312.2072 | 1245834.2755 | 2675317.0622 | 1245822.3673
97 | 2675312.2072 | 1245834.2755 | 2675336.9932 | 1245827.9153
98 | 2675236.9094 | 1245919.0152 | 2675234.4208 | 1245920.0576
99 | 2675263.3121 | 1245914.1217 | 2675277.2652 | 1245915.6679 | 2675284.6815 | 1245914.9638
100 | 2675317.0622 | 1245822.3673 | 2675322.774 | 1245808.3578
101 | 2675347.0556 | 1245825.3333 | 2675336.9932 | 1245827.9153
102 | 2675292.8916 | 1245914.1844 | 2675284.6815 | 1245914.9638
103 | 2675322.774 | 1245808.3578 | 2675322.774 | 1245808.3578 | 2675332.1258 | 1245800.9785
104 | 2675359.1507 | 1245822.2297 | 2675347.0556 | 1245825.3333
105 | 2675462.3211 | 1245999.5567 | 2675453.9411 | 1245980.67 | 2675444.778 | 1245969.879 | 2675432.0406 | 1245959.732 | 2675423.6233 | 1245948.517
106 | 2675367.4051 | 1245763.3877 | 2675363.8707 | 1245769.3638
107 | 2675367.4051 | 1245763.3877 | 2675371.0379 | 1245757.2454 | 2675377.0523 | 1245752.0048
108 | 2675363.8707 | 1245769.3638 | 2675357.703 | 1245779.7921 | 2675347.4119 | 1245788.5883
109 | 2675377.0523 | 1245752.0048 | 2675383.6453 | 1245746.26
110 | 2675342.4109 | 1245792.8628 | 2675347.4119 | 1245788.5883
111 | 2675383.6453 | 1245746.26 | 2675386.0049 | 1245744.204 | 2675400.3971 | 1245739.2193
112 | 2675342.4109 | 1245792.8628 | 2675332.3429 | 1245781.3044 | 2675331.624 | 1245779.6811
113 | 2675342.4109 | 1245792.8628 | 2675332.1258 | 1245800.9785
114 | 2675400.3971 | 1245739.2193 | 2675408.7817 | 1245736.3153
115 | 2675330.9685 | 1245778.2012 | 2675331.624 | 1245779.6811
116 | 2675430.6277 | 1245728.7491 | 2675408.7817 | 1245736.3153
117 | 2675329.8447 | 1245775.6638 | 2675330.9685 | 1245778.2012
118 | 2675359.1507 | 1245822.2297 | 2675372.8945 | 1245808.5167 | 2675379.5439 | 1245799.779
119 | 2675389.8376 | 1245786.2525 | 2675379.5439 | 1245799.779
120 | 2675389.8376 | 1245786.2525 | 2675395.6308 | 1245778.6398 | 2675397.4841 | 1245777.0533
121 | 2675377.0796 | 1245881.4401 | 2675373.6036 | 1245883.4793 | 2675352.254 | 1245892.4884
122 | 2675352.254 | 1245892.4884 | 2675347.3877 | 1245894.5419
123 | 2675410.1149 | 1245767.4144 | 2675407.6616 | 1245768.3409 | 2675397.4841 | 1245777.0533
124 | 2675493.3694 | 1245718.513 | 2675466.0659 | 1245720.1358
125 | 2675493.3694 | 1245718.513 | 2675502.0513 | 1245717.997
126 | 2675466.0659 | 1245720.1358 | 2675456.0817 | 1245720.7292
127 | 2675521.7317 | 1245716.3081 | 2675503.7823 | 1245717.8941 | 2675502.0513 | 1245717.997
128 | 2675435.1274 | 1245727.2385 | 2675453.8631 | 1245720.8611 | 2675456.0817 | 1245720.7292
129 | 2675430.6277 | 1245728.7491 | 2675435.1274 | 1245727.2385
130 | 2675435.1274 | 1245727.2385 | 2675433.1799 | 1245722.3436 | 2675433.1799 | 1245722.3436
131 | 2675430.6277 | 1245728.7491 | 2675436.2361 | 1245743.5252
132 | 2675242.6696 | 1245815.0469 | 2675245.8459 | 1245807.6922 | 2675251.2718 | 1245799.8666 | 2675255.8489 | 1245795.8106 | 2675270.0398 | 1245786.6371
133 | 2675505.6126 | 1245678 | 2675510.9001 | 1245675.1663
134 | 2675292.8916 | 1245914.1844 | 2675293.7934 | 1245914.0988 | 2675309.3489 | 1245910.5937 | 2675313.7584 | 1245908.733
135 | 2675323.5871 | 1245904.5854 | 2675347.3877 | 1245894.5419
136 | 2675323.5871 | 1245904.5854 | 2675313.7584 | 1245908.733

## bus_geodata
| x | y | coords
0 | 2675467.7412 | 1245431.8301
1 | 2675415.9676 | 1245429.5825
2 | 2675418.2508 | 1245438.3845
3 | 2675414.1947 | 1245444.2149
4 | 2675437.4816 | 1245476.9009
5 | 2675399.5829 | 1245424.2655
6 | 2675384.3694 | 1245417.0609
7 | 2675361.1221 | 1245458.1564
8 | 2675444.0363 | 1245478.9746
9 | 2675413.6413 | 1245490.0961
10 | 2675403.4776 | 1245472.3654
11 | 2675389.247 | 1245481.0783
12 | 2675402.886 | 1245534.3243
13 | 2675378.097 | 1245497.8914
14 | 2675381.8041 | 1245542.4829
15 | 2675293.2401 | 1245591.2057
16 | 2675306.3339 | 1245587.6471
17 | 2675273.7014 | 1245594.2548
18 | 2675306.4022 | 1245566.2105
19 | 2675343.9856 | 1245557.25
20 | 2675336.7643 | 1245629.5745
21 | 2675323.7497 | 1245580.4707
22 | 2675231.453 | 1245720.1583
23 | 2675258.0726 | 1245687.1014
24 | 2675206.414 | 1245735.8642
25 | 2675292.2898 | 1245644.6095
26 | 2675301.6914 | 1245652.1565
27 | 2675286.5775 | 1245651.7033
28 | 2675336.2061 | 1245633.6592
29 | 2675335.171 | 1245639.6059
30 | 2675301.049 | 1245668.5615
31 | 2675336.3111 | 1245502.0159
32 | 2675287.3916 | 1245764.9666
33 | 2675317.3523 | 1245747.4566
34 | 2675285.1306 | 1245772.7637
35 | 2675416.1858 | 1245494.3982
36 | 2675358.8293 | 1245551.4491
37 | 2675523.4882 | 1245586.729
38 | 2675515.5731 | 1245572.9965
39 | 2675488.6855 | 1245606.4137
40 | 2675441.3993 | 1245632.7619
41 | 2675440.566 | 1245622.8443
42 | 2675446.5985 | 1245645.1591
43 | 2675569.5851 | 1245639.5092
44 | 2675605.734 | 1245698.5342
45 | 2675543.0564 | 1245657.9331
46 | 2675447.7457 | 1245621.9522
47 | 2675409.9777 | 1245626.409
48 | 2675453.2539 | 1245660.6771
49 | 2675209.4682 | 1245929.0621
50 | 2675212.3057 | 1245929.3204
51 | 2675196.2264 | 1245951.6022
52 | 2675371.922 | 1245630.4906
53 | 2675294.7477 | 1245677.8457
54 | 2675422.01 | 1245490.9364
55 | 2675410.614 | 1245497.6185
56 | 2675471.213 | 1245652.5828
57 | 2675479.6459 | 1245648.7821
58 | 2675448.2755 | 1245662.9932
59 | 2675461.8241 | 1245678.9102
60 | 2675480.0543 | 1245638.0685
61 | 2675445.5442 | 1245656.1647
62 | 2675419.0037 | 1245697.5568
63 | 2675468.4 | 1245676.0127
64 | 2675457.5388 | 1245652.8927
65 | 2675460.6558 | 1245660.8825
66 | 2675494.2938 | 1245632.8508
67 | 2675427.4072 | 1245663.946
68 | 2675435.306 | 1245714.2084
69 | 2675501.715 | 1245630.678
70 | 2675477.1544 | 1245611.5191
71 | 2675541.23 | 1245714.5852
72 | 2675518.5111 | 1245671.0874
73 | 2675328.5244 | 1245772.6825
74 | 2675283.4552 | 1245775.6798
75 | 2675222.2077 | 1245925.173
76 | 2675220.088 | 1245876.2148
77 | 2675530.7241 | 1245751.3609
78 | 2675547.2827 | 1245749.6132
79 | 2675523.815 | 1245752.0901
80 | 2675555.1897 | 1245748.7669
81 | 2675502.3724 | 1245754.3533
82 | 2675592.0857 | 1245745.5828
83 | 2675442.7337 | 1245760.648
84 | 2675542.1467 | 1245807.6243
85 | 2675437.9194 | 1245747.9599
86 | 2675283.7696 | 1245850.8709
87 | 2675270.0719 | 1245865.5387
88 | 2675297.558 | 1245842.8244
89 | 2675248.3692 | 1245912.4657
90 | 2675312.2072 | 1245834.2755
91 | 2675236.9094 | 1245919.0152
92 | 2675263.3121 | 1245914.1217
93 | 2675317.0622 | 1245822.3673
94 | 2675336.9932 | 1245827.9153
95 | 2675234.4208 | 1245920.0575
96 | 2675284.6815 | 1245914.9638
97 | 2675322.774 | 1245808.3578
98 | 2675347.0556 | 1245825.3333
99 | 2675462.3211 | 1245999.5567
100 | 2675495.7232 | 1245816.3601
101 | 2675367.4051 | 1245763.3877
102 | 2675363.8707 | 1245769.3638
103 | 2675377.0523 | 1245752.0048
104 | 2675347.4119 | 1245788.5883
105 | 2675383.6453 | 1245746.26
106 | 2675342.4109 | 1245792.8628
107 | 2675400.3971 | 1245739.2193
108 | 2675331.624 | 1245779.6811
109 | 2675332.1258 | 1245800.9785
110 | 2675408.7817 | 1245736.3153
111 | 2675330.9685 | 1245778.2012
112 | 2675359.1507 | 1245822.2297
113 | 2675379.5439 | 1245799.779
114 | 2675389.8376 | 1245786.2525
115 | 2675377.0796 | 1245881.4401
116 | 2675352.254 | 1245892.4884
117 | 2675397.4841 | 1245777.0533
118 | 2675410.1149 | 1245767.4144
119 | 2675493.3694 | 1245718.513
120 | 2675466.0659 | 1245720.1358
121 | 2675502.0513 | 1245717.997
122 | 2675456.0817 | 1245720.7292
123 | 2675521.7317 | 1245716.3081
124 | 2675435.1274 | 1245727.2385
125 | 2675430.6277 | 1245728.7491
126 | 2675433.1799 | 1245722.3436
127 | 2675436.2361 | 1245743.5252
128 | 2675329.8447 | 1245775.6638
129 | 2675242.6696 | 1245815.0469
130 | 2675270.0398 | 1245786.6371
131 | 2675510.9001 | 1245675.1663
132 | 2675505.6126 | 1245678
133 | 2675292.8916 | 1245914.1844
134 | 2675423.6233 | 1245948.517
135 | 2675347.3877 | 1245894.5419
136 | 2675323.5871 | 1245904.5854
137 | 2675313.7584 | 1245908.733
138 | 2675336.7643 | 1245629.5745

## line_std_types
| c_nf_per_km | r_ohm_per_km | x_ohm_per_km | max_i_ka | type | q_mm2 | alpha | voltage_rating
NAYY 4x50 SE | 210 | 0.642 | 0.083 | 0.142 | cs | 50 | 0.00403 | LV
NAYY 4x120 SE | 264 | 0.225 | 0.08 | 0.242 | cs | 120 | 0.00403 | LV
NAYY 4x150 SE | 261 | 0.208 | 0.08 | 0.27 | cs | 150 | 0.00403 | LV
NA2XS2Y 1x95 RM/25 12/20 kV | 216 | 0.313 | 0.132 | 0.252 | cs | 95 | 0.00403 | MV
NA2XS2Y 1x185 RM/25 12/20 kV | 273 | 0.161 | 0.117 | 0.362 | cs | 185 | 0.00403 | MV
NA2XS2Y 1x240 RM/25 12/20 kV | 304 | 0.122 | 0.112 | 0.421 | cs | 240 | 0.00403 | MV
NA2XS2Y 1x95 RM/25 6/10 kV | 315 | 0.313 | 0.123 | 0.249 | cs | 95 | 0.00403 | MV
NA2XS2Y 1x185 RM/25 6/10 kV | 406 | 0.161 | 0.11 | 0.358 | cs | 185 | 0.00403 | MV
NA2XS2Y 1x240 RM/25 6/10 kV | 456 | 0.122 | 0.105 | 0.416 | cs | 240 | 0.00403 | MV
NA2XS2Y 1x150 RM/25 12/20 kV | 250 | 0.206 | 0.116 | 0.319 | cs | 150 | 0.00403 | MV
NA2XS2Y 1x120 RM/25 12/20 kV | 230 | 0.253 | 0.119 | 0.283 | cs | 120 | 0.00403 | MV
NA2XS2Y 1x70 RM/25 12/20 kV | 190 | 0.443 | 0.132 | 0.22 | cs | 70 | 0.00403 | MV
NA2XS2Y 1x150 RM/25 6/10 kV | 360 | 0.206 | 0.11 | 0.315 | cs | 150 | 0.00403 | MV
NA2XS2Y 1x120 RM/25 6/10 kV | 340 | 0.253 | 0.113 | 0.28 | cs | 120 | 0.00403 | MV
NA2XS2Y 1x70 RM/25 6/10 kV | 280 | 0.443 | 0.123 | 0.217 | cs | 70 | 0.00403 | MV
N2XS(FL)2Y 1x120 RM/35 64/110 kV | 112 | 0.153 | 0.166 | 0.366 | cs | 120 | 0.00393 | HV
N2XS(FL)2Y 1x185 RM/35 64/110 kV | 125 | 0.099 | 0.156 | 0.457 | cs | 185 | 0.00393 | HV
N2XS(FL)2Y 1x240 RM/35 64/110 kV | 135 | 0.075 | 0.149 | 0.526 | cs | 240 | 0.00393 | HV
N2XS(FL)2Y 1x300 RM/35 64/110 kV | 144 | 0.06 | 0.144 | 0.588 | cs | 300 | 0.00393 | HV
15-AL1/3-ST1A 0.4 | 11 | 1.8769 | 0.35 | 0.105 | ol | 16 | 0.00403 | LV
24-AL1/4-ST1A 0.4 | 11.25 | 1.2012 | 0.335 | 0.14 | ol | 24 | 0.00403 | LV
48-AL1/8-ST1A 0.4 | 12.2 | 0.5939 | 0.3 | 0.21 | ol | 48 | 0.00403 | LV
94-AL1/15-ST1A 0.4 | 13.2 | 0.306 | 0.29 | 0.35 | ol | 94 | 0.00403 | LV
34-AL1/6-ST1A 10.0 | 9.7 | 0.8342 | 0.36 | 0.17 | ol | 34 | 0.00403 | MV
48-AL1/8-ST1A 10.0 | 10.1 | 0.5939 | 0.35 | 0.21 | ol | 48 | 0.00403 | MV
70-AL1/11-ST1A 10.0 | 10.4 | 0.4132 | 0.339 | 0.29 | ol | 70 | 0.00403 | MV
94-AL1/15-ST1A 10.0 | 10.75 | 0.306 | 0.33 | 0.35 | ol | 94 | 0.00403 | MV
122-AL1/20-ST1A 10.0 | 11.1 | 0.2376 | 0.323 | 0.41 | ol | 122 | 0.00403 | MV
149-AL1/24-ST1A 10.0 | 11.25 | 0.194 | 0.315 | 0.47 | ol | 149 | 0.00403 | MV
34-AL1/6-ST1A 20.0 | 9.15 | 0.8342 | 0.382 | 0.17 | ol | 34 | 0.00403 | MV
48-AL1/8-ST1A 20.0 | 9.5 | 0.5939 | 0.372 | 0.21 | ol | 48 | 0.00403 | MV
70-AL1/11-ST1A 20.0 | 9.7 | 0.4132 | 0.36 | 0.29 | ol | 70 | 0.00403 | MV
94-AL1/15-ST1A 20.0 | 10 | 0.306 | 0.35 | 0.35 | ol | 94 | 0.00403 | MV
122-AL1/20-ST1A 20.0 | 10.3 | 0.2376 | 0.344 | 0.41 | ol | 122 | 0.00403 | MV
149-AL1/24-ST1A 20.0 | 10.5 | 0.194 | 0.337 | 0.47 | ol | 149 | 0.00403 | MV
184-AL1/30-ST1A 20.0 | 10.75 | 0.1571 | 0.33 | 0.535 | ol | 184 | 0.00403 | MV
243-AL1/39-ST1A 20.0 | 11 | 0.1188 | 0.32 | 0.645 | ol | 243 | 0.00403 | MV
48-AL1/8-ST1A 110.0 | 8 | 0.5939 | 0.46 | 0.21 | ol | 48 | 0.00403 | HV
70-AL1/11-ST1A 110.0 | 8.4 | 0.4132 | 0.45 | 0.29 | ol | 70 | 0.00403 | HV
94-AL1/15-ST1A 110.0 | 8.65 | 0.306 | 0.44 | 0.35 | ol | 94 | 0.00403 | HV
122-AL1/20-ST1A 110.0 | 8.5 | 0.2376 | 0.43 | 0.41 | ol | 122 | 0.00403 | HV
149-AL1/24-ST1A 110.0 | 8.75 | 0.194 | 0.41 | 0.47 | ol | 149 | 0.00403 | HV
184-AL1/30-ST1A 110.0 | 8.8 | 0.1571 | 0.4 | 0.535 | ol | 184 | 0.00403 | HV
243-AL1/39-ST1A 110.0 | 9 | 0.1188 | 0.39 | 0.645 | ol | 243 | 0.00403 | HV
305-AL1/39-ST1A 110.0 | 9.2 | 0.0949 | 0.38 | 0.74 | ol | 305 | 0.00403 | HV
490-AL1/64-ST1A 110.0 | 9.75 | 0.059 | 0.37 | 0.96 | ol | 490 | 0.00403 | HV
679-AL1/86-ST1A 110.0 | 9.95 | 0.042 | 0.36 | 1.15 | ol | 679 | 0.00403 | HV
490-AL1/64-ST1A 220.0 | 10 | 0.059 | 0.285 | 0.96 | ol | 490 | 0.00403 | HV
679-AL1/86-ST1A 220.0 | 11.7 | 0.042 | 0.275 | 1.15 | ol | 679 | 0.00403 | HV
490-AL1/64-ST1A 380.0 | 11 | 0.059 | 0.253 | 0.96 | ol | 490 | 0.00403 | HV
679-AL1/86-ST1A 380.0 | 14.6 | 0.042 | 0.25 | 1.15 | ol | 679 | 0.00403 | HV

## trafo_std_types
| i0_percent | pfe_kw | vkr_percent | sn_mva | vn_lv_kv | vn_hv_kv | vk_percent | shift_degree | vector_group | tap_side | tap_neutral | tap_min | tap_max | tap_step_degree | tap_step_percent | tap_phase_shifter
160 MVA 380/110 kV | 0.06 | 60 | 0.25 | 160 | 110 | 380 | 12.2 | 0 | Yy0 | hv | 0 | -9 | 9 | 0 | 1.5 | FALSE
100 MVA 220/110 kV | 0.06 | 55 | 0.26 | 100 | 110 | 220 | 12 | 0 | Yy0 | hv | 0 | -9 | 9 | 0 | 1.5 | FALSE
63 MVA 110/20 kV | 0.04 | 22 | 0.32 | 63 | 20 | 110 | 18 | 150 | YNd5 | hv | 0 | -9 | 9 | 0 | 1.5 | FALSE
40 MVA 110/20 kV | 0.05 | 18 | 0.34 | 40 | 20 | 110 | 16.2 | 150 | YNd5 | hv | 0 | -9 | 9 | 0 | 1.5 | FALSE
25 MVA 110/20 kV | 0.07 | 14 | 0.41 | 25 | 20 | 110 | 12 | 150 | YNd5 | hv | 0 | -9 | 9 | 0 | 1.5 | FALSE
63 MVA 110/10 kV | 0.04 | 22 | 0.32 | 63 | 10 | 110 | 18 | 150 | YNd5 | hv | 0 | -9 | 9 | 0 | 1.5 | FALSE
40 MVA 110/10 kV | 0.05 | 18 | 0.34 | 40 | 10 | 110 | 16.2 | 150 | YNd5 | hv | 0 | -9 | 9 | 0 | 1.5 | FALSE
25 MVA 110/10 kV | 0.07 | 14 | 0.41 | 25 | 10 | 110 | 12 | 150 | YNd5 | hv | 0 | -9 | 9 | 0 | 1.5 | FALSE
0.25 MVA 20/0.4 kV | 0.32 | 0.8 | 1.44 | 0.25 | 0.4 | 20 | 6 | 150 | Yzn5 | hv | 0 | -2 | 2 | 0 | 2.5 | FALSE
0.4 MVA 20/0.4 kV | 0.3375 | 1.35 | 1.425 | 0.4 | 0.4 | 20 | 6 | 150 | Dyn5 | hv | 0 | -2 | 2 | 0 | 2.5 | FALSE
0.63 MVA 20/0.4 kV | 0.2619 | 1.65 | 1.206 | 0.63 | 0.4 | 20 | 6 | 150 | Dyn5 | hv | 0 | -2 | 2 | 0 | 2.5 | FALSE
0.25 MVA 10/0.4 kV | 0.24 | 0.6 | 1.2 | 0.25 | 0.4 | 10 | 4 | 150 | Dyn5 | hv | 0 | -2 | 2 | 0 | 2.5 | FALSE
0.4 MVA 10/0.4 kV | 0.2375 | 0.95 | 1.325 | 0.4 | 0.4 | 10 | 4 | 150 | Dyn5 | hv | 0 | -2 | 2 | 0 | 2.5 | FALSE
0.63 MVA 10/0.4 kV | 0.1873 | 1.18 | 1.0794 | 0.63 | 0.4 | 10 | 4 | 150 | Dyn5 | hv | 0 | -2 | 2 | 0 | 2.5 | FALSE

## trafo3w_std_types
| sn_hv_mva | sn_mv_mva | sn_lv_mva | vn_hv_kv | vn_mv_kv | vn_lv_kv | vk_hv_percent | vk_mv_percent | vk_lv_percent | vkr_hv_percent | vkr_mv_percent | vkr_lv_percent | pfe_kw | i0_percent | shift_mv_degree | shift_lv_degree | vector_group | tap_side | tap_neutral | tap_min | tap_max | tap_step_percent
63/25/38 MVA 110/20/10 kV | 63 | 25 | 38 | 110 | 20 | 10 | 10.4 | 10.4 | 10.4 | 0.28 | 0.32 | 0.35 | 35 | 0.89 | 0 | 0 | YN0yn0yn0 | hv | 0 | -10 | 10 | 1.2
63/25/38 MVA 110/10/10 kV | 63 | 25 | 38 | 110 | 10 | 10 | 10.4 | 10.4 | 10.4 | 0.28 | 0.32 | 0.35 | 35 | 0.89 | 0 | 0 | YN0yn0yn0 | hv | 0 | -10 | 10 | 1.2

## fuse_std_types
| fuse_type | i_rated_a | t_avg | t_min | t_total | x_avg | x_min | x_total
HV 100A | HV 100A | 100 | 0 | [10.0, 3.64, 0.854, 0.281, 0.1, 0.0531, 0.022, 0.01] | [10.0, 4.267, 1.21, 0.403, 0.1, 0.058, 0.022, 0.01] | 0 | [300.0, 350.0, 450.0, 550.0, 700.0, 850.0, 1200.0, 1752.0] | [600.0, 700.0, 900.0, 1150.0, 1665.0, 2000.0, 3000.0, 4313.0]
HV 10A | HV 10A | 10 | 0 | [10.0, 1675.0, 0.344, 0.156, 0.1, 0.0417, 0.0171, 0.01] | [10.0, 1.3, 0.3, 0.155, 0.1, 0.0555, 0.023, 0.01] | 0 | [30.0, 32.0, 35.0, 37.0, 39.0, 50.0, 70.0, 88.0] | [60.0, 70.0, 80.0, 87.0, 94.0, 110.0, 150.0, 216.0]
HV 125A | HV 125A | 125 | 0 | [10.0, 1.82, 0.344, 0.1, 0.0467, 0.0269, 0.01] | [10.0, 2.478, 0.426, 0.1, 0.0427, 0.0211, 0.01] | 0 | [375.0, 500.0, 700.0, 925.0, 1200.0, 1500.0, 2341.0] | [750.0, 1000.0, 1500.0, 2200.0, 3000.0, 4000.0, 5765.0]
HV 160A | HV 160A | 160 | 0 | [10.0, 4.15, 1.03, 0.198, 0.1, 0.051, 0.0172, 0.01] | [10.0, 2.3, 0.734, 0.274, 0.1, 0.046, 0.0177, 0.01] | 0 | [480.0, 550.0, 700.0, 1000.0, 1260.0, 1600.0, 2500.0, 3227.0] | [960.0, 1300.0, 1700.0, 2200.0, 2996.0, 4000.0, 6000.0, 7946.0]
HV 16A | HV 16A | 16 | 0 | [10.0, 0.352, 0.164, 0.1, 0.0649, 0.0342, 0.01] | [10.0, 2.34, 0.722, 0.181, 0.1, 0.055, 0.0296, 0.01] | 0 | [48.0, 60.0, 65.0, 71.0, 80.0, 100.0, 162.0] | [96.0, 110.0, 125.0, 150.0, 168.0, 200.0, 250.0, 398.0]
HV 200A | HV 200A | 200 | 0 | [10.0, 4.267, 1.21, 0.403, 0.1, 0.058, 0.022, 0.01] | [10.0, 3.73, 1.654, 0.328, 0.1, 0.0531, 0.019, 0.01] | 0 | [600.0, 700.0, 900.0, 1150.0, 1665.0, 2000.0, 3000.0, 4313.0] | [1200.0, 1500.0, 1800.0, 2700.0, 3960.0, 5000.0, 7500.0, 10620.0]
HV 20A | HV 20A | 20 | 0 | [10.0, 1.3, 0.3, 0.155, 0.1, 0.0555, 0.023, 0.01] | [10.0, 1.3, 0.161, 0.1, 0.0611, 0.0399, 0.0141, 0.01] | 0 | [60.0, 70.0, 80.0, 87.0, 94.0, 110.0, 150.0, 216.0] | [120.0, 150.0, 200.0, 223.0, 260.0, 300.0, 450.0, 532.0]
HV 25A | HV 25A | 25 | 0 | [10.0, 2.512, 0.833, 0.299, 0.1, 0.0372, 0.0223, 0.01] | [10.0, 3.125, 0.597, 0.198, 0.1, 0.0378, 0.022, 0.01] | 0 | [75.0, 82.0, 90.0, 100.0, 124.0, 170.0, 200.0, 289.0] | [150.0, 170.0, 210.0, 250.0, 294.0, 400.0, 500.0, 711.0]
HV 31.5A | HV 31.5A | 31.5 | 0 | [10.0, 2.34, 0.722, 0.181, 0.1, 0.055, 0.0296, 0.01] | [10.0, 2.84, 0.368, 0.164, 0.1, 0.0621, 0.0378, 0.0195, 0.01] | 0 | [95.0, 110.0, 125.0, 150.0, 165.0, 200.0, 250.0, 390.0] | [189.0, 220.0, 300.0, 350.0, 393.0, 450.0, 530.0, 700.0, 960.0]
HV 40A | HV 40A | 40 | 0 | [10.0, 1.3, 0.161, 0.1, 0.0611, 0.0399, 0.0141, 0.01] | [10.0, 2.05, 0.369, 0.198, 0.1, 0.051, 0.0298, 0.01] | 0 | [120.0, 150.0, 200.0, 223.0, 260.0, 300.0, 450.0, 532.0] | [240.0, 300.0, 400.0, 450.0, 530.0, 650.0, 800.0, 1311.0]
HV 50A | HV 50A | 50 | 0 | [10.0, 3.215, 0.597, 0.198, 0.1, 0.0378, 0.022, 0.01] | [10.0, 3.64, 0.854, 0.281, 0.1, 0.0531, 0.022, 0.01] | 0 | [150.0, 170.0, 210.0, 250.0, 294.0, 400.0, 500.0, 711.0] | [300.0, 350.0, 450.0, 550.0, 700.0, 850.0, 1200.0, 1752.0]
HV 6.3A | HV 6.3A | 6.3 | 0 | [10.0, 1.39, 0.344, 0.168, 0.1, 0.056, 0.0263, 0.01] | [10.0, 1.711, 0.516, 0.198, 0.1, 0.0634, 0.0303, 0.01] | 0 | [19.0, 19.5, 20.4, 20.8, 22.0, 25.0, 32.0, 48.0] | [38.0, 40.0, 43.0, 48.0, 53.0, 60.0, 75.0, 118.0]
HV 63A | HV 63A | 63 | 0 | [10.0, 2.84, 0.368, 0.164, 0.1, 0.0621, 0.0378, 0.0195, 0.01] | [10.0, 1.82, 0.344, 0.1, 0.0467, 0.0269, 0.01] | 0 | [189.0, 220.0, 300.0, 350.0, 393.0, 450.0, 530.0, 700.0, 961.0] | [378.0, 500.0, 700.0, 934.0, 1200.0, 1500.0, 2366.0]
HV 80A | HV 80A | 80 | 0 | [10.0, 2.05, 0.369, 0.198, 0.1, 0.051, 0.0298, 0.01] | [10.0, 4.15, 1.03, 0.198, 0.1, 0.051, 0.0172, 0.01] | 0 | [240.0, 300.0, 400.0, 450.0, 530.0, 650.0, 800.0, 1311.0] | [480.0, 550.0, 700.0, 1000.0, 1260.0, 1600.0, 2500.0, 3227.0]
Siemens NH-1-100 | Siemens NH-1-100 | 100 | [5400.0, 2000.0, 400.0, 20.0, 1.0, 0.2, 0.012, 0.004] | 0 | 0 | [150.0, 190.0, 250.0, 430.0, 900.0, 1250.0, 2700.0, 3600.0] | 0 | 0
Siemens NH-1-125 | Siemens NH-1-125 | 125 | [4800.0, 120.0, 7.0, 0.1, 0.004] | 0 | 0 | [180.0, 400.0, 740.0, 2000.0, 4250.0] | 0 | 0
Siemens NH-1-16 | Siemens NH-1-16 | 16 | [4000.0, 400.0, 2.0, 0.1, 0.04, 0.01] | 0 | 0 | [26.0, 35.0, 75.0, 150.0, 200.0, 300.0] | 0 | 0
Siemens NH-1-160 | Siemens NH-1-160 | 160 | [4800.0, 120.0, 7.0, 0.1, 0.004] | 0 | 0 | [210.0, 500.0, 900.0, 2300.0, 5000.0] | 0 | 0
Siemens NH-1-25 | Siemens NH-1-25 | 25 | [4000.0, 1000.0, 10.0, 0.2, 0.02, 0.01] | 0 | 0 | [40.0, 50.0, 100.0, 210.0, 400.0, 500.0] | 0 | 0
Siemens NH-1-50 | Siemens NH-1-50 | 50 | [4000.0, 40.0, 4.0, 1.0, 0.02, 0.01] | 0 | 0 | [86.0, 200.0, 300.0, 400.0, 1000.0, 1280.0] | 0 | 0
Siemens NH-1-63 | Siemens NH-1-63 | 63 | [4000.0, 100.0, 10.0, 2.0, 0.04, 0.01] | 0 | 0 | [100.0, 200.0, 300.0, 400.0, 1000.0, 1500.0] | 0 | 0
Siemens NH-1-80 | Siemens NH-1-80 | 80 | [4800.0, 120.0, 7.0, 0.1, 0.01] | 0 | 0 | [150.58, 250.0, 450.0, 1150.0, 2470.0] | 0 | 0
Siemens NH-2-1000 | Siemens NH-2-1000 | 1000 | [4800.0, 120.0, 7.0, 0.1, 0.004] | 0 | 0 | [1900.0, 3500.0, 8400.0, 24000.0, 52000.0] | 0 | 0
Siemens NH-2-200 | Siemens NH-2-200 | 200 | [4800.0, 120.0, 7.0, 0.1, 0.004] | 0 | 0 | [280.0, 650.0, 1200.0, 3000.0, 7000.0] | 0 | 0
Siemens NH-2-224 | Siemens NH-2-224 | 224 | [4800.0, 120.0, 7.0, 0.2, 0.04, 0.004] | 0 | 0 | [400.0, 750.0, 1453.0, 3025.0, 4315.0, 7600.0] | 0 | 0
Siemens NH-2-250 | Siemens NH-2-250 | 250 | [4800.0, 120.0, 7.0, 0.1, 0.004] | 0 | 0 | [450.0, 800.0, 1650.0, 4000.0, 8500.0] | 0 | 0
Siemens NH-2-315 | Siemens NH-2-315 | 315 | [4800.0, 120.0, 7.0, 0.1, 0.004] | 0 | 0 | [550.0, 920.0, 1900.0, 5000.0, 11000.0] | 0 | 0
Siemens NH-2-355 | Siemens NH-2-355 | 355 | [4800.0, 120.0, 6.0, 0.1, 0.004] | 0 | 0 | [650.0, 1116.27, 2350.0, 5840.0, 12790.0] | 0 | 0
Siemens NH-2-400 | Siemens NH-2-400 | 400 | [4800.0, 120.0, 7.0, 0.1, 0.004] | 0 | 0 | [720.0, 1350.0, 2800.0, 6500.0, 15000.0] | 0 | 0
Siemens NH-2-425 | Siemens NH-2-425 | 425 | [4800.0, 120.0, 7.0, 0.1, 0.004] | 0 | 0 | [850.0, 1500.0, 3050.0, 7500.0, 16500.0] | 0 | 0
Siemens NH-2-630 | Siemens NH-2-630 | 630 | [4800.0, 120.0, 7.0, 0.1, 0.004] | 0 | 0 | [1200.0, 2000.0, 4800.0, 12000.0, 26000.0] | 0 | 0

## res_bus
| vm_pu | va_degree | p_mw | q_mvar
0 | 0.98106 | -0.36529 | 0.008381 | 0.0021005
1 | 0.98163 | -0.35417 | 0 | 0
2 | 0.98172 | -0.35236 | 0 | 0
3 | 0.98171 | -0.3525 | 0.0010383 | 0.00026022
4 | 0.98289 | -0.32956 | 0 | 0
5 | 0.98144 | -0.35785 | 0.0036891 | 0.00092456
6 | 0.9813 | -0.36063 | 0 | 0
7 | 0.9809 | -0.36846 | 0.0041902 | 0.0010502
8 | 0.98286 | -0.32998 | 0.0024275 | 0.00060838
9 | 0.98351 | -0.31745 | 0 | 0
10 | 0.9841 | -0.30595 | 0 | 0
11 | 0.9846 | -0.29604 | 0.006242 | 0.0015644
12 | 0.98723 | -0.24495 | 0 | 0
13 | 0.98545 | -0.27966 | 0.0049494 | 0.0012404
14 | 0.98812 | -0.22781 | 0.0021021 | 0.00052685
15 | 0.99246 | -0.14423 | 0 | 0
16 | 0.99252 | -0.14301 | 0 | 0
17 | 0.99237 | -0.14601 | 0.0050627 | 0.0012688
18 | 0.99156 | -0.16153 | 0 | 0
19 | 0.98981 | -0.1952 | 0.002587 | 0.00064838
20 | 0.99551 | -0.085815 | 0 | 0
21 | 0.99244 | -0.14458 | 0.0047156 | 0.0011818
22 | 0.99233 | -0.14716 | 0 | 0
23 | 0.99241 | -0.14567 | 0.0044901 | 0.0011253
24 | 0.99228 | -0.1482 | 0.0019852 | 0.00049754
25 | 0.99276 | -0.13892 | 0 | 0
26 | 0.99286 | -0.13688 | 0 | 0
27 | 0.99268 | -0.14046 | 0.0030905 | 0.00077456
28 | 0.9952 | -0.091655 | 0 | 0
29 | 0.99476 | -0.10021 | 0.025869 | 0.0064833
30 | 0.99212 | -0.15125 | 0.016089 | 0.0040323
31 | 0.98067 | -0.37299 | 0.0049601 | 0.0012431
32 | 0.97305 | -0.51929 | 0 | 0
33 | 0.97323 | -0.51565 | 0 | 0
34 | 0.97301 | -0.52015 | 0.0022214 | 0.00055673
35 | 0.98348 | -0.31804 | 0.00035655 | 8.9359e-05
36 | 0.98913 | -0.20822 | 0.0013501 | 0.00033836
37 | 0.99382 | -0.11702 | 0 | 0
38 | 0.99375 | -0.11842 | 0.004987 | 0.0012499
39 | 0.99401 | -0.1134 | 0.0013625 | 0.00034148
40 | 0.99336 | -0.12567 | 0 | 0
41 | 0.99437 | -0.10647 | 0 | 0
42 | 0.99199 | -0.15164 | 0 | 0
43 | 0.97722 | -0.43741 | 0 | 0
44 | 0.97761 | -0.42976 | 0 | 0
45 | 0.97706 | -0.44058 | 0.0015971 | 0.00040028
46 | 0.99429 | -0.10787 | 0.0035813 | 0.00089755
47 | 0.9978 | -0.04141 | 0.0035989 | 0.00090196
48 | 0.99028 | -0.18437 | 0.00095047 | 0.00023821
49 | 0.97178 | -0.54443 | 0 | 0
50 | 0.97178 | -0.54439 | 0 | 0
51 | 0.97176 | -0.54473 | 0.00061825 | 0.00015495
52 | 1 | 0 | -0.26796 | -0.068169
53 | 0.99182 | -0.15701 | 0.028985 | 0.0072643
54 | 0.98346 | -0.31831 | 0.002178 | 0.00054587
55 | 0.98345 | -0.31851 | 0.0040171 | 0.0010068
56 | 0.99021 | -0.18567 | 0.0017761 | 0.00044514
57 | 0.9902 | -0.18599 | 0 | 0
58 | 0.99024 | -0.18511 | 0 | 0
59 | 0.98846 | -0.21914 | 0 | 0
60 | 0.99017 | -0.18647 | 0 | 0
61 | 0.99019 | -0.18611 | 0 | 0
62 | 0.98432 | -0.29885 | 0 | 0
63 | 0.98845 | -0.21932 | 0.0014538 | 0.00036437
64 | 0.99013 | -0.18731 | 0 | 0
65 | 0.99009 | -0.18804 | 0.0047843 | 0.0011991
66 | 0.99014 | -0.187 | 0.0010224 | 0.00025623
67 | 0.99014 | -0.18711 | 0.0028604 | 0.00071689
68 | 0.98056 | -0.37187 | 0.001748 | 0.00043808
69 | 0.99014 | -0.18712 | 0.00091637 | 0.00022966
70 | 0.99408 | -0.11198 | 0.0010505 | 0.00026328
71 | 0.97794 | -0.42323 | 0.0016802 | 0.00042109
72 | 0.97696 | -0.44251 | 0.0012908 | 0.0003235
73 | 0.97338 | -0.51275 | 0.0022063 | 0.00055295
74 | 0.973 | -0.52037 | 0.0021707 | 0.00054404
75 | 0.97179 | -0.54415 | 0.00047117 | 0.00011809
76 | 0.97175 | -0.545 | 0.00061155 | 0.00015327
77 | 0.97707 | -0.44043 | 0.001458 | 0.00036542
78 | 0.97692 | -0.4433 | 0.0016459 | 0.0004125
79 | 0.97714 | -0.43904 | 0.0014528 | 0.00036411
80 | 0.97686 | -0.44444 | 0.001499 | 0.00037568
81 | 0.97738 | -0.43417 | 0.0021635 | 0.00054223
82 | 0.97665 | -0.44872 | 0 | 0
83 | 0.97819 | -0.41828 | 0 | 0
84 | 0.97617 | -0.45808 | 0 | 0
85 | 0.97837 | -0.41469 | 0.0036992 | 0.00092711
86 | 0.97235 | -0.53318 | 0.00039912 | 0.00010003
87 | 0.9722 | -0.53602 | 0.00039264 | 9.8406e-05
88 | 0.97247 | -0.53081 | 0.00052938 | 0.00013268
89 | 0.97185 | -0.54299 | 0 | 0
90 | 0.9726 | -0.52812 | 0 | 0
91 | 0.97182 | -0.54362 | 0.00023648 | 5.9269e-05
92 | 0.97179 | -0.5443 | 0.00047659 | 0.00011945
93 | 0.97285 | -0.5233 | 0.00025494 | 6.3894e-05
94 | 0.97232 | -0.53364 | 0.00024319 | 6.0948e-05
95 | 0.97181 | -0.54373 | 0.00061732 | 0.00015472
96 | 0.9717 | -0.54598 | 0.00061746 | 0.00015475
97 | 0.97314 | -0.51757 | 0.0022331 | 0.00055967
98 | 0.97221 | -0.53584 | 0.00024495 | 6.139e-05
99 | 0.97599 | -0.46162 | 0 | 0
100 | 0.97593 | -0.46286 | 0.0055383 | 0.001388
101 | 0.97519 | -0.47707 | 0.002397 | 0.00060075
102 | 0.97491 | -0.48259 | 0.0027825 | 0.00069735
103 | 0.97584 | -0.46442 | 0.0028988 | 0.00072652
104 | 0.97394 | -0.50167 | 0.00022855 | 5.7281e-05
105 | 0.97623 | -0.45664 | 0.00259 | 0.00064912
106 | 0.9737 | -0.50655 | 0 | 0
107 | 0.97711 | -0.43946 | 0.0025742 | 0.00064516
108 | 0.97345 | -0.51135 | 0.0021865 | 0.00054799
109 | 0.97339 | -0.51258 | 0.0022157 | 0.0005553
110 | 0.97755 | -0.43076 | 0.0018087 | 0.00045329
111 | 0.97343 | -0.51174 | 0.0025845 | 0.00064774
112 | 0.97208 | -0.53843 | 0 | 0
113 | 0.97176 | -0.54472 | 0.0031109 | 0.00077968
114 | 0.97163 | -0.54727 | 0.0029997 | 0.00075181
115 | 0.97152 | -0.54962 | 0.00058773 | 0.0001473
116 | 0.97153 | -0.54932 | 0.00058777 | 0.00014731
117 | 0.97158 | -0.5484 | 0.0033695 | 0.00084448
118 | 0.97155 | -0.54892 | 0.0017442 | 0.00043714
119 | 0.97831 | -0.41592 | 0.0018422 | 0.00046169
120 | 0.97862 | -0.40981 | 0.0019387 | 0.0004859
121 | 0.97823 | -0.41757 | 0.0016851 | 0.00042232
122 | 0.97876 | -0.40722 | 0.0017564 | 0.00044021
123 | 0.97807 | -0.42071 | 0.0016772 | 0.00042034
124 | 0.97908 | -0.40083 | 0 | 0
125 | 0.97875 | -0.40734 | 0 | 0
126 | 0.97953 | -0.39206 | 0.0021542 | 0.00053988
127 | 0.97845 | -0.41311 | 0.0018186 | 0.00045579
128 | 0.97341 | -0.51228 | 0.0025936 | 0.00065001
129 | 0.97295 | -0.52132 | 0.00070487 | 0.00017666
130 | 0.97297 | -0.52079 | 0.00060981 | 0.00015283
131 | 0.97694 | -0.4429 | 0.0013103 | 0.00032839
132 | 0.97694 | -0.44303 | 0.0011756 | 0.00029464
133 | 0.97167 | -0.54653 | 0.00047644 | 0.00011941
134 | 0.97595 | -0.46252 | 0.00076141 | 0.00019083
135 | 0.97154 | -0.54921 | 0.00076142 | 0.00019083
136 | 0.97158 | -0.54828 | 0.00058776 | 0.00014731
137 | 0.97161 | -0.54778 | 0.00061739 | 0.00015473
138 | 0.99998 | 149.9956 | 0 | 0

## res_line
| p_from_mw | q_from_mvar | p_to_mw | q_to_mvar | pl_mw | ql_mvar | i_from_ka | i_to_ka | i_ka | vm_from_pu | va_from_degree | vm_to_pu | va_to_degree | loading_percent
0 | -0.008381 | -0.0021005 | 0.0083854 | 0.0021024 | 4.4391e-06 | 1.9154e-06 | 0.012712 | 0.012711 | 0.012712 | 0.98106 | -0.36529 | 0.98163 | -0.35417 | 3.4922
1 | -0.0083854 | -0.0021024 | 0.0083861 | 0.0021027 | 7.2224e-07 | 3.1154e-07 | 0.012711 | 0.012711 | 0.012711 | 0.98163 | -0.35417 | 0.98172 | -0.35236 | 3.4922
2 | 0.0010383 | 0.00026014 | -0.0010383 | -0.00026022 | 6.5908e-09 | -8.5503e-08 | 0.0015738 | 0.0015738 | 0.0015738 | 0.98172 | -0.35236 | 0.98171 | -0.3525 | 0.43236
3 | -0.022273 | -0.0055848 | 0.022297 | 0.0055995 | 2.4234e-05 | 1.4792e-05 | 0.033761 | 0.03376 | 0.033761 | 0.98172 | -0.35236 | 0.98289 | -0.32956 | 9.2749
4 | 0.012848 | 0.0032219 | -0.012845 | -0.0032201 | 3.3554e-06 | 1.8493e-06 | 0.019475 | 0.019476 | 0.019476 | 0.98172 | -0.35236 | 0.98144 | -0.35785 | 5.3504
5 | 0.0024275 | 0.00060829 | -0.0024275 | -0.00060838 | 4.9103e-08 | -9.1446e-08 | 0.003675 | 0.0036751 | 0.0036751 | 0.98289 | -0.32956 | 0.98286 | -0.32998 | 1.0096
6 | -0.024725 | -0.0062078 | 0.024739 | 0.0062166 | 1.4288e-05 | 8.7995e-06 | 0.037435 | 0.037435 | 0.037435 | 0.98289 | -0.32956 | 0.98351 | -0.31745 | 10.2844
7 | 0.0091561 | 0.0022955 | -0.0091549 | -0.0022949 | 1.2165e-06 | 5.659e-07 | 0.013882 | 0.013882 | 0.013882 | 0.98144 | -0.35785 | 0.9813 | -0.36063 | 3.8138
8 | 0.0091549 | 0.0022949 | -0.0091515 | -0.0022934 | 3.4123e-06 | 1.5877e-06 | 0.013882 | 0.013883 | 0.013883 | 0.9813 | -0.36063 | 0.9809 | -0.36846 | 3.8139
9 | 0.0049612 | 0.0012432 | -0.0049601 | -0.0012431 | 1.0704e-06 | 4.9104e-08 | 0.007526 | 0.0075263 | 0.0075263 | 0.9809 | -0.36846 | 0.98067 | -0.37299 | 2.0677
10 | 0.006552 | 0.001642 | -0.0065518 | -0.0016419 | 1.8407e-07 | 5.4417e-08 | 0.0099129 | 0.009913 | 0.009913 | 0.98351 | -0.31745 | 0.98348 | -0.31804 | 2.7233
11 | -0.031291 | -0.0078586 | 0.031308 | 0.0078693 | 1.7181e-05 | 1.0737e-05 | 0.047348 | 0.047348 | 0.047348 | 0.98351 | -0.31745 | 0.9841 | -0.30595 | 13.0077
12 | -0.031308 | -0.0078693 | 0.031323 | 0.0078786 | 1.4831e-05 | 9.2673e-06 | 0.047348 | 0.047348 | 0.047348 | 0.9841 | -0.30595 | 0.9846 | -0.29604 | 13.0077
13 | -0.037565 | -0.009443 | 0.037594 | 0.0094615 | 2.9405e-05 | 1.851e-05 | 0.056781 | 0.056781 | 0.056781 | 0.9846 | -0.29604 | 0.98545 | -0.27966 | 15.5993
14 | 0.042614 | 0.010747 | -0.042544 | -0.010702 | 7.0657e-05 | 4.4638e-05 | 0.064255 | 0.064255 | 0.064255 | 0.98723 | -0.24495 | 0.98545 | -0.27966 | 17.6524
15 | -0.042614 | -0.010747 | 0.042649 | 0.010769 | 3.4999e-05 | 2.211e-05 | 0.064255 | 0.064255 | 0.064255 | 0.98723 | -0.24495 | 0.98812 | -0.22781 | 17.6524
16 | -0.044752 | -0.011296 | 0.044794 | 0.011322 | 4.2038e-05 | 2.6588e-05 | 0.06742 | 0.06742 | 0.06742 | 0.98812 | -0.22781 | 0.98913 | -0.20822 | 18.522
17 | -0.0050632 | -0.0012689 | 0.0050634 | 0.0012689 | 2.9492e-07 | 1.2386e-08 | 0.0075913 | 0.0075912 | 0.0075913 | 0.99246 | -0.14423 | 0.99252 | -0.14301 | 2.0855
18 | 0.0050632 | 0.0012689 | -0.0050627 | -0.0012688 | 4.2735e-07 | 1.7992e-08 | 0.0075913 | 0.0075914 | 0.0075914 | 0.99246 | -0.14423 | 0.99237 | -0.14601 | 2.0855
19 | -0.058661 | -0.014855 | 0.058823 | 0.014958 | 0.0001616 | 0.0001027 | 0.088001 | 0.088001 | 0.088001 | 0.99252 | -0.14301 | 0.99551 | -0.085815 | 24.1762
20 | 0.0047159 | 0.0011818 | -0.0047156 | -0.0011818 | 3.5311e-07 | -1.743e-08 | 0.0070703 | 0.0070703 | 0.0070703 | 0.99252 | -0.14301 | 0.99244 | -0.14458 | 1.9424
21 | 0.048882 | 0.012405 | -0.048838 | -0.012377 | 4.3489e-05 | 2.7555e-05 | 0.07334 | 0.07334 | 0.07334 | 0.99252 | -0.14301 | 0.99156 | -0.16153 | 20.1484
22 | 0.048838 | 0.012377 | -0.04876 | -0.012327 | 7.8878e-05 | 4.9978e-05 | 0.07334 | 0.07334 | 0.07334 | 0.99156 | -0.16153 | 0.98981 | -0.1952 | 20.1484
23 | 0.046173 | 0.011679 | -0.046144 | -0.01166 | 2.8827e-05 | 1.8244e-05 | 0.069451 | 0.069451 | 0.069451 | 0.98981 | -0.1952 | 0.98913 | -0.20822 | 19.08
24 | -0.13952 | -0.035256 | 0.1401 | 0.035625 | 0.00057659 | 0.00036856 | 0.20865 | 0.20865 | 0.20865 | 0.99551 | -0.085815 | 1 | 0 | 57.3226
25 | 0.080702 | 0.020298 | -0.080679 | -0.020284 | 2.2507e-05 | 1.4351e-05 | 0.12065 | 0.12065 | 0.12065 | 0.99551 | -0.085815 | 0.9952 | -0.091655 | 33.1465
26 | -0.0019853 | -0.00049722 | 0.0019855 | 0.00049677 | 1.4104e-07 | -4.5809e-07 | 0.0029769 | 0.0029767 | 0.0029769 | 0.99233 | -0.14716 | 0.99241 | -0.14567 | 0.81783
27 | 0.0019853 | 0.00049722 | -0.0019852 | -0.00049754 | 9.8229e-08 | -3.1896e-07 | 0.0029769 | 0.002977 | 0.002977 | 0.99233 | -0.14716 | 0.99228 | -0.1482 | 0.81787
28 | -0.0064756 | -0.0016221 | 0.0064772 | 0.0016225 | 1.6066e-06 | 4.4083e-07 | 0.0097092 | 0.009709 | 0.0097092 | 0.99241 | -0.14567 | 0.99268 | -0.14046 | 2.6674
29 | -0.0095684 | -0.0023974 | 0.0095693 | 0.0023979 | 9.3079e-07 | 4.3965e-07 | 0.014342 | 0.014342 | 0.014342 | 0.99276 | -0.13892 | 0.99286 | -0.13688 | 3.94
30 | 0.0095684 | 0.0023974 | -0.0095677 | -0.0023971 | 7.025e-07 | 3.3184e-07 | 0.014342 | 0.014342 | 0.014342 | 0.99276 | -0.13892 | 0.99268 | -0.14046 | 3.94
31 | -0.054682 | -0.013719 | 0.054778 | 0.01378 | 9.5777e-05 | 6.0804e-05 | 0.081958 | 0.081958 | 0.081958 | 0.99286 | -0.13688 | 0.99476 | -0.10021 | 22.5159
32 | 0.045113 | 0.011321 | -0.045082 | -0.011302 | 3.0884e-05 | 1.9533e-05 | 0.067616 | 0.067617 | 0.067617 | 0.99286 | -0.13688 | 0.99212 | -0.15125 | 18.576
33 | 0.080679 | 0.020284 | -0.080646 | -0.020263 | 3.295e-05 | 2.101e-05 | 0.12065 | 0.12065 | 0.12065 | 0.9952 | -0.091655 | 0.99476 | -0.10021 | 33.1465
34 | 0.028993 | 0.0072692 | -0.028985 | -0.0072643 | 7.9568e-06 | 4.9475e-06 | 0.043486 | 0.043486 | 0.043486 | 0.99212 | -0.15125 | 0.99182 | -0.15701 | 11.9466
35 | -0.0057071 | -0.0014296 | 0.0057081 | 0.0014298 | 9.8901e-07 | 2.0274e-07 | 0.0087272 | 0.008727 | 0.0087272 | 0.97305 | -0.51929 | 0.97323 | -0.51565 | 2.3976
36 | 0.0057071 | 0.0014296 | -0.0057069 | -0.0014295 | 2.3439e-07 | 4.8075e-08 | 0.0087272 | 0.0087272 | 0.0087272 | 0.97305 | -0.51929 | 0.97301 | -0.52015 | 2.3976
37 | -0.0057081 | -0.0014298 | 0.0057089 | 0.00143 | 7.8795e-07 | 1.614e-07 | 0.008727 | 0.0087269 | 0.008727 | 0.97323 | -0.51565 | 0.97338 | -0.51275 | 2.3975
38 | 0.0034855 | 0.00087282 | -0.0034855 | -0.00087284 | 3.583e-08 | -1.8841e-08 | 0.0053301 | 0.0053301 | 0.0053301 | 0.97301 | -0.52015 | 0.973 | -0.52037 | 1.4643
39 | 0.0021781 | 0.0005458 | -0.002178 | -0.00054587 | 2.7534e-08 | -6.8169e-08 | 0.0032954 | 0.0032955 | 0.0032955 | 0.98348 | -0.31804 | 0.98346 | -0.31831 | 0.90535
40 | 0.0040172 | 0.0010068 | -0.0040171 | -0.0010068 | 8.8968e-08 | -2.4549e-08 | 0.0060781 | 0.0060781 | 0.0060781 | 0.98348 | -0.31804 | 0.98345 | -0.31851 | 1.6698
41 | 0.0049873 | 0.0012499 | -0.004987 | -0.0012499 | 3.315e-07 | 6.7525e-09 | 0.0074673 | 0.0074674 | 0.0074674 | 0.99382 | -0.11702 | 0.99375 | -0.11842 | 2.0515
42 | -0.0049873 | -0.0012499 | 0.0049882 | 0.0012499 | 8.6149e-07 | 1.739e-08 | 0.0074673 | 0.0074671 | 0.0074673 | 0.99382 | -0.11702 | 0.99401 | -0.1134 | 2.0515
43 | -0.0063507 | -0.0015914 | 0.0063511 | 0.0015915 | 4.2742e-07 | 1.1006e-07 | 0.0095068 | 0.0095067 | 0.0095068 | 0.99401 | -0.1134 | 0.99408 | -0.11198 | 2.6117
44 | -0.11089 | -0.028414 | 0.11099 | 0.02848 | 0.00010325 | 6.5952e-05 | 0.16633 | 0.16633 | 0.16633 | 0.99336 | -0.12567 | 0.99437 | -0.10647 | 45.6943
45 | 0.11089 | 0.028414 | -0.11075 | -0.028325 | 0.00013941 | 8.9048e-05 | 0.16633 | 0.16633 | 0.16633 | 0.99336 | -0.12567 | 0.99199 | -0.15164 | 45.6943
46 | 0.010985 | 0.0027532 | -0.010984 | -0.0027528 | 7.3315e-07 | 3.7537e-07 | 0.016439 | 0.016439 | 0.016439 | 0.99437 | -0.10647 | 0.99429 | -0.10787 | 4.5161
47 | -0.12197 | -0.031234 | 0.12236 | 0.03148 | 0.00038575 | 0.00024648 | 0.18277 | 0.18277 | 0.18277 | 0.99437 | -0.10647 | 0.9978 | -0.04141 | 50.2103
48 | 0.11075 | 0.028325 | -0.11057 | -0.028214 | 0.0001751 | 0.00011184 | 0.16633 | 0.16633 | 0.16633 | 0.99199 | -0.15164 | 0.99028 | -0.18437 | 45.6943
49 | -0.005375 | -0.0013466 | 0.005377 | 0.0013469 | 1.9599e-06 | 2.7639e-07 | 0.0081844 | 0.0081841 | 0.0081844 | 0.97722 | -0.43741 | 0.97761 | -0.42976 | 2.2485
50 | 0.005375 | 0.0013466 | -0.0053742 | -0.0013465 | 8.1174e-07 | 1.1473e-07 | 0.0081844 | 0.0081846 | 0.0081846 | 0.97722 | -0.43741 | 0.97706 | -0.44058 | 2.2485
51 | -0.005377 | -0.0013469 | 0.0053787 | 0.0013472 | 1.6716e-06 | 2.3506e-07 | 0.0081841 | 0.0081838 | 0.0081841 | 0.97761 | -0.42976 | 0.97794 | -0.42323 | 2.2484
52 | 0.0037771 | 0.00094625 | -0.0037768 | -0.00094638 | 3.4554e-07 | -1.2759e-07 | 0.0057522 | 0.0057523 | 0.0057523 | 0.97706 | -0.44058 | 0.97696 | -0.44251 | 1.5803
53 | 0.007403 | 0.0018553 | -0.0074016 | -0.0018547 | 1.4486e-06 | 5.1903e-07 | 0.011079 | 0.011079 | 0.011079 | 0.99429 | -0.10787 | 0.99408 | -0.11198 | 3.0437
54 | -0.12596 | -0.032382 | 0.12621 | 0.032544 | 0.00025401 | 0.00016157 | 0.18813 | 0.18813 | 0.18813 | 0.9978 | -0.04141 | 1 | 0 | 25.8423
55 | 0.0076459 | 0.001916 | -0.0076456 | -0.0019159 | 2.7115e-07 | 1.0306e-07 | 0.011489 | 0.011489 | 0.011489 | 0.99028 | -0.18437 | 0.99024 | -0.18511 | 3.1563
56 | 0.09826 | 0.025129 | -0.098095 | -0.025024 | 0.00016502 | 0.00010535 | 0.14783 | 0.14783 | 0.14783 | 0.99028 | -0.18437 | 0.98846 | -0.21914 | 40.6121
57 | 0.0037152 | 0.00093042 | -0.003715 | -0.00093053 | 2.3021e-07 | -1.0609e-07 | 0.0055824 | 0.0055825 | 0.0055825 | 0.99028 | -0.18437 | 0.99021 | -0.18567 | 1.5336
58 | -0.00061826 | -0.00015463 | 0.00061826 | 0.00015459 | 9.5462e-10 | -3.4587e-08 | 0.00094658 | 0.00094657 | 0.00094658 | 0.97178 | -0.54443 | 0.97178 | -0.54439 | 0.26005
59 | 0.00061826 | 0.00015463 | -0.00061825 | -0.00015495 | 8.848e-09 | -3.2054e-07 | 0.00094658 | 0.0009467 | 0.0009467 | 0.97178 | -0.54443 | 0.97176 | -0.54473 | 0.26008
60 | -0.0012298 | -0.00030721 | 0.0012298 | 0.00030708 | 1.427e-08 | -1.2387e-07 | 0.0018828 | 0.0018827 | 0.0018828 | 0.97178 | -0.54439 | 0.97179 | -0.54415 | 0.51725
61 | 0.00061156 | 0.00015261 | -0.00061155 | -0.00015327 | 1.7667e-08 | -6.5445e-07 | 0.0009362 | 0.00093644 | 0.00093644 | 0.97178 | -0.54439 | 0.97175 | -0.545 | 0.25727
62 | 0.0019389 | 0.00048538 | -0.0019388 | -0.00048548 | 2.9442e-08 | -1.0014e-07 | 0.0029134 | 0.0029134 | 0.0029134 | 0.99021 | -0.18567 | 0.9902 | -0.18599 | 0.8004
63 | 0.0019388 | 0.00048548 | -0.0019388 | -0.00048564 | 4.4937e-08 | -1.5283e-07 | 0.0029134 | 0.0029135 | 0.0029135 | 0.9902 | -0.18599 | 0.99017 | -0.18647 | 0.80041
64 | 0.0076456 | 0.0019159 | -0.0076453 | -0.0019158 | 3.6391e-07 | 1.3833e-07 | 0.011489 | 0.011489 | 0.011489 | 0.99024 | -0.18511 | 0.99019 | -0.18611 | 3.1563
65 | 0.096641 | 0.024659 | -0.096271 | -0.024423 | 0.00037058 | 0.00023658 | 0.14564 | 0.14564 | 0.14564 | 0.98846 | -0.21914 | 0.98432 | -0.29885 | 40.0109
66 | 0.0014539 | 0.00036428 | -0.0014538 | -0.00036437 | 1.2908e-08 | -8.385e-08 | 0.0021886 | 0.0021886 | 0.0021886 | 0.98846 | -0.21914 | 0.98845 | -0.21932 | 0.60127
67 | 0.0019388 | 0.00048564 | -0.0019388 | -0.0004858 | 4.8397e-08 | -1.6458e-07 | 0.0029135 | 0.0029136 | 0.0029136 | 0.99017 | -0.18647 | 0.99014 | -0.187 | 0.80043
68 | 0.0028606 | 0.00071672 | -0.0028604 | -0.00071689 | 1.3676e-07 | -1.6632e-07 | 0.0042987 | 0.0042987 | 0.0042987 | 0.99019 | -0.18611 | 0.99014 | -0.18711 | 1.181
69 | 0.0047847 | 0.001199 | -0.0047844 | -0.001199 | 2.7382e-07 | -6.4173e-09 | 0.0071902 | 0.0071903 | 0.0071903 | 0.99019 | -0.18611 | 0.99013 | -0.18731 | 1.9754
70 | 0.096271 | 0.024423 | -0.095934 | -0.024208 | 0.00033676 | 0.00021499 | 0.14564 | 0.14564 | 0.14564 | 0.98432 | -0.29885 | 0.98056 | -0.37187 | 40.011
71 | 0.0047844 | 0.001199 | -0.0047843 | -0.0011991 | 1.6623e-07 | -3.8831e-09 | 0.0071903 | 0.0071903 | 0.0071903 | 0.99013 | -0.18731 | 0.99009 | -0.18804 | 1.9754
72 | 0.00091638 | 0.00022957 | -0.00091637 | -0.00022966 | 5.4995e-09 | -9.5937e-08 | 0.0013771 | 0.0013772 | 0.0013772 | 0.99014 | -0.187 | 0.99014 | -0.18712 | 0.37834
73 | 0.094186 | 0.02377 | -0.094095 | -0.023712 | 9.0958e-05 | 5.8064e-05 | 0.14299 | 0.14299 | 0.14299 | 0.98056 | -0.37187 | 0.97953 | -0.39206 | 39.2823
74 | -0.0070588 | -0.0017683 | 0.0070597 | 0.0017685 | 8.4673e-07 | 2.9628e-07 | 0.01074 | 0.01074 | 0.01074 | 0.97794 | -0.42323 | 0.97807 | -0.42071 | 2.9506
75 | 0.002486 | 0.00062288 | -0.0024859 | -0.00062296 | 4.6424e-08 | -7.8413e-08 | 0.0037863 | 0.0037864 | 0.0037864 | 0.97696 | -0.44251 | 0.97694 | -0.4429 | 1.0402
76 | -0.0079152 | -0.0019829 | 0.0079154 | 0.001983 | 1.7901e-07 | 7.4034e-08 | 0.0121 | 0.0121 | 0.0121 | 0.97338 | -0.51275 | 0.97341 | -0.51228 | 3.3241
77 | 0.0013147 | 0.0003288 | -0.0013147 | -0.000329 | 2.6418e-08 | -1.9958e-07 | 0.0020104 | 0.0020104 | 0.0020104 | 0.973 | -0.52037 | 0.97297 | -0.52079 | 0.55232
78 | -0.001701 | -0.00042517 | 0.001701 | 0.00042503 | 3.3674e-08 | -1.4251e-07 | 0.0026042 | 0.0026041 | 0.0026042 | 0.97179 | -0.54415 | 0.97181 | -0.54373 | 0.71544
79 | 0.0094518 | 0.0023653 | -0.0094505 | -0.0023647 | 1.2936e-06 | 6.1937e-07 | 0.014393 | 0.014393 | 0.014393 | 0.97707 | -0.44043 | 0.97692 | -0.4433 | 3.9542
80 | -0.01091 | -0.0027307 | 0.010911 | 0.0027311 | 7.1912e-07 | 3.7321e-07 | 0.016614 | 0.016614 | 0.016614 | 0.97707 | -0.44043 | 0.97714 | -0.43904 | 4.5642
81 | 0.0078047 | 0.0019522 | -0.0078042 | -0.001952 | 4.2134e-07 | 1.7009e-07 | 0.011886 | 0.011886 | 0.011886 | 0.97692 | -0.4433 | 0.97686 | -0.44444 | 3.2655
82 | -0.012363 | -0.0030952 | 0.012366 | 0.0030968 | 2.8657e-06 | 1.5639e-06 | 0.018826 | 0.018826 | 0.018826 | 0.97714 | -0.43904 | 0.97738 | -0.43417 | 5.172
83 | 0.0063053 | 0.0015764 | -0.006304 | -0.001576 | 1.2831e-06 | 3.5681e-07 | 0.0096032 | 0.0096033 | 0.0096033 | 0.97686 | -0.44444 | 0.97665 | -0.44872 | 2.6383
84 | -0.01453 | -0.003639 | 0.014541 | 0.0036453 | 1.1003e-05 | 6.29e-06 | 0.02212 | 0.02212 | 0.02212 | 0.97738 | -0.43417 | 0.97819 | -0.41828 | 6.0769
85 | 0.006304 | 0.001576 | -0.0063012 | -0.0015752 | 2.8042e-06 | 7.8057e-07 | 0.0096033 | 0.0096037 | 0.0096037 | 0.97665 | -0.44872 | 0.97617 | -0.45808 | 2.6384
86 | -0.014541 | -0.0036453 | 0.014543 | 0.0036467 | 2.49e-06 | 1.4232e-06 | 0.02212 | 0.02212 | 0.02212 | 0.97819 | -0.41828 | 0.97837 | -0.41469 | 6.0768
87 | 0.00076157 | 0.00018697 | -0.00076144 | -0.00019004 | 1.2725e-07 | -3.0702e-06 | 0.0011595 | 0.0011606 | 0.0011606 | 0.97617 | -0.45808 | 0.97599 | -0.46162 | 0.31885
88 | 0.0055396 | 0.0013883 | -0.0055383 | -0.001388 | 1.2631e-06 | 2.1801e-07 | 0.0084442 | 0.0084444 | 0.0084444 | 0.97617 | -0.45808 | 0.97593 | -0.46286 | 2.3199
89 | -0.018243 | -0.0045738 | 0.018244 | 0.0045747 | 1.3694e-06 | 8.1683e-07 | 0.027746 | 0.027746 | 0.027746 | 0.97837 | -0.41469 | 0.97845 | -0.41311 | 7.6225
90 | 0.0076647 | 0.0019187 | -0.0076636 | -0.0019183 | 1.0353e-06 | 4.1369e-07 | 0.011729 | 0.011729 | 0.011729 | 0.97235 | -0.53318 | 0.9722 | -0.53602 | 3.2222
91 | -0.0080638 | -0.0020187 | 0.0080647 | 0.0020191 | 9.1154e-07 | 3.8534e-07 | 0.012339 | 0.012339 | 0.012339 | 0.97235 | -0.53318 | 0.97247 | -0.53081 | 3.39
92 | 0.007271 | 0.0018199 | -0.0072686 | -0.001819 | 2.411e-06 | 8.9946e-07 | 0.011128 | 0.011128 | 0.011128 | 0.9722 | -0.53602 | 0.97185 | -0.54299 | 3.0572
93 | -0.0085941 | -0.0021518 | 0.0085952 | 0.0021523 | 1.0998e-06 | 4.9338e-07 | 0.013149 | 0.013149 | 0.013149 | 0.97247 | -0.53081 | 0.9726 | -0.52812 | 3.6125
94 | 0.0025549 | 0.00063887 | -0.0025549 | -0.00063899 | 7.6536e-08 | -1.1631e-07 | 0.0039114 | 0.0039114 | 0.0039114 | 0.97185 | -0.54299 | 0.97182 | -0.54362 | 1.0746
95 | 0.0047136 | 0.0011801 | -0.0047133 | -0.0011801 | 2.9362e-07 | 1.6396e-09 | 0.0072167 | 0.0072167 | 0.0072167 | 0.97185 | -0.54299 | 0.97179 | -0.5443 | 1.9826
96 | -0.020318 | -0.0050928 | 0.020323 | 0.0050956 | 4.66e-06 | 2.8227e-06 | 0.031085 | 0.031085 | 0.031085 | 0.9726 | -0.52812 | 0.97285 | -0.5233 | 8.54
97 | 0.011723 | 0.0029405 | -0.01172 | -0.0029389 | 3.0871e-06 | 1.6582e-06 | 0.017936 | 0.017936 | 0.017936 | 0.9726 | -0.52812 | 0.97232 | -0.53364 | 4.9275
98 | 0.0023184 | 0.00057972 | -0.0023184 | -0.00057974 | 1.2746e-08 | -2.5272e-08 | 0.0035493 | 0.0035494 | 0.0035494 | 0.97182 | -0.54362 | 0.97181 | -0.54373 | 0.9751
99 | 0.0042367 | 0.0010606 | -0.0042364 | -0.0010607 | 3.3909e-07 | -4.9183e-08 | 0.006487 | 0.0064871 | 0.0064871 | 0.97179 | -0.5443 | 0.9717 | -0.54598 | 1.7822
100 | -0.020578 | -0.0051595 | 0.020583 | 0.0051629 | 5.6206e-06 | 3.4093e-06 | 0.031475 | 0.031475 | 0.031475 | 0.97285 | -0.5233 | 0.97314 | -0.51757 | 8.6471
101 | 0.011477 | 0.0028779 | -0.011475 | -0.0028773 | 1.2018e-06 | 6.4032e-07 | 0.017564 | 0.017564 | 0.017564 | 0.97232 | -0.53364 | 0.97221 | -0.53584 | 4.8253
102 | 0.0036189 | 0.00090594 | -0.0036189 | -0.00090598 | 9.497e-08 | -4.1375e-08 | 0.0055415 | 0.0055415 | 0.0055415 | 0.9717 | -0.54598 | 0.97167 | -0.54653 | 1.5224
103 | -0.022816 | -0.0057226 | 0.022822 | 0.0057259 | 5.438e-06 | 3.3323e-06 | 0.03489 | 0.03489 | 0.03489 | 0.97314 | -0.51757 | 0.97339 | -0.51258 | 9.5852
104 | 0.01123 | 0.0028159 | -0.011229 | -0.0028152 | 1.3836e-06 | 7.3066e-07 | 0.017189 | 0.017189 | 0.017189 | 0.97221 | -0.53584 | 0.97208 | -0.53843 | 4.7223
105 | 0.00076144 | 0.00019004 | -0.00076141 | -0.00019083 | 3.2871e-08 | -7.9194e-07 | 0.0011606 | 0.0011609 | 0.0011609 | 0.97599 | -0.46162 | 0.97595 | -0.46252 | 0.31893
106 | 0.043397 | 0.010908 | -0.043386 | -0.010901 | 1.1421e-05 | 7.2227e-06 | 0.06623 | 0.06623 | 0.06623 | 0.97519 | -0.47707 | 0.97491 | -0.48259 | 18.1951
107 | -0.045795 | -0.011509 | 0.045822 | 0.011526 | 2.7682e-05 | 1.7528e-05 | 0.069888 | 0.069888 | 0.069888 | 0.97519 | -0.47707 | 0.97584 | -0.46442 | 19.1999
108 | 0.040604 | 0.010203 | -0.040567 | -0.01018 | 3.696e-05 | 2.3335e-05 | 0.061983 | 0.061983 | 0.061983 | 0.97491 | -0.48259 | 0.97394 | -0.50167 | 17.0284
109 | -0.048721 | -0.012253 | 0.048739 | 0.012264 | 1.8107e-05 | 1.1479e-05 | 0.074308 | 0.074308 | 0.074308 | 0.97584 | -0.46442 | 0.97623 | -0.45664 | 20.4143
110 | 0.040338 | 0.010123 | -0.040329 | -0.010117 | 9.3718e-06 | 5.9161e-06 | 0.061634 | 0.061634 | 0.061634 | 0.97394 | -0.50167 | 0.9737 | -0.50655 | 16.9325
111 | -0.051329 | -0.012913 | 0.051371 | 0.01294 | 4.2165e-05 | 2.6756e-05 | 0.078256 | 0.078256 | 0.078256 | 0.97623 | -0.45664 | 0.97711 | -0.43946 | 21.4988
112 | 0.015284 | 0.003831 | -0.01528 | -0.003829 | 3.4992e-06 | 2.0268e-06 | 0.023357 | 0.023357 | 0.023357 | 0.9737 | -0.50655 | 0.97345 | -0.51135 | 6.4169
113 | 0.025045 | 0.0062857 | -0.025038 | -0.0062812 | 7.1983e-06 | 4.444e-06 | 0.038277 | 0.038277 | 0.038277 | 0.9737 | -0.50655 | 0.97339 | -0.51258 | 10.5157
114 | -0.053946 | -0.013585 | 0.053968 | 0.013599 | 2.247e-05 | 1.427e-05 | 0.082176 | 0.082176 | 0.082176 | 0.97711 | -0.43946 | 0.97755 | -0.43076 | 22.5758
115 | 0.013094 | 0.003281 | -0.013094 | -0.0032809 | 2.4315e-07 | 1.355e-07 | 0.020015 | 0.020015 | 0.020015 | 0.97345 | -0.51135 | 0.97343 | -0.51174 | 5.4987
116 | -0.055777 | -0.014053 | 0.055839 | 0.014092 | 6.2534e-05 | 3.9731e-05 | 0.084929 | 0.084929 | 0.084929 | 0.97755 | -0.43076 | 0.97875 | -0.40734 | 23.3321
117 | 0.010509 | 0.0026331 | -0.010509 | -0.002633 | 2.6857e-07 | 1.3738e-07 | 0.016064 | 0.016064 | 0.016064 | 0.97343 | -0.51174 | 0.97341 | -0.51228 | 4.4133
118 | 0.011229 | 0.0028152 | -0.011226 | -0.0028134 | 3.3679e-06 | 1.7787e-06 | 0.017189 | 0.017189 | 0.017189 | 0.97208 | -0.53843 | 0.97176 | -0.54472 | 4.7224
119 | 0.0081148 | 0.0020337 | -0.0081138 | -0.0020333 | 9.8418e-07 | 4.1932e-07 | 0.012426 | 0.012426 | 0.012426 | 0.97176 | -0.54472 | 0.97163 | -0.54727 | 3.4137
120 | 0.0051141 | 0.0012815 | -0.0051138 | -0.0012815 | 2.7616e-07 | 2.8051e-08 | 0.0078319 | 0.0078319 | 0.0078319 | 0.97163 | -0.54727 | 0.97158 | -0.5484 | 2.1516
121 | -0.00058773 | -0.0001473 | 0.00058774 | 0.00014697 | 8.2652e-09 | -3.3155e-07 | 0.00090019 | 0.00090007 | 0.00090019 | 0.97152 | -0.54962 | 0.97153 | -0.54932 | 0.24731
122 | -0.0011755 | -0.00029428 | 0.0011755 | 0.00029421 | 6.4194e-09 | -6.1296e-08 | 0.0018003 | 0.0018003 | 0.0018003 | 0.97153 | -0.54932 | 0.97154 | -0.54921 | 0.49459
123 | 0.0017443 | 0.00043697 | -0.0017442 | -0.00043714 | 4.2871e-08 | -1.7095e-07 | 0.0026713 | 0.0026714 | 0.0026714 | 0.97158 | -0.5484 | 0.97155 | -0.54892 | 0.73391
124 | -0.012266 | -0.0030739 | 0.01227 | 0.0030758 | 3.5702e-06 | 1.9414e-06 | 0.018657 | 0.018657 | 0.018657 | 0.97831 | -0.41592 | 0.97862 | -0.40981 | 5.1255
125 | 0.010424 | 0.0026122 | -0.010423 | -0.0026118 | 8.1986e-07 | 4.1551e-07 | 0.015855 | 0.015855 | 0.015855 | 0.97831 | -0.41592 | 0.97823 | -0.41757 | 4.3558
126 | -0.014209 | -0.0035617 | 0.01421 | 0.0035627 | 1.7506e-06 | 9.9473e-07 | 0.021605 | 0.021605 | 0.021605 | 0.97862 | -0.40981 | 0.97876 | -0.40722 | 5.9353
127 | 0.0087382 | 0.0021895 | -0.0087369 | -0.0021889 | 1.3087e-06 | 5.8962e-07 | 0.013292 | 0.013292 | 0.013292 | 0.97823 | -0.41757 | 0.97807 | -0.42071 | 3.6516
128 | -0.015967 | -0.0040029 | 0.015972 | 0.0040058 | 4.8646e-06 | 2.8366e-06 | 0.024275 | 0.024275 | 0.024275 | 0.97876 | -0.40722 | 0.97908 | -0.40083 | 6.6689
129 | 0.075931 | 0.019141 | -0.075907 | -0.019126 | 2.3658e-05 | 1.5081e-05 | 0.11544 | 0.11544 | 0.11544 | 0.97908 | -0.40083 | 0.97875 | -0.40734 | 31.7144
130 | -0.091902 | -0.023147 | 0.091941 | 0.023172 | 3.8563e-05 | 2.4614e-05 | 0.13972 | 0.13972 | 0.13972 | 0.97908 | -0.40083 | 0.97953 | -0.39206 | 38.3833
131 | 0.020068 | 0.0050338 | -0.020062 | -0.0050305 | 5.5175e-06 | 3.3326e-06 | 0.030511 | 0.030512 | 0.030512 | 0.97875 | -0.40734 | 0.97845 | -0.41311 | 8.3823
132 | -0.00070487 | -0.00017666 | 0.00070489 | 0.00017617 | 1.7668e-08 | -4.9227e-07 | 0.001078 | 0.0010778 | 0.001078 | 0.97295 | -0.52132 | 0.97297 | -0.52079 | 0.29616
133 | 0.0011757 | 0.00029457 | -0.0011756 | -0.00029464 | 7.2133e-09 | -7.0497e-08 | 0.0017907 | 0.0017907 | 0.0017907 | 0.97694 | -0.4429 | 0.97694 | -0.44303 | 0.49195
134 | 0.0031424 | 0.00078658 | -0.0031422 | -0.00078672 | 1.8788e-07 | -1.4775e-07 | 0.0048119 | 0.004812 | 0.004812 | 0.97167 | -0.54653 | 0.97161 | -0.54778 | 1.322
135 | -0.0019369 | -0.00048504 | 0.001937 | 0.00048478 | 8.5245e-08 | -2.6535e-07 | 0.0029665 | 0.0029664 | 0.0029665 | 0.97154 | -0.54921 | 0.97158 | -0.54828 | 0.81497
136 | -0.0025248 | -0.00063209 | 0.0025248 | 0.00063199 | 5.9807e-08 | -9.3842e-08 | 0.0038665 | 0.0038665 | 0.0038665 | 0.97158 | -0.54828 | 0.97161 | -0.54778 | 1.0622

## res_trafo
| p_hv_mw | q_hv_mvar | p_lv_mw | q_lv_mvar | pl_mw | ql_mvar | i_hv_ka | i_lv_ka | vm_hv_pu | va_hv_degree | vm_lv_pu | va_lv_degree | loading_percent
0 | -1.2729e-15 | -1.3162e-15 | 0.00165 | 1.2699e-07 | 0.00165 | 1.2699e-07 | 5.2857e-17 | 0.0023815 | 0.99998 | 149.9956 | 1 | 0 | 0.2619

## res_ext_grid
| p_mw | q_mvar
0 | 0.2756 | 0.070083

## res_load
| p_mw | q_mvar
0 | 0.008381 | 0.0021005
1 | 0.0010383 | 0.00026022
2 | 0.0036891 | 0.00092456
3 | 0.0041902 | 0.0010502
4 | 0.0024275 | 0.00060838
5 | 0.006242 | 0.0015644
6 | 0.0049494 | 0.0012404
7 | 0.0021021 | 0.00052685
8 | 0.0050627 | 0.0012688
9 | 0.002587 | 0.00064838
10 | 0.0047156 | 0.0011818
11 | 0.0044901 | 0.0011253
12 | 0.0019852 | 0.00049754
13 | 0.0030905 | 0.00077456
14 | 0.025869 | 0.0064833
15 | 0.016089 | 0.0040323
16 | 0.0049601 | 0.0012431
17 | 0.0022214 | 0.00055673
18 | 0.00035655 | 8.9359e-05
19 | 0.0013501 | 0.00033836
20 | 0.004987 | 0.0012499
21 | 0.0013625 | 0.00034148
22 | 0.0015971 | 0.00040028
23 | 0.0035813 | 0.00089755
24 | 0.0035989 | 0.00090196
25 | 0.00095047 | 0.00023821
26 | 0.00061825 | 0.00015495
27 | 0.0076368 | 0.001914
28 | 0.028985 | 0.0072643
29 | 0.002178 | 0.00054587
30 | 0.0040171 | 0.0010068
31 | 0.0017761 | 0.00044514
32 | 0.0014538 | 0.00036437
33 | 0.0047843 | 0.0011991
34 | 0.0010224 | 0.00025623
35 | 0.0028604 | 0.00071689
36 | 0.001748 | 0.00043808
37 | 0.00091637 | 0.00022966
38 | 0.0010505 | 0.00026328
39 | 0.0016802 | 0.00042109
40 | 0.0012908 | 0.0003235
41 | 0.0022063 | 0.00055295
42 | 0.0021707 | 0.00054404
43 | 0.00047117 | 0.00011809
44 | 0.00061155 | 0.00015327
45 | 0.001458 | 0.00036542
46 | 0.0016459 | 0.0004125
47 | 0.0014528 | 0.00036411
48 | 0.001499 | 0.00037568
49 | 0.0021635 | 0.00054223
50 | 0.0036992 | 0.00092711
51 | 0.00039912 | 0.00010003
52 | 0.00039264 | 9.8406e-05
53 | 0.00052938 | 0.00013268
54 | 0.00023648 | 5.9269e-05
55 | 0.00047659 | 0.00011945
56 | 0.00025494 | 6.3894e-05
57 | 0.00024319 | 6.0948e-05
58 | 0.00061732 | 0.00015472
59 | 0.00061746 | 0.00015475
60 | 0.0022331 | 0.00055967
61 | 0.00024495 | 6.139e-05
62 | 0.0055383 | 0.001388
63 | 0.002397 | 0.00060075
64 | 0.0027825 | 0.00069735
65 | 0.0028988 | 0.00072652
66 | 0.00022855 | 5.7281e-05
67 | 0.00259 | 0.00064912
68 | 0.0025742 | 0.00064516
69 | 0.0021865 | 0.00054799
70 | 0.0022157 | 0.0005553
71 | 0.0018087 | 0.00045329
72 | 0.0025845 | 0.00064774
73 | 0.0031109 | 0.00077968
74 | 0.0029997 | 0.00075181
75 | 0.00058773 | 0.0001473
76 | 0.00058777 | 0.00014731
77 | 0.0033695 | 0.00084448
78 | 0.0017442 | 0.00043714
79 | 0.0018422 | 0.00046169
80 | 0.0019387 | 0.0004859
81 | 0.0016851 | 0.00042232
82 | 0.0017564 | 0.00044021
83 | 0.0016772 | 0.00042034
84 | 0.0021542 | 0.00053988
85 | 0.0018186 | 0.00045579
86 | 0.0025936 | 0.00065001
87 | 0.00070487 | 0.00017666
88 | 0.00060981 | 0.00015283
89 | 0.0013103 | 0.00032839
90 | 0.0011756 | 0.00029464
91 | 0.00047644 | 0.00011941
92 | 0.00076141 | 0.00019083
93 | 0.00076142 | 0.00019083
94 | 0.00058776 | 0.00014731
95 | 0.00061739 | 0.00015473

## dtypes
| element | column | dtype
0 | bus | name | object
1 | bus | vn_kv | float64
2 | bus | type | object
3 | bus | zone | object
4 | bus | in_service | bool
5 | load | name | object
6 | load | bus | uint32
7 | load | p_mw | float64
8 | load | q_mvar | float64
9 | load | const_z_percent | float64
10 | load | const_i_percent | float64
11 | load | sn_mva | float64
12 | load | scaling | float64
13 | load | in_service | bool
14 | load | type | object
15 | ext_grid | name | object
16 | ext_grid | bus | uint32
17 | ext_grid | vm_pu | float64
18 | ext_grid | va_degree | float64
19 | ext_grid | slack_weight | float64
20 | ext_grid | in_service | bool
21 | line | name | object
22 | line | std_type | object
23 | line | from_bus | uint32
24 | line | to_bus | uint32
25 | line | length_km | float64
26 | line | r_ohm_per_km | float64
27 | line | x_ohm_per_km | float64
28 | line | c_nf_per_km | float64
29 | line | g_us_per_km | float64
30 | line | max_i_ka | float64
31 | line | df | float64
32 | line | parallel | uint32
33 | line | type | object
34 | line | in_service | bool
35 | trafo | name | object
36 | trafo | std_type | object
37 | trafo | hv_bus | uint32
38 | trafo | lv_bus | uint32
39 | trafo | sn_mva | float64
40 | trafo | vn_hv_kv | float64
41 | trafo | vn_lv_kv | float64
42 | trafo | vk_percent | float64
43 | trafo | vkr_percent | float64
44 | trafo | pfe_kw | float64
45 | trafo | i0_percent | float64
46 | trafo | shift_degree | float64
47 | trafo | tap_side | object
48 | trafo | tap_neutral | int32
49 | trafo | tap_min | int32
50 | trafo | tap_max | int32
51 | trafo | tap_step_percent | float64
52 | trafo | tap_step_degree | float64
53 | trafo | tap_pos | int32
54 | trafo | tap_phase_shifter | bool
55 | trafo | parallel | uint32
56 | trafo | df | float64
57 | trafo | in_service | bool
58 | line_geodata | coords | object
59 | bus_geodata | x | float64
60 | bus_geodata | y | float64
61 | bus_geodata | coords | object
62 | res_bus | vm_pu | float64
63 | res_bus | va_degree | float64
64 | res_bus | p_mw | float64
65 | res_bus | q_mvar | float64
66 | res_line | p_from_mw | float64
67 | res_line | q_from_mvar | float64
68 | res_line | p_to_mw | float64
69 | res_line | q_to_mvar | float64
70 | res_line | pl_mw | float64
71 | res_line | ql_mvar | float64
72 | res_line | i_from_ka | float64
73 | res_line | i_to_ka | float64
74 | res_line | i_ka | float64
75 | res_line | vm_from_pu | float64
76 | res_line | va_from_degree | float64
77 | res_line | vm_to_pu | float64
78 | res_line | va_to_degree | float64
79 | res_line | loading_percent | float64
80 | res_trafo | p_hv_mw | float64
81 | res_trafo | q_hv_mvar | float64
82 | res_trafo | p_lv_mw | float64
83 | res_trafo | q_lv_mvar | float64
84 | res_trafo | pl_mw | float64
85 | res_trafo | ql_mvar | float64
86 | res_trafo | i_hv_ka | float64
87 | res_trafo | i_lv_ka | float64
88 | res_trafo | vm_hv_pu | float64
89 | res_trafo | va_hv_degree | float64
90 | res_trafo | vm_lv_pu | float64
91 | res_trafo | va_lv_degree | float64
92 | res_trafo | loading_percent | float64
93 | res_ext_grid | p_mw | float64
94 | res_ext_grid | q_mvar | float64
95 | res_load | p_mw | float64
96 | res_load | q_mvar | float64

## parameters
| version | format_version | converged | OPF_converged | name | f_hz | sn_mva
0 | 2.14.6 | 2.14.0 | TRUE | FALSE |  | 50 | 1