## bus
| name | vn_kv | type | zone | in_service
0 | bus_LV_2463-1_0_2_node_0 | 0.4 | n |  | TRUE
1 | bus_LV_2463-1_0_2_node_1 | 0.4 | n |  | TRUE
2 | bus_LV_2463-1_0_2_node_2 | 0.4 | n |  | TRUE
3 | bus_LV_2463-1_0_2_node_3 | 0.4 | n |  | TRUE
4 | bus_LV_2463-1_0_2_node_4 | 0.4 | n |  | TRUE
5 | bus_LV_2463-1_0_2_node_5 | 0.4 | n |  | TRUE
6 | bus_LV_2463-1_0_2_node_71 | 0.4 | n |  | TRUE
7 | bus_LV_2463-1_0_2_node_46 | 0.4 | n |  | TRUE
8 | bus_LV_2463-1_0_2_node_69 | 0.4 | n |  | TRUE
9 | bus_LV_2463-1_0_2_node_20 | 0.4 | n |  | TRUE
10 | bus_LV_2463-1_0_2_node_12 | 0.4 | n |  | TRUE
11 | bus_LV_2463-1_0_2_node_65 | 0.4 | n |  | TRUE
12 | bus_LV_2463-1_0_2_node_19 | 0.4 | n |  | TRUE
13 | bus_LV_2463-1_0_2_node_13 | 0.4 | n |  | TRUE
14 | bus_LV_2463-1_0_2_node_26 | 0.4 | n |  | TRUE
15 | bus_LV_2463-1_0_2_node_6 | 0.4 | n |  | TRUE
16 | bus_LV_2463-1_0_2_node_7 | 0.4 | n |  | TRUE
17 | bus_LV_2463-1_0_2_node_8 | 0.4 | n |  | TRUE
18 | bus_LV_2463-1_0_2_node_9 | 0.4 | n |  | TRUE
19 | bus_LV_2463-1_0_2_node_10 | 0.4 | n |  | TRUE
20 | bus_LV_2463-1_0_2_node_11 | 0.4 | n |  | TRUE
21 | bus_LV_2463-1_0_2_node_33 | 0.4 | n |  | TRUE
22 | bus_LV_2463-1_0_2_node_85 | 0.4 | n |  | TRUE
23 | bus_LV_2463-1_0_2_node_34 | 0.4 | n |  | TRUE
24 | bus_LV_2463-1_0_2_node_98 | 0.4 | n |  | TRUE
25 | bus_LV_2463-1_0_2_node_72 | 0.4 | n |  | TRUE
26 | bus_LV_2463-1_0_2_node_43 | 0.4 | n |  | TRUE
27 | bus_LV_2463-1_0_2_node_44 | 0.4 | n |  | TRUE
28 | bus_LV_2463-1_0_2_node_14 | 0.4 | n |  | TRUE
29 | bus_LV_2463-1_0_2_node_15 | 0.4 | n |  | TRUE
30 | bus_LV_2463-1_0_2_node_16 | 0.4 | n |  | TRUE
31 | bus_LV_2463-1_0_2_node_17 | 0.4 | n |  | TRUE
32 | bus_LV_2463-1_0_2_node_18 | 0.4 | n |  | TRUE
33 | bus_LV_2463-1_0_2_node_29 | 0.4 | n |  | TRUE
34 | bus_LV_2463-1_0_2_node_28 | 0.4 | n |  | TRUE
35 | bus_LV_2463-1_0_2_node_115 | 0.4 | n |  | TRUE
36 | bus_LV_2463-1_0_2_node_54 | 0.4 | n |  | TRUE
37 | bus_LV_2463-1_0_2_node_116 | 0.4 | n |  | TRUE
38 | bus_LV_2463-1_0_2_node_114 | 0.4 | n |  | TRUE
39 | bus_LV_2463-1_0_2_node_51 | 0.4 | n |  | TRUE
40 | bus_LV_2463-1_0_2_node_21 | 0.4 | n |  | TRUE
41 | bus_LV_2463-1_0_2_node_22 | 0.4 | n |  | TRUE
42 | bus_LV_2463-1_0_2_node_23 | 0.4 | n |  | TRUE
43 | bus_LV_2463-1_0_2_node_24 | 0.4 | n |  | TRUE
44 | bus_LV_2463-1_0_2_node_25 | 0.4 | n |  | TRUE
45 | bus_LV_2463-1_0_2_node_27 | 0.4 | n |  | TRUE
46 | bus_LV_2463-1_0_2_node_59 | 0.4 | n |  | TRUE
47 | bus_LV_2463-1_0_2_node_57 | 0.4 | n |  | TRUE
48 | bus_LV_2463-1_0_2_node_30 | 0.4 | n |  | TRUE
49 | bus_LV_2463-1_0_2_node_31 | 0.4 | n |  | TRUE
50 | bus_LV_2463-1_0_2_node_32 | 0.4 | n |  | TRUE
51 | bus_LV_2463-1_0_2_node_131 | 0.4 | n |  | TRUE
52 | bus_LV_2463-1_0_2_node_94 | 0.4 | n |  | TRUE
53 | bus_LV_2463-1_0_2_node_118 | 0.4 | n |  | TRUE
54 | bus_LV_2463-1_0_2_node_130 | 0.4 | n |  | TRUE
55 | bus_LV_2463-1_0_2_node_119 | 0.4 | n |  | TRUE
56 | bus_LV_2463-1_0_2_node_80 | 0.4 | n |  | TRUE
57 | bus_LV_2463-1_0_2_node_79 | 0.4 | n |  | TRUE
58 | bus_LV_2463-1_0_2_node_129 | 0.4 | n |  | TRUE
59 | bus_LV_2463-1_0_2_node_35 | 0.4 | n |  | TRUE
60 | bus_LV_2463-1_0_2_node_36 | 0.4 | n |  | TRUE
61 | bus_LV_2463-1_0_2_node_37 | 0.4 | n |  | TRUE
62 | bus_LV_2463-1_0_2_node_107 | 0.4 | n |  | TRUE
63 | bus_LV_2463-1_0_2_node_38 | 0.4 | n |  | TRUE
64 | bus_LV_2463-1_0_2_node_39 | 0.4 | n |  | TRUE
65 | bus_LV_2463-1_0_2_node_108 | 0.4 | n |  | TRUE
66 | bus_LV_2463-1_0_2_node_77 | 0.4 | n |  | TRUE
67 | bus_LV_2463-1_0_2_node_139 | 0.4 | n |  | TRUE
68 | bus_LV_2463-1_0_2_node_42 | 0.4 | n |  | TRUE
69 | bus_LV_2463-1_0_2_node_78 | 0.4 | n |  | TRUE
70 | bus_LV_2463-1_0_2_node_96 | 0.4 | n |  | TRUE
71 | bus_LV_2463-1_0_2_node_140 | 0.4 | n |  | TRUE
72 | bus_LV_2463-1_0_2_node_127 | 0.4 | n |  | TRUE
73 | bus_LV_2463-1_0_2_node_41 | 0.4 | n |  | TRUE
74 | bus_LV_2463-1_0_2_node_92 | 0.4 | n |  | TRUE
75 | bus_LV_2463-1_0_2_node_95 | 0.4 | n |  | TRUE
76 | bus_LV_2463-1_0_2_node_90 | 0.4 | n |  | TRUE
77 | bus_LV_2463-1_0_2_node_100 | 0.4 | n |  | TRUE
78 | bus_LV_2463-1_0_2_node_40 | 0.4 | n |  | TRUE
79 | bus_LV_2463-1_0_2_node_45 | 0.4 | n |  | TRUE
80 | bus_LV_2463-1_0_2_node_48 | 0.4 | n |  | TRUE
81 | bus_LV_2463-1_0_2_node_75 | 0.4 | n |  | TRUE
82 | bus_LV_2463-1_0_2_node_74 | 0.4 | n |  | TRUE
83 | bus_LV_2463-1_0_2_node_76 | 0.4 | n |  | TRUE
84 | bus_LV_2463-1_0_2_node_49 | 0.4 | n |  | TRUE
85 | bus_LV_2463-1_0_2_node_50 | 0.4 | n |  | TRUE
86 | bus_LV_2463-1_0_2_node_52 | 0.4 | n |  | TRUE
87 | bus_LV_2463-1_0_2_node_53 | 0.4 | n |  | TRUE
88 | bus_LV_2463-1_0_2_node_86 | 0.4 | n |  | TRUE
89 | bus_LV_2463-1_0_2_node_55 | 0.4 | n |  | TRUE
90 | bus_LV_2463-1_0_2_node_87 | 0.4 | n |  | TRUE
91 | bus_LV_2463-1_0_2_node_88 | 0.4 | n |  | TRUE
92 | bus_LV_2463-1_0_2_node_56 | 0.4 | n |  | TRUE
93 | bus_LV_2463-1_0_2_node_58 | 0.4 | n |  | TRUE
94 | bus_LV_2463-1_0_2_node_60 | 0.4 | n |  | TRUE
95 | bus_LV_2463-1_0_2_node_67 | 0.4 | n |  | TRUE
96 | bus_LV_2463-1_0_2_node_66 | 0.4 | n |  | TRUE
97 | bus_LV_2463-1_0_2_node_61 | 0.4 | n |  | TRUE
98 | bus_LV_2463-1_0_2_node_62 | 0.4 | n |  | TRUE
99 | bus_LV_2463-1_0_2_node_63 | 0.4 | n |  | TRUE
100 | bus_LV_2463-1_0_2_node_64 | 0.4 | n |  | TRUE
101 | bus_LV_2463-1_0_2_node_121 | 0.4 | n |  | TRUE
102 | bus_LV_2463-1_0_2_node_89 | 0.4 | n |  | TRUE
103 | bus_LV_2463-1_0_2_node_112 | 0.4 | n |  | TRUE
104 | bus_LV_2463-1_0_2_node_68 | 0.4 | n |  | TRUE
105 | bus_LV_2463-1_0_2_node_70 | 0.4 | n |  | TRUE
106 | bus_LV_2463-1_0_2_node_73 | 0.4 | n |  | TRUE
107 | bus_LV_2463-1_0_2_node_83 | 0.4 | n |  | TRUE
108 | bus_LV_2463-1_0_2_node_109 | 0.4 | n |  | TRUE
109 | bus_LV_2463-1_0_2_node_84 | 0.4 | n |  | TRUE
110 | bus_LV_2463-1_0_2_node_93 | 0.4 | n |  | TRUE
111 | bus_LV_2463-1_0_2_node_81 | 0.4 | n |  | TRUE
112 | bus_LV_2463-1_0_2_node_82 | 0.4 | n |  | TRUE
113 | bus_LV_2463-1_0_2_node_120 | 0.4 | n |  | TRUE
114 | bus_LV_2463-1_0_2_node_124 | 0.4 | n |  | TRUE
115 | bus_LV_2463-1_0_2_node_102 | 0.4 | n |  | TRUE
116 | bus_LV_2463-1_0_2_node_99 | 0.4 | n |  | TRUE
117 | bus_LV_2463-1_0_2_node_122 | 0.4 | n |  | TRUE
118 | bus_LV_2463-1_0_2_node_97 | 0.4 | n |  | TRUE
119 | bus_LV_2463-1_0_2_node_111 | 0.4 | n |  | TRUE
120 | bus_LV_2463-1_0_2_node_91 | 0.4 | n |  | TRUE
121 | bus_LV_2463-1_0_2_node_117 | 0.4 | n |  | TRUE
122 | bus_LV_2463-1_0_2_node_104 | 0.4 | n |  | TRUE
123 | bus_LV_2463-1_0_2_node_103 | 0.4 | n |  | TRUE
124 | bus_LV_2463-1_0_2_node_123 | 0.4 | n |  | TRUE
125 | bus_LV_2463-1_0_2_node_137 | 0.4 | n |  | TRUE
126 | bus_LV_2463-1_0_2_node_101 | 0.4 | n |  | TRUE
127 | bus_LV_2463-1_0_2_node_105 | 0.4 | n |  | TRUE
128 | bus_LV_2463-1_0_2_node_106 | 0.4 | n |  | TRUE
129 | bus_LV_2463-1_0_2_node_126 | 0.4 | n |  | TRUE
130 | bus_LV_2463-1_0_2_node_125 | 0.4 | n |  | TRUE
131 | bus_LV_2463-1_0_2_node_135 | 0.4 | n |  | TRUE
132 | bus_LV_2463-1_0_2_node_133 | 0.4 | n |  | TRUE
133 | bus_LV_2463-1_0_2_node_132 | 0.4 | n |  | TRUE
134 | bus_LV_2463-1_0_2_node_134 | 0.4 | n |  | TRUE
135 | bus_LV_2463-1_0_2_node_136 | 0.4 | n |  | TRUE
136 | bus_MV_387_0_node_13 | 20 | n |  | TRUE

## load
| name | bus | p_mw | q_mvar | const_z_percent | const_i_percent | sn_mva | scaling | in_service | type
0 | LV_2463-1_0_2_load_0 | 0 | 0.0021972 | 0.00055067 | 0 | 0 |  | 1 | TRUE | wye
1 | LV_2463-1_0_2_load_1 | 1 | 0.00173 | 0.00043358 | 0 | 0 |  | 1 | TRUE | wye
2 | LV_2463-1_0_2_load_4 | 4 | 0.0015538 | 0.00038942 | 0 | 0 |  | 1 | TRUE | wye
3 | LV_2463-1_0_2_load_5 | 5 | 0.001127 | 0.00028246 | 0 | 0 |  | 1 | TRUE | wye
4 | LV_2463-1_0_2_load_69 | 8 | 0.0057919 | 0.0014516 | 0 | 0 |  | 1 | TRUE | wye
5 | LV_2463-1_0_2_load_20 | 9 | 0.00069297 | 0.00017367 | 0 | 0 |  | 1 | TRUE | wye
6 | LV_2463-1_0_2_load_12 | 10 | 0.00074372 | 0.00018639 | 0 | 0 |  | 1 | TRUE | wye
7 | LV_2463-1_0_2_load_19 | 12 | 0.0031756 | 0.00079588 | 0 | 0 |  | 1 | TRUE | wye
8 | LV_2463-1_0_2_load_26 | 14 | 0.0016199 | 0.00040598 | 0 | 0 |  | 1 | TRUE | wye
9 | LV_2463-1_0_2_load_6 | 15 | 0.0014327 | 0.00035907 | 0 | 0 |  | 1 | TRUE | wye
10 | LV_2463-1_0_2_load_7 | 16 | 0.00079134 | 0.00019833 | 0 | 0 |  | 1 | TRUE | wye
11 | LV_2463-1_0_2_load_9 | 18 | 0.00017895 | 4.485e-05 | 0 | 0 |  | 1 | TRUE | wye
12 | LV_2463-1_0_2_load_10 | 19 | 0.00065879 | 0.00016511 | 0 | 0 |  | 1 | TRUE | wye
13 | LV_2463-1_0_2_load_11 | 20 | 0.0018931 | 0.00047446 | 0 | 0 |  | 1 | TRUE | wye
14 | LV_2463-1_0_2_load_33 | 21 | 0.00027138 | 6.8014e-05 | 0 | 0 |  | 1 | TRUE | wye
15 | LV_2463-1_0_2_load_98 | 24 | 0.00033335 | 8.3546e-05 | 0 | 0 |  | 1 | TRUE | wye
16 | LV_2463-1_0_2_load_43 | 26 | 0.0024785 | 0.00062118 | 0 | 0 |  | 1 | TRUE | wye
17 | LV_2463-1_0_2_load_14 | 28 | 0.0011061 | 0.00027722 | 0 | 0 |  | 1 | TRUE | wye
18 | LV_2463-1_0_2_load_15 | 29 | 0.0026153 | 0.00065545 | 0 | 0 |  | 1 | TRUE | wye
19 | LV_2463-1_0_2_load_16 | 30 | 0.0024271 | 0.00060828 | 0 | 0 |  | 1 | TRUE | wye
20 | LV_2463-1_0_2_load_17 | 31 | 0.0012392 | 0.00031058 | 0 | 0 |  | 1 | TRUE | wye
21 | LV_2463-1_0_2_load_18 | 32 | 0.0029292 | 0.00073412 | 0 | 0 |  | 1 | TRUE | wye
22 | LV_2463-1_0_2_load_29 | 33 | 0.0024382 | 0.00061108 | 0 | 0 |  | 1 | TRUE | wye
23 | LV_2463-1_0_2_load_28 | 34 | 0.0014863 | 0.00037251 | 0 | 0 |  | 1 | TRUE | wye
24 | LV_2463-1_0_2_load_54 | 36 | 0.00082343 | 0.00020637 | 0 | 0 |  | 1 | TRUE | wye
25 | LV_2463-1_0_2_load_114 | 38 | 0.00050169 | 0.00012574 | 0 | 0 |  | 1 | TRUE | wye
26 | LV_2463-1_0_2_load_21 | 40 | 0.0088324 | 0.0022136 | 0 | 0 |  | 1 | TRUE | wye
27 | LV_2463-1_0_2_load_22 | 41 | 0.0093209 | 0.002336 | 0 | 0 |  | 1 | TRUE | wye
28 | LV_2463-1_0_2_load_23 | 42 | 0.0012599 | 0.00031577 | 0 | 0 |  | 1 | TRUE | wye
29 | LV_2463-1_0_2_load_24 | 43 | 0.0023876 | 0.00059839 | 0 | 0 |  | 1 | TRUE | wye
30 | LV_2463-1_0_2_load_25 | 44 | 0.0013208 | 0.00033103 | 0 | 0 |  | 1 | TRUE | wye
31 | LV_2463-1_0_2_load_27 | 45 | 0.00095723 | 0.0002399 | 0 | 0 |  | 1 | TRUE | wye
32 | LV_2463-1_0_2_load_59 | 46 | 0.00087142 | 0.0002184 | 0 | 0 |  | 1 | TRUE | wye
33 | LV_2463-1_0_2_load_57 | 47 | 0.0015462 | 0.00038751 | 0 | 0 |  | 1 | TRUE | wye
34 | LV_2463-1_0_2_load_32 | 50 | 0.00048693 | 0.00012204 | 0 | 0 |  | 1 | TRUE | wye
35 | LV_2463-1_0_2_load_131 | 51 | 0.001402 | 0.00035136 | 0 | 0 |  | 1 | TRUE | wye
36 | LV_2463-1_0_2_load_118 | 53 | 0.00076466 | 0.00019164 | 0 | 0 |  | 1 | TRUE | wye
37 | LV_2463-1_0_2_load_130 | 54 | 0.0010656 | 0.00026707 | 0 | 0 |  | 1 | TRUE | wye
38 | LV_2463-1_0_2_load_80 | 56 | 0.00022324 | 5.5949e-05 | 0 | 0 |  | 1 | TRUE | wye
39 | LV_2463-1_0_2_load_79 | 57 | 0.00020833 | 5.2214e-05 | 0 | 0 |  | 1 | TRUE | wye
40 | LV_2463-1_0_2_load_129 | 58 | 0.001062 | 0.00026615 | 0 | 0 |  | 1 | TRUE | wye
41 | LV_2463-1_0_2_load_35 | 59 | 0.0016069 | 0.00040273 | 0 | 0 |  | 1 | TRUE | wye
42 | LV_2463-1_0_2_load_36 | 60 | 0.00067509 | 0.00016919 | 0 | 0 |  | 1 | TRUE | wye
43 | LV_2463-1_0_2_load_107 | 62 | 0.00043845 | 0.00010989 | 0 | 0 |  | 1 | TRUE | wye
44 | LV_2463-1_0_2_load_38 | 63 | 0.0013061 | 0.00032733 | 0 | 0 |  | 1 | TRUE | wye
45 | LV_2463-1_0_2_load_108 | 65 | 0.00027073 | 6.7851e-05 | 0 | 0 |  | 1 | TRUE | wye
46 | LV_2463-1_0_2_load_77 | 66 | 0.0017545 | 0.00043973 | 0 | 0 |  | 1 | TRUE | wye
47 | LV_2463-1_0_2_load_139 | 67 | 0.0048522 | 0.0012161 | 0 | 0 |  | 1 | TRUE | wye
48 | LV_2463-1_0_2_load_78 | 69 | 0.0012816 | 0.0003212 | 0 | 0 |  | 1 | TRUE | wye
49 | LV_2463-1_0_2_load_140 | 71 | 0.00032598 | 8.1697e-05 | 0 | 0 |  | 1 | TRUE | wye
50 | LV_2463-1_0_2_load_41 | 73 | 0.00051689 | 0.00012954 | 0 | 0 |  | 1 | TRUE | wye
51 | LV_2463-1_0_2_load_90 | 76 | 0.0016858 | 0.0004225 | 0 | 0 |  | 1 | TRUE | wye
52 | LV_2463-1_0_2_load_40 | 78 | 0.0022855 | 0.0005728 | 0 | 0 |  | 1 | TRUE | wye
53 | LV_2463-1_0_2_load_48 | 80 | 0.0011237 | 0.00028162 | 0 | 0 |  | 1 | TRUE | wye
54 | LV_2463-1_0_2_load_75 | 81 | 0.0028556 | 0.00071568 | 0 | 0 |  | 1 | TRUE | wye
55 | LV_2463-1_0_2_load_74 | 82 | 0.0025481 | 0.00063862 | 0 | 0 |  | 1 | TRUE | wye
56 | LV_2463-1_0_2_load_76 | 83 | 0.00058537 | 0.00014671 | 0 | 0 |  | 1 | TRUE | wye
57 | LV_2463-1_0_2_load_49 | 84 | 0.0028542 | 0.00071532 | 0 | 0 |  | 1 | TRUE | wye
58 | LV_2463-1_0_2_load_52 | 86 | 0.0021786 | 0.000546 | 0 | 0 |  | 1 | TRUE | wye
59 | LV_2463-1_0_2_load_53 | 87 | 0.0010893 | 0.000273 | 0 | 0 |  | 1 | TRUE | wye
60 | LV_2463-1_0_2_load_55 | 89 | 0.0019901 | 0.00049877 | 0 | 0 |  | 1 | TRUE | wye
61 | LV_2463-1_0_2_load_87 | 90 | 0.0027778 | 0.00069618 | 0 | 0 |  | 1 | TRUE | wye
62 | LV_2463-1_0_2_load_88 | 91 | 0.0019346 | 0.00048486 | 0 | 0 |  | 1 | TRUE | wye
63 | LV_2463-1_0_2_load_56 | 92 | 0.0011785 | 0.00029535 | 0 | 0 |  | 1 | TRUE | wye
64 | LV_2463-1_0_2_load_58 | 93 | 0.0019443 | 0.0004873 | 0 | 0 |  | 1 | TRUE | wye
65 | LV_2463-1_0_2_load_60 | 94 | 0.0014013 | 0.00035121 | 0 | 0 |  | 1 | TRUE | wye
66 | LV_2463-1_0_2_load_67 | 95 | 0.0009313 | 0.00023341 | 0 | 0 |  | 1 | TRUE | wye
67 | LV_2463-1_0_2_load_66 | 96 | 0.0010094 | 0.00025298 | 0 | 0 |  | 1 | TRUE | wye
68 | LV_2463-1_0_2_load_61 | 97 | 0.0016806 | 0.00042119 | 0 | 0 |  | 1 | TRUE | wye
69 | LV_2463-1_0_2_load_62 | 98 | 0.0023605 | 0.00059161 | 0 | 0 |  | 1 | TRUE | wye
70 | LV_2463-1_0_2_load_63 | 99 | 0.0057593 | 0.0014434 | 0 | 0 |  | 1 | TRUE | wye
71 | LV_2463-1_0_2_load_64 | 100 | 0.00047252 | 0.00011843 | 0 | 0 |  | 1 | TRUE | wye
72 | LV_2463-1_0_2_load_121 | 101 | 0.0033379 | 0.00083655 | 0 | 0 |  | 1 | TRUE | wye
73 | LV_2463-1_0_2_load_112 | 103 | 0.0009485 | 0.00023772 | 0 | 0 |  | 1 | TRUE | wye
74 | LV_2463-1_0_2_load_68 | 104 | 0.0063763 | 0.001598 | 0 | 0 |  | 1 | TRUE | wye
75 | LV_2463-1_0_2_load_73 | 106 | 0.000402 | 0.00010075 | 0 | 0 |  | 1 | TRUE | wye
76 | LV_2463-1_0_2_load_83 | 107 | 0.0013812 | 0.00034616 | 0 | 0 |  | 1 | TRUE | wye
77 | LV_2463-1_0_2_load_109 | 108 | 0.0027616 | 0.00069211 | 0 | 0 |  | 1 | TRUE | wye
78 | LV_2463-1_0_2_load_84 | 109 | 0.0017271 | 0.00043286 | 0 | 0 |  | 1 | TRUE | wye
79 | LV_2463-1_0_2_load_93 | 110 | 0.001444 | 0.00036189 | 0 | 0 |  | 1 | TRUE | wye
80 | LV_2463-1_0_2_load_81 | 111 | 0.00023965 | 6.0062e-05 | 0 | 0 |  | 1 | TRUE | wye
81 | LV_2463-1_0_2_load_120 | 113 | 0.00097372 | 0.00024404 | 0 | 0 |  | 1 | TRUE | wye
82 | LV_2463-1_0_2_load_124 | 114 | 0.0038694 | 0.00096976 | 0 | 0 |  | 1 | TRUE | wye
83 | LV_2463-1_0_2_load_99 | 116 | 0.00050023 | 0.00012537 | 0 | 0 |  | 1 | TRUE | wye
84 | LV_2463-1_0_2_load_122 | 117 | 0.00037688 | 9.4454e-05 | 0 | 0 |  | 1 | TRUE | wye
85 | LV_2463-1_0_2_load_97 | 118 | 0.0010695 | 0.00026804 | 0 | 0 |  | 1 | TRUE | wye
86 | LV_2463-1_0_2_load_111 | 119 | 0.00083859 | 0.00021017 | 0 | 0 |  | 1 | TRUE | wye
87 | LV_2463-1_0_2_load_91 | 120 | 0.00088169 | 0.00022097 | 0 | 0 |  | 1 | TRUE | wye
88 | LV_2463-1_0_2_load_117 | 121 | 0.0044278 | 0.0011097 | 0 | 0 |  | 1 | TRUE | wye
89 | LV_2463-1_0_2_load_123 | 124 | 0.0020846 | 0.00052245 | 0 | 0 |  | 1 | TRUE | wye
90 | LV_2463-1_0_2_load_137 | 125 | 0.0023105 | 0.00057907 | 0 | 0 |  | 1 | TRUE | wye
91 | LV_2463-1_0_2_load_105 | 127 | 0.00054712 | 0.00013712 | 0 | 0 |  | 1 | TRUE | wye
92 | LV_2463-1_0_2_load_106 | 128 | 0.0022628 | 0.00056711 | 0 | 0 |  | 1 | TRUE | wye
93 | LV_2463-1_0_2_load_126 | 129 | 0.00022658 | 5.6786e-05 | 0 | 0 |  | 1 | TRUE | wye
94 | LV_2463-1_0_2_load_125 | 130 | 0.00044701 | 0.00011203 | 0 | 0 |  | 1 | TRUE | wye
95 | LV_2463-1_0_2_load_133 | 132 | 0.00098725 | 0.00024743 | 0 | 0 |  | 1 | TRUE | wye
96 | LV_2463-1_0_2_load_132 | 133 | 0.00084203 | 0.00021103 | 0 | 0 |  | 1 | TRUE | wye
97 | LV_2463-1_0_2_load_134 | 134 | 0.00079341 | 0.00019885 | 0 | 0 |  | 1 | TRUE | wye
98 | LV_2463-1_0_2_load_136 | 135 | 0.00030249 | 7.5811e-05 | 0 | 0 |  | 1 | TRUE | wye

## ext_grid
| name | bus | vm_pu | va_degree | slack_weight | in_service
0 |  | 109 | 1 | 0 | 1 | TRUE

## line
| name | std_type | from_bus | to_bus | length_km | r_ohm_per_km | x_ohm_per_km | c_nf_per_km | g_us_per_km | max_i_ka | df | parallel | type | in_service
0 | LV_2463-1_0_2_line_0 |  | 0 | 1 | 0.038597 | 0.125 | 0.08 | 261 | 0 | 0.364 | 1 | 1 | cs | TRUE
1 | LV_2463-1_0_2_line_1 |  | 0 | 2 | 0.0429 | 0.125 | 0.08 | 261 | 0 | 0.364 | 1 | 1 | cs | TRUE
2 | LV_2463-1_0_2_line_2 |  | 1 | 3 | 0.034615 | 0.125 | 0.08 | 261 | 0 | 0.364 | 1 | 1 | cs | TRUE
3 | LV_2463-1_0_2_line_3 |  | 2 | 4 | 0.024602 | 0.125 | 0.08 | 261 | 0 | 0.364 | 1 | 1 | cs | TRUE
4 | LV_2463-1_0_2_line_4 |  | 2 | 5 | 0.022563 | 0.125 | 0.08 | 261 | 0 | 0.364 | 1 | 1 | cs | TRUE
5 | LV_2463-1_0_2_line_5 |  | 3 | 9 | 0.0049311 | 0.125 | 0.08 | 261 | 0 | 0.364 | 1 | 1 | cs | TRUE
6 | LV_2463-1_0_2_line_6 |  | 4 | 10 | 0.037028 | 0.125 | 0.08 | 261 | 0 | 0.364 | 1 | 1 | cs | TRUE
7 | LV_2463-1_0_2_line_7 |  | 5 | 11 | 0.04331 | 0.125 | 0.08 | 261 | 0 | 0.364 | 1 | 1 | cs | TRUE
8 | LV_2463-1_0_2_line_8 |  | 6 | 7 | 0.085714 | 0.125 | 0.08 | 261 | 0 | 0.364 | 1 | 1 | cs | TRUE
9 | LV_2463-1_0_2_line_9 |  | 6 | 8 | 0.035661 | 0.125 | 0.08 | 261 | 0 | 0.364 | 1 | 1 | cs | TRUE
10 | LV_2463-1_0_2_line_10 |  | 7 | 81 | 0.015733 | 0.125 | 0.08 | 261 | 0 | 0.364 | 1 | 1 | cs | TRUE
11 | LV_2463-1_0_2_line_11 |  | 7 | 27 | 0.030714 | 0.125 | 0.08 | 261 | 0 | 0.364 | 1 | 1 | cs | TRUE
12 | LV_2463-1_0_2_line_12 |  | 8 | 105 | 0.018605 | 0.125 | 0.08 | 261 | 0 | 0.364 | 1 | 1 | cs | TRUE
13 | LV_2463-1_0_2_line_13 |  | 9 | 12 | 0.001652 | 0.125 | 0.08 | 261 | 0 | 0.364 | 1 | 1 | cs | TRUE
14 | LV_2463-1_0_2_line_14 |  | 10 | 13 | 0.022126 | 0.125 | 0.08 | 261 | 0 | 0.364 | 1 | 1 | cs | TRUE
15 | LV_2463-1_0_2_line_15 |  | 11 | 14 | 0.020466 | 0.125 | 0.08 | 261 | 0 | 0.364 | 1 | 1 | cs | TRUE
16 | LV_2463-1_0_2_line_16 |  | 12 | 40 | 0.02537 | 0.125 | 0.08 | 261 | 0 | 0.364 | 1 | 1 | cs | TRUE
17 | LV_2463-1_0_2_line_17 |  | 13 | 26 | 0.0076524 | 0.125 | 0.08 | 261 | 0 | 0.364 | 1 | 1 | cs | TRUE
18 | LV_2463-1_0_2_line_18 |  | 14 | 43 | 0.0032175 | 0.125 | 0.08 | 261 | 0 | 0.364 | 1 | 1 | cs | TRUE
19 | LV_2463-1_0_2_line_19 |  | 15 | 16 | 0.052927 | 0.125 | 0.08 | 261 | 0 | 0.364 | 1 | 1 | cs | TRUE
20 | LV_2463-1_0_2_line_20 |  | 15 | 17 | 0.018638 | 0.125 | 0.08 | 261 | 0 | 0.364 | 1 | 1 | cs | TRUE
21 | LV_2463-1_0_2_line_21 |  | 16 | 18 | 0.0070848 | 0.125 | 0.08 | 261 | 0 | 0.364 | 1 | 1 | cs | TRUE
22 | LV_2463-1_0_2_line_22 |  | 17 | 19 | 0.019234 | 0.125 | 0.08 | 261 | 0 | 0.364 | 1 | 1 | cs | TRUE
23 | LV_2463-1_0_2_line_23 |  | 17 | 20 | 0.029969 | 0.125 | 0.08 | 261 | 0 | 0.364 | 1 | 1 | cs | TRUE
24 | LV_2463-1_0_2_line_24 |  | 19 | 21 | 0.002422 | 0.125 | 0.08 | 261 | 0 | 0.364 | 1 | 1 | cs | TRUE
25 | LV_2463-1_0_2_line_25 |  | 20 | 22 | 0.0064165 | 0.125 | 0.08 | 261 | 0 | 0.364 | 1 | 1 | cs | TRUE
26 | LV_2463-1_0_2_line_26 |  | 21 | 23 | 0.015357 | 0.125 | 0.08 | 261 | 0 | 0.364 | 1 | 1 | cs | TRUE
27 | LV_2463-1_0_2_line_27 |  | 22 | 24 | 0.014664 | 0.125 | 0.08 | 261 | 0 | 0.364 | 1 | 1 | cs | TRUE
28 | LV_2463-1_0_2_line_28 |  | 22 | 25 | 0.016046 | 0.125 | 0.08 | 261 | 0 | 0.364 | 1 | 1 | cs | TRUE
29 | LV_2463-1_0_2_line_29 |  | 23 | 59 | 0.0065085 | 0.125 | 0.08 | 261 | 0 | 0.364 | 1 | 1 | cs | TRUE
30 | LV_2463-1_0_2_line_30 |  | 23 | 60 | 0.038885 | 0.125 | 0.08 | 261 | 0 | 0.364 | 1 | 1 | cs | TRUE
31 | LV_2463-1_0_2_line_31 |  | 24 | 118 | 0.033637 | 0.125 | 0.08 | 261 | 0 | 0.364 | 1 | 1 | cs | TRUE
32 | LV_2463-1_0_2_line_32 |  | 25 | 107 | 0.017728 | 0.125 | 0.08 | 261 | 0 | 0.364 | 1 | 2 | cs | TRUE
33 | LV_2463-1_0_2_line_33 |  | 25 | 105 | 0.012171 | 0.125 | 0.08 | 261 | 0 | 0.364 | 1 | 1 | cs | TRUE
34 | LV_2463-1_0_2_line_34 |  | 26 | 27 | 0.019709 | 0.125 | 0.08 | 261 | 0 | 0.364 | 1 | 1 | cs | TRUE
35 | LV_2463-1_0_2_line_35 |  | 27 | 79 | 0.031375 | 0.125 | 0.08 | 261 | 0 | 0.364 | 1 | 1 | cs | TRUE
36 | LV_2463-1_0_2_line_36 |  | 28 | 29 | 0.014435 | 0.125 | 0.08 | 261 | 0 | 0.364 | 1 | 1 | cs | TRUE
37 | LV_2463-1_0_2_line_37 |  | 28 | 30 | 0.020597 | 0.125 | 0.08 | 261 | 0 | 0.364 | 1 | 1 | cs | TRUE
38 | LV_2463-1_0_2_line_38 |  | 29 | 31 | 0.0065841 | 0.125 | 0.08 | 261 | 0 | 0.364 | 1 | 1 | cs | TRUE
39 | LV_2463-1_0_2_line_39 |  | 30 | 32 | 0.032931 | 0.125 | 0.08 | 261 | 0 | 0.364 | 1 | 1 | cs | TRUE
40 | LV_2463-1_0_2_line_40 |  | 31 | 35 | 0.015784 | 0.125 | 0.08 | 261 | 0 | 0.364 | 1 | 1 | cs | TRUE
41 | LV_2463-1_0_2_line_41 |  | 32 | 36 | 0.021589 | 0.125 | 0.08 | 261 | 0 | 0.364 | 1 | 1 | cs | TRUE
42 | LV_2463-1_0_2_line_42 |  | 33 | 34 | 0.034648 | 0.125 | 0.08 | 261 | 0 | 0.364 | 1 | 1 | cs | TRUE
43 | LV_2463-1_0_2_line_43 |  | 34 | 48 | 0.011704 | 0.125 | 0.08 | 261 | 0 | 0.364 | 1 | 1 | cs | TRUE
44 | LV_2463-1_0_2_line_44 |  | 35 | 37 | 0.009645 | 0.125 | 0.08 | 261 | 0 | 0.364 | 1 | 1 | cs | TRUE
45 | LV_2463-1_0_2_line_45 |  | 35 | 38 | 0.025945 | 0.125 | 0.08 | 261 | 0 | 0.364 | 1 | 1 | cs | TRUE
46 | LV_2463-1_0_2_line_46 |  | 36 | 39 | 0.023431 | 0.125 | 0.08 | 261 | 0 | 0.364 | 1 | 1 | cs | TRUE
47 | LV_2463-1_0_2_line_47 |  | 37 | 110 | 0.0011488 | 0.125 | 0.08 | 261 | 0 | 0.364 | 1 | 1 | cs | TRUE
48 | LV_2463-1_0_2_line_48 |  | 37 | 69 | 0.025585 | 0.125 | 0.08 | 261 | 0 | 0.364 | 1 | 1 | cs | TRUE
49 | LV_2463-1_0_2_line_49 |  | 38 | 51 | 0.028866 | 0.125 | 0.08 | 261 | 0 | 0.364 | 1 | 1 | cs | TRUE
50 | LV_2463-1_0_2_line_50 |  | 38 | 52 | 0.028605 | 0.125 | 0.08 | 261 | 0 | 0.364 | 1 | 1 | cs | TRUE
51 | LV_2463-1_0_2_line_51 |  | 39 | 87 | 0.018512 | 0.125 | 0.08 | 261 | 0 | 0.364 | 1 | 1 | cs | TRUE
52 | LV_2463-1_0_2_line_52 |  | 39 | 84 | 0.020205 | 0.125 | 0.08 | 261 | 0 | 0.364 | 1 | 1 | cs | TRUE
53 | LV_2463-1_0_2_line_53 |  | 40 | 41 | 0.047341 | 0.125 | 0.08 | 261 | 0 | 0.364 | 1 | 1 | cs | TRUE
54 | LV_2463-1_0_2_line_54 |  | 42 | 43 | 0.028053 | 0.125 | 0.08 | 261 | 0 | 0.364 | 1 | 1 | cs | TRUE
55 | LV_2463-1_0_2_line_55 |  | 42 | 44 | 0.0032095 | 0.125 | 0.08 | 261 | 0 | 0.364 | 1 | 1 | cs | TRUE
56 | LV_2463-1_0_2_line_56 |  | 44 | 45 | 0.016519 | 0.125 | 0.08 | 261 | 0 | 0.364 | 1 | 1 | cs | TRUE
57 | LV_2463-1_0_2_line_57 |  | 45 | 46 | 0.0060895 | 0.125 | 0.08 | 261 | 0 | 0.364 | 1 | 1 | cs | TRUE
58 | LV_2463-1_0_2_line_58 |  | 46 | 47 | 0.0043663 | 0.125 | 0.08 | 261 | 0 | 0.364 | 1 | 1 | cs | TRUE
59 | LV_2463-1_0_2_line_59 |  | 47 | 92 | 0.0033997 | 0.125 | 0.08 | 261 | 0 | 0.364 | 1 | 1 | cs | TRUE
60 | LV_2463-1_0_2_line_60 |  | 48 | 49 | 0.022929 | 0.125 | 0.08 | 261 | 0 | 0.364 | 1 | 1 | cs | TRUE
61 | LV_2463-1_0_2_line_61 |  | 48 | 50 | 0.0043103 | 0.125 | 0.08 | 261 | 0 | 0.364 | 1 | 1 | cs | TRUE
62 | LV_2463-1_0_2_line_62 |  | 49 | 53 | 0.040758 | 0.125 | 0.08 | 261 | 0 | 0.364 | 1 | 1 | cs | TRUE
63 | LV_2463-1_0_2_line_63 |  | 50 | 54 | 0.0070901 | 0.125 | 0.08 | 261 | 0 | 0.364 | 1 | 1 | cs | TRUE
64 | LV_2463-1_0_2_line_64 |  | 51 | 58 | 0.030881 | 0.125 | 0.08 | 261 | 0 | 0.364 | 1 | 1 | cs | TRUE
65 | LV_2463-1_0_2_line_65 |  | 52 | 121 | 0.015857 | 0.125 | 0.08 | 261 | 0 | 0.364 | 1 | 1 | cs | TRUE
66 | LV_2463-1_0_2_line_66 |  | 53 | 55 | 0.019897 | 0.125 | 0.08 | 261 | 0 | 0.364 | 1 | 1 | cs | TRUE
67 | LV_2463-1_0_2_line_67 |  | 54 | 58 | 0.016709 | 0.125 | 0.08 | 261 | 0 | 0.364 | 1 | 1 | cs | TRUE
68 | LV_2463-1_0_2_line_68 |  | 55 | 113 | 0.015695 | 0.125 | 0.08 | 261 | 0 | 0.364 | 1 | 1 | cs | TRUE
69 | LV_2463-1_0_2_line_69 |  | 55 | 102 | 0.025129 | 0.125 | 0.08 | 261 | 0 | 0.364 | 1 | 1 | cs | TRUE
70 | LV_2463-1_0_2_line_70 |  | 56 | 57 | 0.029148 | 0.125 | 0.08 | 261 | 0 | 0.364 | 1 | 1 | cs | TRUE
71 | LV_2463-1_0_2_line_71 |  | 57 | 111 | 0.0025674 | 0.125 | 0.08 | 261 | 0 | 0.364 | 1 | 1 | cs | TRUE
72 | LV_2463-1_0_2_line_72 |  | 59 | 61 | 0.037561 | 0.125 | 0.08 | 261 | 0 | 0.364 | 1 | 1 | cs | TRUE
73 | LV_2463-1_0_2_line_73 |  | 60 | 62 | 0.0017644 | 0.125 | 0.08 | 261 | 0 | 0.364 | 1 | 1 | cs | TRUE
74 | LV_2463-1_0_2_line_74 |  | 61 | 63 | 0.031407 | 0.125 | 0.08 | 261 | 0 | 0.364 | 1 | 1 | cs | TRUE
75 | LV_2463-1_0_2_line_75 |  | 61 | 64 | 0.017852 | 0.125 | 0.08 | 261 | 0 | 0.364 | 1 | 1 | cs | TRUE
76 | LV_2463-1_0_2_line_76 |  | 62 | 65 | 0.0027402 | 0.125 | 0.08 | 261 | 0 | 0.364 | 1 | 1 | cs | TRUE
77 | LV_2463-1_0_2_line_77 |  | 63 | 66 | 0.017643 | 0.125 | 0.08 | 261 | 0 | 0.364 | 1 | 1 | cs | TRUE
78 | LV_2463-1_0_2_line_78 |  | 64 | 67 | 0.019567 | 0.125 | 0.08 | 261 | 0 | 0.364 | 1 | 1 | cs | TRUE
79 | LV_2463-1_0_2_line_79 |  | 64 | 68 | 0.034041 | 0.125 | 0.08 | 261 | 0 | 0.364 | 1 | 1 | cs | TRUE
80 | LV_2463-1_0_2_line_80 |  | 66 | 69 | 0.015442 | 0.125 | 0.08 | 261 | 0 | 0.364 | 1 | 1 | cs | TRUE
81 | LV_2463-1_0_2_line_81 |  | 68 | 73 | 0.020732 | 0.125 | 0.08 | 261 | 0 | 0.364 | 1 | 1 | cs | TRUE
82 | LV_2463-1_0_2_line_82 |  | 70 | 71 | 0.008857 | 0.125 | 0.08 | 261 | 0 | 0.364 | 1 | 1 | cs | TRUE
83 | LV_2463-1_0_2_line_83 |  | 70 | 72 | 0.02349 | 0.125 | 0.08 | 261 | 0 | 0.364 | 1 | 1 | cs | TRUE
84 | LV_2463-1_0_2_line_84 |  | 72 | 125 | 0.010811 | 0.125 | 0.08 | 261 | 0 | 0.364 | 1 | 1 | cs | TRUE
85 | LV_2463-1_0_2_line_85 |  | 72 | 122 | 0.021422 | 0.125 | 0.08 | 261 | 0 | 0.364 | 1 | 1 | cs | TRUE
86 | LV_2463-1_0_2_line_86 |  | 73 | 78 | 0.0059468 | 0.125 | 0.08 | 261 | 0 | 0.364 | 1 | 1 | cs | TRUE
87 | LV_2463-1_0_2_line_87 |  | 74 | 75 | 0.032992 | 0.125 | 0.08 | 261 | 0 | 0.364 | 1 | 1 | cs | TRUE
88 | LV_2463-1_0_2_line_88 |  | 74 | 76 | 0.026997 | 0.125 | 0.08 | 261 | 0 | 0.364 | 1 | 1 | cs | TRUE
89 | LV_2463-1_0_2_line_89 |  | 75 | 77 | 0.012012 | 0.125 | 0.08 | 261 | 0 | 0.364 | 1 | 1 | cs | TRUE
90 | LV_2463-1_0_2_line_90 |  | 76 | 120 | 0.011972 | 0.125 | 0.08 | 261 | 0 | 0.364 | 1 | 1 | cs | TRUE
91 | LV_2463-1_0_2_line_91 |  | 77 | 115 | 0.025259 | 0.125 | 0.08 | 261 | 0 | 0.364 | 1 | 1 | cs | TRUE
92 | LV_2463-1_0_2_line_92 |  | 77 | 116 | 0.020948 | 0.125 | 0.08 | 261 | 0 | 0.364 | 1 | 1 | cs | TRUE
93 | LV_2463-1_0_2_line_93 |  | 77 | 112 | 0.041245 | 0.125 | 0.08 | 261 | 0 | 0.364 | 1 | 1 | cs | TRUE
94 | LV_2463-1_0_2_line_94 |  | 79 | 80 | 0.055501 | 0.125 | 0.08 | 261 | 0 | 0.364 | 1 | 1 | cs | TRUE
95 | LV_2463-1_0_2_line_95 |  | 81 | 82 | 0.003781 | 0.125 | 0.08 | 261 | 0 | 0.364 | 1 | 1 | cs | TRUE
96 | LV_2463-1_0_2_line_96 |  | 82 | 83 | 0.03974 | 0.125 | 0.08 | 261 | 0 | 0.364 | 1 | 1 | cs | TRUE
97 | LV_2463-1_0_2_line_97 |  | 84 | 85 | 0.024433 | 0.125 | 0.08 | 261 | 0 | 0.364 | 1 | 1 | cs | TRUE
98 | LV_2463-1_0_2_line_98 |  | 85 | 86 | 0.026851 | 0.125 | 0.08 | 261 | 0 | 0.364 | 1 | 1 | cs | TRUE
99 | LV_2463-1_0_2_line_99 |  | 86 | 88 | 0.012725 | 0.125 | 0.08 | 261 | 0 | 0.364 | 1 | 1 | cs | TRUE
100 | LV_2463-1_0_2_line_100 |  | 87 | 89 | 0.023786 | 0.125 | 0.08 | 261 | 0 | 0.364 | 1 | 1 | cs | TRUE
101 | LV_2463-1_0_2_line_101 |  | 88 | 90 | 0.025828 | 0.125 | 0.08 | 261 | 0 | 0.364 | 1 | 1 | cs | TRUE
102 | LV_2463-1_0_2_line_102 |  | 88 | 91 | 0.022624 | 0.125 | 0.08 | 261 | 0 | 0.364 | 1 | 1 | cs | TRUE
103 | LV_2463-1_0_2_line_103 |  | 91 | 101 | 0.028484 | 0.125 | 0.08 | 261 | 0 | 0.364 | 1 | 1 | cs | TRUE
104 | LV_2463-1_0_2_line_104 |  | 92 | 93 | 0.020569 | 0.125 | 0.08 | 261 | 0 | 0.364 | 1 | 1 | cs | TRUE
105 | LV_2463-1_0_2_line_105 |  | 93 | 94 | 0.0032065 | 0.125 | 0.08 | 261 | 0 | 0.364 | 1 | 1 | cs | TRUE
106 | LV_2463-1_0_2_line_106 |  | 94 | 95 | 0.019738 | 0.125 | 0.08 | 261 | 0 | 0.364 | 1 | 1 | cs | TRUE
107 | LV_2463-1_0_2_line_107 |  | 95 | 96 | 0.0070022 | 0.125 | 0.08 | 261 | 0 | 0.364 | 1 | 1 | cs | TRUE
108 | LV_2463-1_0_2_line_108 |  | 96 | 104 | 0.010379 | 0.125 | 0.08 | 261 | 0 | 0.364 | 1 | 1 | cs | TRUE
109 | LV_2463-1_0_2_line_109 |  | 97 | 98 | 0.0087976 | 0.125 | 0.08 | 261 | 0 | 0.364 | 1 | 1 | cs | TRUE
110 | LV_2463-1_0_2_line_110 |  | 97 | 99 | 0.013569 | 0.125 | 0.08 | 261 | 0 | 0.364 | 1 | 1 | cs | TRUE
111 | LV_2463-1_0_2_line_111 |  | 98 | 100 | 0.025534 | 0.125 | 0.08 | 261 | 0 | 0.364 | 1 | 1 | cs | TRUE
112 | LV_2463-1_0_2_line_112 |  | 100 | 102 | 0.0081714 | 0.125 | 0.08 | 261 | 0 | 0.364 | 1 | 1 | cs | TRUE
113 | LV_2463-1_0_2_line_113 |  | 102 | 103 | 0.025997 | 0.125 | 0.08 | 261 | 0 | 0.364 | 1 | 1 | cs | TRUE
114 | LV_2463-1_0_2_line_114 |  | 103 | 119 | 0.0086925 | 0.125 | 0.08 | 261 | 0 | 0.364 | 1 | 1 | cs | TRUE
115 | LV_2463-1_0_2_line_115 |  | 105 | 106 | 0.021152 | 0.125 | 0.08 | 261 | 0 | 0.364 | 1 | 1 | cs | TRUE
116 | LV_2463-1_0_2_line_116 |  | 106 | 108 | 0.023916 | 0.125 | 0.08 | 261 | 0 | 0.364 | 1 | 1 | cs | TRUE
117 | LV_2463-1_0_2_line_117 |  | 107 | 109 | 0.050686 | 0.125 | 0.08 | 261 | 0 | 0.364 | 1 | 2 | cs | TRUE
118 | LV_2463-1_0_2_line_118 |  | 110 | 120 | 0.0080647 | 0.125 | 0.08 | 261 | 0 | 0.364 | 1 | 1 | cs | TRUE
119 | LV_2463-1_0_2_line_119 |  | 111 | 112 | 0.024552 | 0.125 | 0.08 | 261 | 0 | 0.364 | 1 | 1 | cs | TRUE
120 | LV_2463-1_0_2_line_120 |  | 112 | 114 | 0.03823 | 0.125 | 0.08 | 261 | 0 | 0.364 | 1 | 1 | cs | TRUE
121 | LV_2463-1_0_2_line_121 |  | 113 | 131 | 0.034736 | 0.125 | 0.08 | 261 | 0 | 0.364 | 1 | 1 | cs | TRUE
122 | LV_2463-1_0_2_line_122 |  | 115 | 117 | 0.0098921 | 0.125 | 0.08 | 261 | 0 | 0.364 | 1 | 1 | cs | TRUE
123 | LV_2463-1_0_2_line_123 |  | 116 | 126 | 0.01352 | 0.125 | 0.08 | 261 | 0 | 0.364 | 1 | 1 | cs | TRUE
124 | LV_2463-1_0_2_line_124 |  | 117 | 123 | 0.0070414 | 0.125 | 0.08 | 261 | 0 | 0.364 | 1 | 1 | cs | TRUE
125 | LV_2463-1_0_2_line_125 |  | 122 | 123 | 0.022018 | 0.125 | 0.08 | 261 | 0 | 0.364 | 1 | 1 | cs | TRUE
126 | LV_2463-1_0_2_line_126 |  | 123 | 124 | 0.014062 | 0.125 | 0.08 | 261 | 0 | 0.364 | 1 | 1 | cs | TRUE
127 | LV_2463-1_0_2_line_127 |  | 124 | 129 | 0.01843 | 0.125 | 0.08 | 261 | 0 | 0.364 | 1 | 1 | cs | TRUE
128 | LV_2463-1_0_2_line_128 |  | 125 | 135 | 0.019728 | 0.125 | 0.08 | 261 | 0 | 0.364 | 1 | 1 | cs | TRUE
129 | LV_2463-1_0_2_line_129 |  | 126 | 127 | 0.0088216 | 0.125 | 0.08 | 261 | 0 | 0.364 | 1 | 1 | cs | TRUE
130 | LV_2463-1_0_2_line_130 |  | 126 | 128 | 0.008349 | 0.125 | 0.08 | 261 | 0 | 0.364 | 1 | 1 | cs | TRUE
131 | LV_2463-1_0_2_line_131 |  | 129 | 130 | 0.006186 | 0.125 | 0.08 | 261 | 0 | 0.364 | 1 | 1 | cs | TRUE
132 | LV_2463-1_0_2_line_132 |  | 131 | 132 | 0.015951 | 0.125 | 0.08 | 261 | 0 | 0.364 | 1 | 1 | cs | TRUE
133 | LV_2463-1_0_2_line_133 |  | 132 | 133 | 0.007256 | 0.125 | 0.08 | 261 | 0 | 0.364 | 1 | 1 | cs | TRUE
134 | LV_2463-1_0_2_line_134 |  | 133 | 134 | 0.0071934 | 0.125 | 0.08 | 261 | 0 | 0.364 | 1 | 1 | cs | TRUE

## trafo
| name | std_type | hv_bus | lv_bus | sn_mva | vn_hv_kv | vn_lv_kv | vk_percent | vkr_percent | pfe_kw | i0_percent | shift_degree | tap_side | tap_neutral | tap_min | tap_max | tap_step_percent | tap_step_degree | tap_pos | tap_phase_shifter | parallel | df | in_service
0 | LV_2463-1_0_2_trafo_84 | 0.63 MVA 20/0.4 kV | 136 | 109 | 0.63 | 20 | 0.4 | 6 | 1.206 | 1.65 | 0.2619 | 150 | hv | 0 | -2 | 2 | 2.5 | 0 | 0 | FALSE | 1 | 1 | TRUE

## line_geodata
| x0 | y0 | x1 | y1 | x2 | y2 | x3 | y3 | x4 | y4 | x5 | y5 | x6 | y6 | x7 | y7 | x8 | y8 | x9 | y9 | x10 | y10 | x11 | y11 | x12 | y12 | x13 | y13 | x14 | y14
0 | 2603813.1396 | 1218826.7479 | 2603850.3934 | 1218836.8433
1 | 2603772.1192 | 1218814.2529 | 2603793.2945 | 1218821.3701 | 2603813.1396 | 1218826.7479
2 | 2603883.8032 | 1218845.8969 | 2603850.3934 | 1218836.8433
3 | 2603772.1192 | 1218814.2529 | 2603762.6128 | 1218810.9117 | 2603749.107 | 1218805.5666
4 | 2603772.1192 | 1218814.2529 | 2603769.2324 | 1218819.354 | 2603761.0766 | 1218833.9286
5 | 2603883.8032 | 1218845.8969 | 2603888.4937 | 1218847.4185
6 | 2603714.6775 | 1218791.9408 | 2603749.107 | 1218805.5666
7 | 2603740.1812 | 1218871.8104 | 2603743.4338 | 1218864.2859 | 2603750.0277 | 1218852.8279 | 2603760.078 | 1218835.7132 | 2603761.0766 | 1218833.9286
8 | 2603555.6342 | 1218744.8271 | 2603638.1093 | 1218768.167
9 | 2603555.6342 | 1218744.8271 | 2603537.6377 | 1218738.2128 | 2603522.1632 | 1218732.5224
10 | 2603638.1093 | 1218768.167 | 2603641.3988 | 1218762.0989 | 2603644.514 | 1218753.8357
11 | 2603667.989 | 1218775.6337 | 2603638.1093 | 1218768.167
12 | 2603504.7021 | 1218726.098 | 2603517.3195 | 1218730.7412 | 2603522.1632 | 1218732.5224
13 | 2603888.4937 | 1218847.4185 | 2603890.0651 | 1218847.9282
14 | 2603694.1041 | 1218783.7986 | 2603714.6775 | 1218791.9408
15 | 2603740.1812 | 1218871.8104 | 2603759.6744 | 1218878.0451
16 | 2603914.0997 | 1218856.0407 | 2603905.4033 | 1218852.9037 | 2603890.0651 | 1218847.9282
17 | 2603694.1041 | 1218783.7986 | 2603686.8004 | 1218781.5151
18 | 2603762.739 | 1218879.0253 | 2603759.6744 | 1218878.0451
19 | 2603443.62 | 1218689.9297 | 2603442.5942 | 1218689.2303 | 2603439.1575 | 1218687.4051 | 2603432.6251 | 1218684.8111 | 2603431.0169 | 1218683.6984 | 2603430.1754 | 1218682.0859 | 2603430.1767 | 1218679.7735 | 2603430.8764 | 1218677.1168 | 2603432.989 | 1218671.9373 | 2603436.9236 | 1218665.647 | 2603441.1376 | 1218661.5915 | 2603444.8571 | 1218659.9149 | 2603448.4393 | 1218659.3499 | 2603451.0344 | 1218659.8517 | 2603453.6235 | 1218660.6859
20 | 2603443.3742 | 1218705.5845 | 2603447.9944 | 1218694.4808 | 2603447.8584 | 1218693.5024 | 2603447.0167 | 1218692.2457 | 2603443.62 | 1218689.9297
21 | 2603460.3669 | 1218662.8587 | 2603453.6235 | 1218660.6859
22 | 2603443.3742 | 1218705.5845 | 2603436.2873 | 1218703.7684 | 2603428.1988 | 1218701.8294 | 2603424.6681 | 1218701.1227
23 | 2603443.3742 | 1218705.5845 | 2603462.9041 | 1218711.6547 | 2603471.8862 | 1218714.8007
24 | 2603424.6681 | 1218701.1227 | 2603422.2931 | 1218700.6473
25 | 2603477.942 | 1218716.9218 | 2603471.8862 | 1218714.8007
26 | 2603407.1649 | 1218698.0154 | 2603417.8944 | 1218699.7669 | 2603422.2931 | 1218700.6473
27 | 2603477.942 | 1218716.9218 | 2603484.0285 | 1218703.5804
28 | 2603493.124 | 1218722.2446 | 2603477.942 | 1218716.9218
29 | 2603407.1649 | 1218698.0154 | 2603400.7419 | 1218696.964
30 | 2603407.1649 | 1218698.0154 | 2603417.3169 | 1218674.2186 | 2603417.9413 | 1218670.4613 | 2603417.5255 | 1218667.6483 | 2603415.8571 | 1218665.6574 | 2603412.6666 | 1218663.6619
31 | 2603497.9901 | 1218672.9774 | 2603484.0285 | 1218703.5804
32 | 2603493.124 | 1218722.2446 | 2603487.0291 | 1218737.4165 | 2603486.3226 | 1218738.5996
33 | 2603493.124 | 1218722.2446 | 2603504.7021 | 1218726.098
34 | 2603667.989 | 1218775.6337 | 2603686.8004 | 1218781.5151
35 | 2603667.989 | 1218775.6337 | 2603666.3667 | 1218785.3049 | 2603663.5828 | 1218796.0649 | 2603660.3668 | 1218806.0131
36 | 2603304.8604 | 1218781.8472 | 2603303.3935 | 1218773.1455 | 2603302.8879 | 1218767.9867 | 2603302.8973 | 1218767.5596
37 | 2603304.8604 | 1218781.8472 | 2603305.0803 | 1218783.1521 | 2603306.3905 | 1218788.0556 | 2603307.9513 | 1218792.6368 | 2603309.6717 | 1218796.6289 | 2603311.9793 | 1218801.0775
38 | 2603302.8973 | 1218767.5596 | 2603302.9734 | 1218764.1179 | 2603303.3589 | 1218761.0001
39 | 2603325.1292 | 1218831.1161 | 2603324.8007 | 1218829.4782 | 2603322.6492 | 1218822.6286 | 2603320.2318 | 1218816.5238 | 2603318.0411 | 1218812.1424 | 2603312.3022 | 1218801.6999 | 2603311.9793 | 1218801.0775
40 | 2603307.9008 | 1218745.9102 | 2603304.6401 | 1218755.4249 | 2603303.4765 | 1218760.0492 | 2603303.3589 | 1218761.0001
41 | 2603325.1292 | 1218831.1161 | 2603326.7986 | 1218839.4405 | 2603329.6433 | 1218852.2267
42 | 2603243.7923 | 1218790.5239 | 2603213.2296 | 1218774.2008
43 | 2603203.0284 | 1218768.467 | 2603209.8485 | 1218772.395 | 2603213.2296 | 1218774.2008
44 | 2603307.9008 | 1218745.9102 | 2603311.1233 | 1218736.8178
45 | 2603307.9008 | 1218745.9102 | 2603301.9976 | 1218744.5062 | 2603286.5327 | 1218742.8857 | 2603284.2643 | 1218741.7839 | 2603282.9673 | 1218740.5269
46 | 2603334.7319 | 1218875.0985 | 2603329.6433 | 1218852.2267
47 | 2603311.1233 | 1218736.8178 | 2603311.4087 | 1218735.7051
48 | 2603311.1233 | 1218736.8178 | 2603336.3727 | 1218740.9513
49 | 2603282.9673 | 1218740.5269 | 2603254.6584 | 1218746.1705
50 | 2603291.7391 | 1218713.8498 | 2603287.3025 | 1218722.5523 | 2603284.0122 | 1218730.7775 | 2603282.8868 | 1218734.857 | 2603282.5204 | 1218738.8924 | 2603282.9673 | 1218740.5269
51 | 2603334.7319 | 1218875.0985 | 2603331.1497 | 1218875.797 | 2603329.0477 | 1218875.7624 | 2603316.5601 | 1218873.1388
52 | 2603334.7319 | 1218875.0985 | 2603339.1198 | 1218894.8209
53 | 2603958.6321 | 1218872.1047 | 2603914.0997 | 1218856.0407
54 | 2603762.739 | 1218879.0253 | 2603763.8983 | 1218879.3961 | 2603789.3261 | 1218887.9731
55 | 2603792.3673 | 1218888.9989 | 2603789.3261 | 1218887.9731
56 | 2603792.3673 | 1218888.9989 | 2603808.0195 | 1218894.2785
57 | 2603808.0195 | 1218894.2785 | 2603813.7896 | 1218896.2248
58 | 2603817.9237 | 1218897.6296 | 2603816.1038 | 1218897.0054 | 2603813.7896 | 1218896.2248
59 | 2603821.1394 | 1218898.7327 | 2603817.9237 | 1218897.6296
60 | 2603203.0284 | 1218768.467 | 2603187.7306 | 1218766.7691 | 2603180.2641 | 1218765.331
61 | 2603203.0284 | 1218768.467 | 2603206.5611 | 1218765.9973
62 | 2603180.2641 | 1218765.331 | 2603174.7954 | 1218774.6112 | 2603161.7075 | 1218801.5902
63 | 2603206.5611 | 1218765.9973 | 2603209.1623 | 1218764.1789 | 2603211.6824 | 1218763.0017 | 2603212.7799 | 1218762.7131
64 | 2603254.6584 | 1218746.1705 | 2603251.6053 | 1218750.727 | 2603240.4303 | 1218759.0814 | 2603238.8286 | 1218760.1033 | 2603236.453 | 1218760.7024 | 2603229.3739 | 1218761.1528
65 | 2603291.7391 | 1218713.8498 | 2603286.3509 | 1218714.1915 | 2603284.1351 | 1218713.8901 | 2603281.8589 | 1218713.1885 | 2603276.6747 | 1218710.5007
66 | 2603153.0231 | 1218819.4922 | 2603161.7075 | 1218801.5902
67 | 2603229.3739 | 1218761.1528 | 2603215.3103 | 1218762.0475 | 2603212.7799 | 1218762.7131
68 | 2603153.0231 | 1218819.4922 | 2603149.9171 | 1218823.8375 | 2603145.4985 | 1218827.7152 | 2603141.6727 | 1218830.0368
69 | 2603153.0231 | 1218819.4922 | 2603156.9511 | 1218825.0196 | 2603160.3025 | 1218830.3577 | 2603163.0251 | 1218833.5499 | 2603165.6875 | 1218835.8637 | 2603169.2604 | 1218838.3447
70 | 2603204.3774 | 1218676.6904 | 2603207.6632 | 1218671.225 | 2603211.4071 | 1218666.2353 | 2603214.6038 | 1218662.7016 | 2603219.4701 | 1218659.1577 | 2603224.3322 | 1218656.0919
71 | 2603226.5182 | 1218654.7457 | 2603225.4597 | 1218655.381 | 2603224.3322 | 1218656.0919
72 | 2603363.7691 | 1218690.3647 | 2603381.6766 | 1218693.8432 | 2603400.7419 | 1218696.964
73 | 2603411.1707 | 1218662.7262 | 2603412.6666 | 1218663.6619
74 | 2603363.7691 | 1218690.3647 | 2603362.5794 | 1218700.8922 | 2603361.316 | 1218707.6621 | 2603358.799 | 1218716.9437 | 2603357.6104 | 1218721.0857
75 | 2603346.165 | 1218687.1198 | 2603351.1276 | 1218687.9007 | 2603363.7691 | 1218690.3647
76 | 2603408.8475 | 1218661.2732 | 2603411.1707 | 1218662.7262
77 | 2603357.6104 | 1218721.0857 | 2603356.2823 | 1218725.714 | 2603353.0233 | 1218731.8602 | 2603349.9471 | 1218736.8613
78 | 2603346.165 | 1218687.1198 | 2603341.6164 | 1218706.1503
79 | 2603346.165 | 1218687.1198 | 2603340.0339 | 1218685.8601 | 2603352.9939 | 1218661.2866
80 | 2603349.9471 | 1218736.8613 | 2603349.9471 | 1218736.8613 | 2603346.8643 | 1218740.1838 | 2603344.6856 | 1218741.4166 | 2603341.5817 | 1218741.804 | 2603336.3727 | 1218740.9513
81 | 2603352.9939 | 1218661.2866 | 2603373.1346 | 1218666.2037
82 | 2603308.198 | 1218645.8644 | 2603316.4909 | 1218649.0374
83 | 2603324.5319 | 1218626.9625 | 2603316.4909 | 1218649.0374
84 | 2603335.3464 | 1218626.1902 | 2603324.5319 | 1218626.9625
85 | 2603305.0221 | 1218624.884 | 2603307.2168 | 1218622.2281 | 2603311.9741 | 1218623.7983 | 2603318.7119 | 1218625.8365 | 2603324.5319 | 1218626.9625
86 | 2603378.9117 | 1218667.6141 | 2603373.1346 | 1218666.2037
87 | 2603310.4812 | 1218689.5906 | 2603310.2552 | 1218686.5887 | 2603310.4768 | 1218683.8762 | 2603311.4886 | 1218679.3075 | 2603305.3961 | 1218676.8917 | 2603300.2902 | 1218674.4653 | 2603293.2499 | 1218670.5148 | 2603291.3306 | 1218669.2463
88 | 2603310.4812 | 1218689.5906 | 2603313.1473 | 1218699.1085 | 2603314.8039 | 1218708.8483 | 2603315.1244 | 1218716.0741
89 | 2603281.2638 | 1218662.6927 | 2603286.2479 | 1218665.8972 | 2603291.3306 | 1218669.2463
90 | 2603315.1244 | 1218716.0741 | 2603315.1713 | 1218717.131 | 2603314.5689 | 1218722.3337 | 2603313.3455 | 1218727.8773
91 | 2603281.2638 | 1218662.6927 | 2603274.2542 | 1218658.1753 | 2603281.5629 | 1218642.9149
92 | 2603281.2638 | 1218662.6927 | 2603270.4045 | 1218680.6063
93 | 2603246.3367 | 1218640.7615 | 2603261.6991 | 1218650.0973 | 2603274.2542 | 1218658.1753 | 2603281.2638 | 1218662.6927
94 | 2603660.3668 | 1218806.0131 | 2603708.394 | 1218820.2726 | 2603710.3209 | 1218821.2744 | 2603711.3219 | 1218822.4645 | 2603711.966 | 1218824.0103
95 | 2603645.8478 | 1218750.2978 | 2603644.514 | 1218753.8357
96 | 2603645.8478 | 1218750.2978 | 2603650.1398 | 1218738.9131 | 2603651.7576 | 1218736.5016 | 2603655.2118 | 1218734.3469 | 2603659.7124 | 1218733.5158 | 2603664.4176 | 1218733.2073 | 2603669.753 | 1218732.2656 | 2603674.36 | 1218731.1233 | 2603675.4997 | 1218731.0542
97 | 2603343.7458 | 1218918.7728 | 2603343.6106 | 1218916.2157 | 2603343.3009 | 1218913.6141 | 2603339.1198 | 1218894.8209
98 | 2603343.7458 | 1218918.7728 | 2603343.1675 | 1218921.6408 | 2603342.2408 | 1218923.2635 | 2603340.1908 | 1218925.3079 | 2603335.3779 | 1218928.5627 | 2603323.8888 | 1218935.3645
99 | 2603312.9392 | 1218941.8469 | 2603323.8888 | 1218935.3645
100 | 2603305.1739 | 1218890.3022 | 2603308.9073 | 1218876.5853 | 2603309.7506 | 1218874.8403 | 2603310.7301 | 1218873.718 | 2603312.1345 | 1218872.8071 | 2603313.4701 | 1218872.6744 | 2603315.9969 | 1218873.0204 | 2603316.5601 | 1218873.1388
101 | 2603312.9392 | 1218941.8469 | 2603334.885 | 1218955.5668
102 | 2603312.9392 | 1218941.8469 | 2603302.1285 | 1218936.6047 | 2603293.9726 | 1218933.632 | 2603292.1224 | 1218933.0892
103 | 2603264.541 | 1218926.0059 | 2603283.5704 | 1218930.5801 | 2603292.1224 | 1218933.0892
104 | 2603821.1394 | 1218898.7327 | 2603840.5961 | 1218905.4066
105 | 2603843.6292 | 1218906.447 | 2603840.5961 | 1218905.4066
106 | 2603862.2997 | 1218912.8512 | 2603843.6292 | 1218906.447
107 | 2603868.9231 | 1218915.1231 | 2603862.2997 | 1218912.8512
108 | 2603878.7407 | 1218918.4907 | 2603868.9231 | 1218915.1231
109 | 2603210.4974 | 1218848.1867 | 2603201.8823 | 1218846.4042
110 | 2603223.7852 | 1218850.9361 | 2603210.4974 | 1218848.1867
111 | 2603201.8823 | 1218846.4042 | 2603181.4988 | 1218842.1866 | 2603176.8896 | 1218841.1784
112 | 2603169.2604 | 1218838.3447 | 2603172.5834 | 1218839.9585 | 2603176.1495 | 1218841.0165 | 2603176.8896 | 1218841.1784
113 | 2603169.2604 | 1218838.3447 | 2603165.8697 | 1218850.3609 | 2603165.405 | 1218853.8404 | 2603165.4565 | 1218856.8422 | 2603165.8568 | 1218860.6112 | 2603166.5186 | 1218863.7508
114 | 2603168.4911 | 1218872.2132 | 2603167.6357 | 1218869.0503 | 2603166.5186 | 1218863.7508
115 | 2603504.7021 | 1218726.098 | 2603508.8033 | 1218707.4008 | 2603509.6014 | 1218705.556
116 | 2603526.2167 | 1218688.4687 | 2603510.8013 | 1218703.4997 | 2603509.7987 | 1218705.1 | 2603509.6014 | 1218705.556
117 | 2603486.3226 | 1218738.5996 | 2603476.3568 | 1218755.2872 | 2603458.6936 | 1218781.0658
118 | 2603311.4087 | 1218735.7051 | 2603312.9105 | 1218729.8482 | 2603313.3455 | 1218727.8773
119 | 2603246.3367 | 1218640.7615 | 2603244.514 | 1218643.3287 | 2603241.9401 | 1218645.8287 | 2603232.0489 | 1218651.4266 | 2603226.5182 | 1218654.7457
120 | 2603246.3367 | 1218640.7615 | 2603233.9631 | 1218633.6731 | 2603224.0014 | 1218629.0318 | 2603214.9423 | 1218625.2916 | 2603211.9334 | 1218624.264
121 | 2603108.7402 | 1218841.0707 | 2603137.9611 | 1218831.4579 | 2603141.6727 | 1218830.0368
122 | 2603281.5629 | 1218642.9149 | 2603285.8369 | 1218633.9938
123 | 2603261.845 | 1218689.3642 | 2603263.1045 | 1218689.7651 | 2603263.9848 | 1218689.7655 | 2603264.7515 | 1218689.3768 | 2603265.7614 | 1218688.2656 | 2603270.4045 | 1218680.6063
124 | 2603288.8792 | 1218627.6435 | 2603285.8369 | 1218633.9938
125 | 2603305.0221 | 1218624.884 | 2603302.7811 | 1218629.1519 | 2603300.9654 | 1218632.7863 | 2603288.8792 | 1218627.6435
126 | 2603288.8792 | 1218627.6435 | 2603275.966 | 1218622.0778
127 | 2603275.966 | 1218622.0778 | 2603274.775 | 1218621.21 | 2603273.7966 | 1218620.0977 | 2603272.6898 | 1218617.9293 | 2603271.0301 | 1218613.826 | 2603269.0987 | 1218606.8099 | 2603268.9998 | 1218605.4767
128 | 2603335.3464 | 1218626.1902 | 2603339.1339 | 1218625.0027 | 2603342.5044 | 1218623.0479 | 2603345.3898 | 1218620.1145 | 2603349.3944 | 1218613.4825
129 | 2603261.845 | 1218689.3642 | 2603258.0551 | 1218695.1988 | 2603256.4863 | 1218696.2058
130 | 2603254.6455 | 1218685.1023 | 2603261.845 | 1218689.3642
131 | 2603270.0576 | 1218599.4478 | 2603269.3138 | 1218601.9405 | 2603268.8877 | 1218603.9637 | 2603268.9998 | 1218605.4767
132 | 2603108.7402 | 1218841.0707 | 2603114.1963 | 1218856.0598
133 | 2603114.2989 | 1218863.2528 | 2603114.2989 | 1218863.2528 | 2603114.7176 | 1218860.6515 | 2603114.1963 | 1218856.0598
134 | 2603114.2989 | 1218863.2528 | 2603112.6205 | 1218865.8646 | 2603109.1665 | 1218868.0529

## bus_geodata
| x | y | coords
0 | 2603813.1396 | 1218826.7479
1 | 2603850.3934 | 1218836.8433
2 | 2603772.1192 | 1218814.2529
3 | 2603883.8032 | 1218845.8969
4 | 2603749.107 | 1218805.5667
5 | 2603761.0766 | 1218833.9286
6 | 2603555.6342 | 1218744.8271
7 | 2603638.1093 | 1218768.167
8 | 2603522.1632 | 1218732.5224
9 | 2603888.4937 | 1218847.4185
10 | 2603714.6775 | 1218791.9408
11 | 2603740.1812 | 1218871.8104
12 | 2603890.0651 | 1218847.9282
13 | 2603694.1041 | 1218783.7986
14 | 2603759.6744 | 1218878.0451
15 | 2603443.62 | 1218689.9297
16 | 2603453.6235 | 1218660.6859
17 | 2603443.3742 | 1218705.5845
18 | 2603460.3669 | 1218662.8587
19 | 2603424.6681 | 1218701.1227
20 | 2603471.8862 | 1218714.8007
21 | 2603422.2931 | 1218700.6473
22 | 2603477.942 | 1218716.9218
23 | 2603407.1649 | 1218698.0154
24 | 2603484.0285 | 1218703.5804
25 | 2603493.124 | 1218722.2446
26 | 2603686.8004 | 1218781.5151
27 | 2603667.989 | 1218775.6337
28 | 2603304.8604 | 1218781.8472
29 | 2603302.8973 | 1218767.5596
30 | 2603311.9793 | 1218801.0775
31 | 2603303.3589 | 1218761.0001
32 | 2603325.1292 | 1218831.1161
33 | 2603243.7923 | 1218790.5239
34 | 2603213.2296 | 1218774.2008
35 | 2603307.9008 | 1218745.9102
36 | 2603329.6433 | 1218852.2267
37 | 2603311.1233 | 1218736.8178
38 | 2603282.9673 | 1218740.5269
39 | 2603334.7319 | 1218875.0985
40 | 2603914.0997 | 1218856.0407
41 | 2603958.6321 | 1218872.1047
42 | 2603789.3261 | 1218887.9731
43 | 2603762.739 | 1218879.0253
44 | 2603792.3673 | 1218888.9989
45 | 2603808.0195 | 1218894.2785
46 | 2603813.7896 | 1218896.2248
47 | 2603817.9237 | 1218897.6296
48 | 2603203.0284 | 1218768.467
49 | 2603180.2641 | 1218765.331
50 | 2603206.5611 | 1218765.9973
51 | 2603254.6584 | 1218746.1705
52 | 2603291.7391 | 1218713.8498
53 | 2603161.7075 | 1218801.5902
54 | 2603212.7799 | 1218762.7131
55 | 2603153.0231 | 1218819.4922
56 | 2603204.3774 | 1218676.6904
57 | 2603224.3323 | 1218656.0919
58 | 2603229.3739 | 1218761.1528
59 | 2603400.7419 | 1218696.964
60 | 2603412.6666 | 1218663.6619
61 | 2603363.7691 | 1218690.3647
62 | 2603411.1707 | 1218662.7262
63 | 2603357.6104 | 1218721.0857
64 | 2603346.165 | 1218687.1198
65 | 2603408.8475 | 1218661.2732
66 | 2603349.9471 | 1218736.8613
67 | 2603341.6164 | 1218706.1503
68 | 2603352.9939 | 1218661.2866
69 | 2603336.3727 | 1218740.9513
70 | 2603316.4909 | 1218649.0374
71 | 2603308.198 | 1218645.8644
72 | 2603324.5319 | 1218626.9625
73 | 2603373.1346 | 1218666.2037
74 | 2603310.4812 | 1218689.5905
75 | 2603291.3306 | 1218669.2463
76 | 2603315.1244 | 1218716.0741
77 | 2603281.2638 | 1218662.6927
78 | 2603378.9117 | 1218667.6141
79 | 2603660.3668 | 1218806.0131
80 | 2603711.966 | 1218824.0103
81 | 2603644.514 | 1218753.8357
82 | 2603645.8478 | 1218750.2978
83 | 2603675.4997 | 1218731.0542
84 | 2603339.1198 | 1218894.8209
85 | 2603343.7458 | 1218918.7728
86 | 2603323.8888 | 1218935.3645
87 | 2603316.5601 | 1218873.1388
88 | 2603312.9392 | 1218941.8469
89 | 2603305.1739 | 1218890.3022
90 | 2603334.885 | 1218955.5668
91 | 2603292.1224 | 1218933.0892
92 | 2603821.1394 | 1218898.7327
93 | 2603840.5961 | 1218905.4066
94 | 2603843.6292 | 1218906.447
95 | 2603862.2997 | 1218912.8512
96 | 2603868.9231 | 1218915.1231
97 | 2603210.4974 | 1218848.1867
98 | 2603201.8823 | 1218846.4042
99 | 2603223.7852 | 1218850.9361
100 | 2603176.8896 | 1218841.1784
101 | 2603264.541 | 1218926.0059
102 | 2603169.2604 | 1218838.3447
103 | 2603166.5186 | 1218863.7508
104 | 2603878.7407 | 1218918.4907
105 | 2603504.7021 | 1218726.098
106 | 2603509.6014 | 1218705.556
107 | 2603486.3226 | 1218738.5996
108 | 2603526.2167 | 1218688.4687
109 | 2603458.6936 | 1218781.0658
110 | 2603311.4087 | 1218735.7051
111 | 2603226.5182 | 1218654.7457
112 | 2603246.3367 | 1218640.7615
113 | 2603141.6727 | 1218830.0368
114 | 2603211.9334 | 1218624.264
115 | 2603281.5629 | 1218642.9149
116 | 2603270.4045 | 1218680.6063
117 | 2603285.8369 | 1218633.9938
118 | 2603497.9901 | 1218672.9774
119 | 2603168.4911 | 1218872.2132
120 | 2603313.3455 | 1218727.8773
121 | 2603276.6747 | 1218710.5007
122 | 2603305.0221 | 1218624.884
123 | 2603288.8792 | 1218627.6435
124 | 2603275.966 | 1218622.0778
125 | 2603335.3464 | 1218626.1902
126 | 2603261.845 | 1218689.3642
127 | 2603256.4863 | 1218696.2058
128 | 2603254.6455 | 1218685.1023
129 | 2603268.9999 | 1218605.4767
130 | 2603270.0576 | 1218599.4478
131 | 2603108.7402 | 1218841.0707
132 | 2603114.1963 | 1218856.0598
133 | 2603114.2989 | 1218863.2528
134 | 2603109.1665 | 1218868.0529
135 | 2603349.3944 | 1218613.4825
136 | 2603493.124 | 1218722.2446

## line_std_types
| c_nf_per_km | r_ohm_per_km | x_ohm_per_km | max_i_ka | type | q_mm2 | alpha | voltage_rating
NAYY 4x50 SE | 210 | 0.642 | 0.083 | 0.142 | cs | 50 | 0.00403 | LV
NAYY 4x120 SE | 264 | 0.225 | 0.08 | 0.242 | cs | 120 | 0.00403 | LV
NAYY 4x150 SE | 261 | 0.208 | 0.08 | 0.27 | cs | 150 | 0.00403 | LV
NA2XS2Y 1x95 RM/25 12/20 kV | 216 | 0.313 | 0.132 | 0.252 | cs | 95 | 0.00403 | MV
NA2XS2Y 1x185 RM/25 12/20 kV | 273 | 0.161 | 0.117 | 0.362 | cs | 185 | 0.00403 | MV
NA2XS2Y 1x240 RM/25 12/20 kV | 304 | 0.122 | 0.112 | 0.421 | cs | 240 | 0.00403 | MV
NA2XS2Y 1x95 RM/25 6/10 kV | 315 | 0.313 | 0.123 | 0.249 | cs | 95 | 0.00403 | MV
NA2XS2Y 1x185 RM/25 6/10 kV | 406 | 0.161 | 0.11 | 0.358 | cs | 185 | 0.00403 | MV
NA2XS2Y 1x240 RM/25 6/10 kV | 456 | 0.122 | 0.105 | 0.416 | cs | 240 | 0.00403 | MV
NA2XS2Y 1x150 RM/25 12/20 kV | 250 | 0.206 | 0.116 | 0.319 | cs | 150 | 0.00403 | MV
NA2XS2Y 1x120 RM/25 12/20 kV | 230 | 0.253 | 0.119 | 0.283 | cs | 120 | 0.00403 | MV
NA2XS2Y 1x70 RM/25 12/20 kV | 190 | 0.443 | 0.132 | 0.22 | cs | 70 | 0.00403 | MV
NA2XS2Y 1x150 RM/25 6/10 kV | 360 | 0.206 | 0.11 | 0.315 | cs | 150 | 0.00403 | MV
NA2XS2Y 1x120 RM/25 6/10 kV | 340 | 0.253 | 0.113 | 0.28 | cs | 120 | 0.00403 | MV
NA2XS2Y 1x70 RM/25 6/10 kV | 280 | 0.443 | 0.123 | 0.217 | cs | 70 | 0.00403 | MV
N2XS(FL)2Y 1x120 RM/35 64/110 kV | 112 | 0.153 | 0.166 | 0.366 | cs | 120 | 0.00393 | HV
N2XS(FL)2Y 1x185 RM/35 64/110 kV | 125 | 0.099 | 0.156 | 0.457 | cs | 185 | 0.00393 | HV
N2XS(FL)2Y 1x240 RM/35 64/110 kV | 135 | 0.075 | 0.149 | 0.526 | cs | 240 | 0.00393 | HV
N2XS(FL)2Y 1x300 RM/35 64/110 kV | 144 | 0.06 | 0.144 | 0.588 | cs | 300 | 0.00393 | HV
15-AL1/3-ST1A 0.4 | 11 | 1.8769 | 0.35 | 0.105 | ol | 16 | 0.00403 | LV
24-AL1/4-ST1A 0.4 | 11.25 | 1.2012 | 0.335 | 0.14 | ol | 24 | 0.00403 | LV
48-AL1/8-ST1A 0.4 | 12.2 | 0.5939 | 0.3 | 0.21 | ol | 48 | 0.00403 | LV
94-AL1/15-ST1A 0.4 | 13.2 | 0.306 | 0.29 | 0.35 | ol | 94 | 0.00403 | LV
34-AL1/6-ST1A 10.0 | 9.7 | 0.8342 | 0.36 | 0.17 | ol | 34 | 0.00403 | MV
48-AL1/8-ST1A 10.0 | 10.1 | 0.5939 | 0.35 | 0.21 | ol | 48 | 0.00403 | MV
70-AL1/11-ST1A 10.0 | 10.4 | 0.4132 | 0.339 | 0.29 | ol | 70 | 0.00403 | MV
94-AL1/15-ST1A 10.0 | 10.75 | 0.306 | 0.33 | 0.35 | ol | 94 | 0.00403 | MV
122-AL1/20-ST1A 10.0 | 11.1 | 0.2376 | 0.323 | 0.41 | ol | 122 | 0.00403 | MV
149-AL1/24-ST1A 10.0 | 11.25 | 0.194 | 0.315 | 0.47 | ol | 149 | 0.00403 | MV
34-AL1/6-ST1A 20.0 | 9.15 | 0.8342 | 0.382 | 0.17 | ol | 34 | 0.00403 | MV
48-AL1/8-ST1A 20.0 | 9.5 | 0.5939 | 0.372 | 0.21 | ol | 48 | 0.00403 | MV
70-AL1/11-ST1A 20.0 | 9.7 | 0.4132 | 0.36 | 0.29 | ol | 70 | 0.00403 | MV
94-AL1/15-ST1A 20.0 | 10 | 0.306 | 0.35 | 0.35 | ol | 94 | 0.00403 | MV
122-AL1/20-ST1A 20.0 | 10.3 | 0.2376 | 0.344 | 0.41 | ol | 122 | 0.00403 | MV
149-AL1/24-ST1A 20.0 | 10.5 | 0.194 | 0.337 | 0.47 | ol | 149 | 0.00403 | MV
184-AL1/30-ST1A 20.0 | 10.75 | 0.1571 | 0.33 | 0.535 | ol | 184 | 0.00403 | MV
243-AL1/39-ST1A 20.0 | 11 | 0.1188 | 0.32 | 0.645 | ol | 243 | 0.00403 | MV
48-AL1/8-ST1A 110.0 | 8 | 0.5939 | 0.46 | 0.21 | ol | 48 | 0.00403 | HV
70-AL1/11-ST1A 110.0 | 8.4 | 0.4132 | 0.45 | 0.29 | ol | 70 | 0.00403 | HV
94-AL1/15-ST1A 110.0 | 8.65 | 0.306 | 0.44 | 0.35 | ol | 94 | 0.00403 | HV
122-AL1/20-ST1A 110.0 | 8.5 | 0.2376 | 0.43 | 0.41 | ol | 122 | 0.00403 | HV
149-AL1/24-ST1A 110.0 | 8.75 | 0.194 | 0.41 | 0.47 | ol | 149 | 0.00403 | HV
184-AL1/30-ST1A 110.0 | 8.8 | 0.1571 | 0.4 | 0.535 | ol | 184 | 0.00403 | HV
243-AL1/39-ST1A 110.0 | 9 | 0.1188 | 0.39 | 0.645 | ol | 243 | 0.00403 | HV
305-AL1/39-ST1A 110.0 | 9.2 | 0.0949 | 0.38 | 0.74 | ol | 305 | 0.00403 | HV
490-AL1/64-ST1A 110.0 | 9.75 | 0.059 | 0.37 | 0.96 | ol | 490 | 0.00403 | HV
679-AL1/86-ST1A 110.0 | 9.95 | 0.042 | 0.36 | 1.15 | ol | 679 | 0.00403 | HV
490-AL1/64-ST1A 220.0 | 10 | 0.059 | 0.285 | 0.96 | ol | 490 | 0.00403 | HV
679-AL1/86-ST1A 220.0 | 11.7 | 0.042 | 0.275 | 1.15 | ol | 679 | 0.00403 | HV
490-AL1/64-ST1A 380.0 | 11 | 0.059 | 0.253 | 0.96 | ol | 490 | 0.00403 | HV
679-AL1/86-ST1A 380.0 | 14.6 | 0.042 | 0.25 | 1.15 | ol | 679 | 0.00403 | HV

## trafo_std_types
| i0_percent | pfe_kw | vkr_percent | sn_mva | vn_lv_kv | vn_hv_kv | vk_percent | shift_degree | vector_group | tap_side | tap_neutral | tap_min | tap_max | tap_step_degree | tap_step_percent | tap_phase_shifter
160 MVA 380/110 kV | 0.06 | 60 | 0.25 | 160 | 110 | 380 | 12.2 | 0 | Yy0 | hv | 0 | -9 | 9 | 0 | 1.5 | FALSE
100 MVA 220/110 kV | 0.06 | 55 | 0.26 | 100 | 110 | 220 | 12 | 0 | Yy0 | hv | 0 | -9 | 9 | 0 | 1.5 | FALSE
63 MVA 110/20 kV | 0.04 | 22 | 0.32 | 63 | 20 | 110 | 18 | 150 | YNd5 | hv | 0 | -9 | 9 | 0 | 1.5 | FALSE
40 MVA 110/20 kV | 0.05 | 18 | 0.34 | 40 | 20 | 110 | 16.2 | 150 | YNd5 | hv | 0 | -9 | 9 | 0 | 1.5 | FALSE
25 MVA 110/20 kV | 0.07 | 14 | 0.41 | 25 | 20 | 110 | 12 | 150 | YNd5 | hv | 0 | -9 | 9 | 0 | 1.5 | FALSE
63 MVA 110/10 kV | 0.04 | 22 | 0.32 | 63 | 10 | 110 | 18 | 150 | YNd5 | hv | 0 | -9 | 9 | 0 | 1.5 | FALSE
40 MVA 110/10 kV | 0.05 | 18 | 0.34 | 40 | 10 | 110 | 16.2 | 150 | YNd5 | hv | 0 | -9 | 9 | 0 | 1.5 | FALSE
25 MVA 110/10 kV | 0.07 | 14 | 0.41 | 25 | 10 | 110 | 12 | 150 | YNd5 | hv | 0 | -9 | 9 | 0 | 1.5 | FALSE
0.25 MVA 20/0.4 kV | 0.32 | 0.8 | 1.44 | 0.25 | 0.4 | 20 | 6 | 150 | Yzn5 | hv | 0 | -2 | 2 | 0 | 2.5 | FALSE
0.4 MVA 20/0.4 kV | 0.3375 | 1.35 | 1.425 | 0.4 | 0.4 | 20 | 6 | 150 | Dyn5 | hv | 0 | -2 | 2 | 0 | 2.5 | FALSE
0.63 MVA 20/0.4 kV | 0.2619 | 1.65 | 1.206 | 0.63 | 0.4 | 20 | 6 | 150 | Dyn5 | hv | 0 | -2 | 2 | 0 | 2.5 | FALSE
0.25 MVA 10/0.4 kV | 0.24 | 0.6 | 1.2 | 0.25 | 0.4 | 10 | 4 | 150 | Dyn5 | hv | 0 | -2 | 2 | 0 | 2.5 | FALSE
0.4 MVA 10/0.4 kV | 0.2375 | 0.95 | 1.325 | 0.4 | 0.4 | 10 | 4 | 150 | Dyn5 | hv | 0 | -2 | 2 | 0 | 2.5 | FALSE
0.63 MVA 10/0.4 kV | 0.1873 | 1.18 | 1.0794 | 0.63 | 0.4 | 10 | 4 | 150 | Dyn5 | hv | 0 | -2 | 2 | 0 | 2.5 | FALSE

## trafo3w_std_types
| sn_hv_mva | sn_mv_mva | sn_lv_mva | vn_hv_kv | vn_mv_kv | vn_lv_kv | vk_hv_percent | vk_mv_percent | vk_lv_percent | vkr_hv_percent | vkr_mv_percent | vkr_lv_percent | pfe_kw | i0_percent | shift_mv_degree | shift_lv_degree | vector_group | tap_side | tap_neutral | tap_min | tap_max | tap_step_percent
63/25/38 MVA 110/20/10 kV | 63 | 25 | 38 | 110 | 20 | 10 | 10.4 | 10.4 | 10.4 | 0.28 | 0.32 | 0.35 | 35 | 0.89 | 0 | 0 | YN0yn0yn0 | hv | 0 | -10 | 10 | 1.2
63/25/38 MVA 110/10/10 kV | 63 | 25 | 38 | 110 | 10 | 10 | 10.4 | 10.4 | 10.4 | 0.28 | 0.32 | 0.35 | 35 | 0.89 | 0 | 0 | YN0yn0yn0 | hv | 0 | -10 | 10 | 1.2

## fuse_std_types
| fuse_type | i_rated_a | t_avg | t_min | t_total | x_avg | x_min | x_total
HV 100A | HV 100A | 100 | 0 | [10.0, 3.64, 0.854, 0.281, 0.1, 0.0531, 0.022, 0.01] | [10.0, 4.267, 1.21, 0.403, 0.1, 0.058, 0.022, 0.01] | 0 | [300.0, 350.0, 450.0, 550.0, 700.0, 850.0, 1200.0, 1752.0] | [600.0, 700.0, 900.0, 1150.0, 1665.0, 2000.0, 3000.0, 4313.0]
HV 10A | HV 10A | 10 | 0 | [10.0, 1675.0, 0.344, 0.156, 0.1, 0.0417, 0.0171, 0.01] | [10.0, 1.3, 0.3, 0.155, 0.1, 0.0555, 0.023, 0.01] | 0 | [30.0, 32.0, 35.0, 37.0, 39.0, 50.0, 70.0, 88.0] | [60.0, 70.0, 80.0, 87.0, 94.0, 110.0, 150.0, 216.0]
HV 125A | HV 125A | 125 | 0 | [10.0, 1.82, 0.344, 0.1, 0.0467, 0.0269, 0.01] | [10.0, 2.478, 0.426, 0.1, 0.0427, 0.0211, 0.01] | 0 | [375.0, 500.0, 700.0, 925.0, 1200.0, 1500.0, 2341.0] | [750.0, 1000.0, 1500.0, 2200.0, 3000.0, 4000.0, 5765.0]
HV 160A | HV 160A | 160 | 0 | [10.0, 4.15, 1.03, 0.198, 0.1, 0.051, 0.0172, 0.01] | [10.0, 2.3, 0.734, 0.274, 0.1, 0.046, 0.0177, 0.01] | 0 | [480.0, 550.0, 700.0, 1000.0, 1260.0, 1600.0, 2500.0, 3227.0] | [960.0, 1300.0, 1700.0, 2200.0, 2996.0, 4000.0, 6000.0, 7946.0]
HV 16A | HV 16A | 16 | 0 | [10.0, 0.352, 0.164, 0.1, 0.0649, 0.0342, 0.01] | [10.0, 2.34, 0.722, 0.181, 0.1, 0.055, 0.0296, 0.01] | 0 | [48.0, 60.0, 65.0, 71.0, 80.0, 100.0, 162.0] | [96.0, 110.0, 125.0, 150.0, 168.0, 200.0, 250.0, 398.0]
HV 200A | HV 200A | 200 | 0 | [10.0, 4.267, 1.21, 0.403, 0.1, 0.058, 0.022, 0.01] | [10.0, 3.73, 1.654, 0.328, 0.1, 0.0531, 0.019, 0.01] | 0 | [600.0, 700.0, 900.0, 1150.0, 1665.0, 2000.0, 3000.0, 4313.0] | [1200.0, 1500.0, 1800.0, 2700.0, 3960.0, 5000.0, 7500.0, 10620.0]
HV 20A | HV 20A | 20 | 0 | [10.0, 1.3, 0.3, 0.155, 0.1, 0.0555, 0.023, 0.01] | [10.0, 1.3, 0.161, 0.1, 0.0611, 0.0399, 0.0141, 0.01] | 0 | [60.0, 70.0, 80.0, 87.0, 94.0, 110.0, 150.0, 216.0] | [120.0, 150.0, 200.0, 223.0, 260.0, 300.0, 450.0, 532.0]
HV 25A | HV 25A | 25 | 0 | [10.0, 2.512, 0.833, 0.299, 0.1, 0.0372, 0.0223, 0.01] | [10.0, 3.125, 0.597, 0.198, 0.1, 0.0378, 0.022, 0.01] | 0 | [75.0, 82.0, 90.0, 100.0, 124.0, 170.0, 200.0, 289.0] | [150.0, 170.0, 210.0, 250.0, 294.0, 400.0, 500.0, 711.0]
HV 31.5A | HV 31.5A | 31.5 | 0 | [10.0, 2.34, 0.722, 0.181, 0.1, 0.055, 0.0296, 0.01] | [10.0, 2.84, 0.368, 0.164, 0.1, 0.0621, 0.0378, 0.0195, 0.01] | 0 | [95.0, 110.0, 125.0, 150.0, 165.0, 200.0, 250.0, 390.0] | [189.0, 220.0, 300.0, 350.0, 393.0, 450.0, 530.0, 700.0, 960.0]
HV 40A | HV 40A | 40 | 0 | [10.0, 1.3, 0.161, 0.1, 0.0611, 0.0399, 0.0141, 0.01] | [10.0, 2.05, 0.369, 0.198, 0.1, 0.051, 0.0298, 0.01] | 0 | [120.0, 150.0, 200.0, 223.0, 260.0, 300.0, 450.0, 532.0] | [240.0, 300.0, 400.0, 450.0, 530.0, 650.0, 800.0, 1311.0]
HV 50A | HV 50A | 50 | 0 | [10.0, 3.215, 0.597, 0.198, 0.1, 0.0378, 0.022, 0.01] | [10.0, 3.64, 0.854, 0.281, 0.1, 0.0531, 0.022, 0.01] | 0 | [150.0, 170.0, 210.0, 250.0, 294.0, 400.0, 500.0, 711.0] | [300.0, 350.0, 450.0, 550.0, 700.0, 850.0, 1200.0, 1752.0]
HV 6.3A | HV 6.3A | 6.3 | 0 | [10.0, 1.39, 0.344, 0.168, 0.1, 0.056, 0.0263, 0.01] | [10.0, 1.711, 0.516, 0.198, 0.1, 0.0634, 0.0303, 0.01] | 0 | [19.0, 19.5, 20.4, 20.8, 22.0, 25.0, 32.0, 48.0] | [38.0, 40.0, 43.0, 48.0, 53.0, 60.0, 75.0, 118.0]
HV 63A | HV 63A | 63 | 0 | [10.0, 2.84, 0.368, 0.164, 0.1, 0.0621, 0.0378, 0.0195, 0.01] | [10.0, 1.82, 0.344, 0.1, 0.0467, 0.0269, 0.01] | 0 | [189.0, 220.0, 300.0, 350.0, 393.0, 450.0, 530.0, 700.0, 961.0] | [378.0, 500.0, 700.0, 934.0, 1200.0, 1500.0, 2366.0]
HV 80A | HV 80A | 80 | 0 | [10.0, 2.05, 0.369, 0.198, 0.1, 0.051, 0.0298, 0.01] | [10.0, 4.15, 1.03, 0.198, 0.1, 0.051, 0.0172, 0.01] | 0 | [240.0, 300.0, 400.0, 450.0, 530.0, 650.0, 800.0, 1311.0] | [480.0, 550.0, 700.0, 1000.0, 1260.0, 1600.0, 2500.0, 3227.0]
Siemens NH-1-100 | Siemens NH-1-100 | 100 | [5400.0, 2000.0, 400.0, 20.0, 1.0, 0.2, 0.012, 0.004] | 0 | 0 | [150.0, 190.0, 250.0, 430.0, 900.0, 1250.0, 2700.0, 3600.0] | 0 | 0
Siemens NH-1-125 | Siemens NH-1-125 | 125 | [4800.0, 120.0, 7.0, 0.1, 0.004] | 0 | 0 | [180.0, 400.0, 740.0, 2000.0, 4250.0] | 0 | 0
Siemens NH-1-16 | Siemens NH-1-16 | 16 | [4000.0, 400.0, 2.0, 0.1, 0.04, 0.01] | 0 | 0 | [26.0, 35.0, 75.0, 150.0, 200.0, 300.0] | 0 | 0
Siemens NH-1-160 | Siemens NH-1-160 | 160 | [4800.0, 120.0, 7.0, 0.1, 0.004] | 0 | 0 | [210.0, 500.0, 900.0, 2300.0, 5000.0] | 0 | 0
Siemens NH-1-25 | Siemens NH-1-25 | 25 | [4000.0, 1000.0, 10.0, 0.2, 0.02, 0.01] | 0 | 0 | [40.0, 50.0, 100.0, 210.0, 400.0, 500.0] | 0 | 0
Siemens NH-1-50 | Siemens NH-1-50 | 50 | [4000.0, 40.0, 4.0, 1.0, 0.02, 0.01] | 0 | 0 | [86.0, 200.0, 300.0, 400.0, 1000.0, 1280.0] | 0 | 0
Siemens NH-1-63 | Siemens NH-1-63 | 63 | [4000.0, 100.0, 10.0, 2.0, 0.04, 0.01] | 0 | 0 | [100.0, 200.0, 300.0, 400.0, 1000.0, 1500.0] | 0 | 0
Siemens NH-1-80 | Siemens NH-1-80 | 80 | [4800.0, 120.0, 7.0, 0.1, 0.01] | 0 | 0 | [150.58, 250.0, 450.0, 1150.0, 2470.0] | 0 | 0
Siemens NH-2-1000 | Siemens NH-2-1000 | 1000 | [4800.0, 120.0, 7.0, 0.1, 0.004] | 0 | 0 | [1900.0, 3500.0, 8400.0, 24000.0, 52000.0] | 0 | 0
Siemens NH-2-200 | Siemens NH-2-200 | 200 | [4800.0, 120.0, 7.0, 0.1, 0.004] | 0 | 0 | [280.0, 650.0, 1200.0, 3000.0, 7000.0] | 0 | 0
Siemens NH-2-224 | Siemens NH-2-224 | 224 | [4800.0, 120.0, 7.0, 0.2, 0.04, 0.004] | 0 | 0 | [400.0, 750.0, 1453.0, 3025.0, 4315.0, 7600.0] | 0 | 0
Siemens NH-2-250 | Siemens NH-2-250 | 250 | [4800.0, 120.0, 7.0, 0.1, 0.004] | 0 | 0 | [450.0, 800.0, 1650.0, 4000.0, 8500.0] | 0 | 0
Siemens NH-2-315 | Siemens NH-2-315 | 315 | [4800.0, 120.0, 7.0, 0.1, 0.004] | 0 | 0 | [550.0, 920.0, 1900.0, 5000.0, 11000.0] | 0 | 0
Siemens NH-2-355 | Siemens NH-2-355 | 355 | [4800.0, 120.0, 6.0, 0.1, 0.004] | 0 | 0 | [650.0, 1116.27, 2350.0, 5840.0, 12790.0] | 0 | 0
Siemens NH-2-400 | Siemens NH-2-400 | 400 | [4800.0, 120.0, 7.0, 0.1, 0.004] | 0 | 0 | [720.0, 1350.0, 2800.0, 6500.0, 15000.0] | 0 | 0
Siemens NH-2-425 | Siemens NH-2-425 | 425 | [4800.0, 120.0, 7.0, 0.1, 0.004] | 0 | 0 | [850.0, 1500.0, 3050.0, 7500.0, 16500.0] | 0 | 0
Siemens NH-2-630 | Siemens NH-2-630 | 630 | [4800.0, 120.0, 7.0, 0.1, 0.004] | 0 | 0 | [1200.0, 2000.0, 4800.0, 12000.0, 26000.0] | 0 | 0

## res_bus
| vm_pu | va_degree | p_mw | q_mvar
0 | 0.97776 | -0.42705 | 0.0021972 | 0.00055067
1 | 0.97691 | -0.44378 | 0.00173 | 0.00043358
2 | 0.97879 | -0.40677 | 0 | 0
3 | 0.9762 | -0.45771 | 0 | 0
4 | 0.97993 | -0.38446 | 0.0015538 | 0.00038942
5 | 0.97829 | -0.4166 | 0.001127 | 0.00028246
6 | 0.99065 | -0.17715 | 0 | 0
7 | 0.98574 | -0.27168 | 0 | 0
8 | 0.9927 | -0.13809 | 0.0057919 | 0.0014516
9 | 0.9761 | -0.4597 | 0.00069297 | 0.00017367
10 | 0.9817 | -0.34995 | 0.00074372 | 0.00018639
11 | 0.97737 | -0.43461 | 0 | 0
12 | 0.97606 | -0.46034 | 0.0031756 | 0.00079588
13 | 0.98278 | -0.32909 | 0 | 0
14 | 0.97694 | -0.44313 | 0.0016199 | 0.00040598
15 | 0.99004 | -0.18885 | 0.0014327 | 0.00035907
16 | 0.98999 | -0.18977 | 0.00079134 | 0.00019833
17 | 0.99008 | -0.18806 | 0 | 0
18 | 0.98999 | -0.18979 | 0.00017895 | 4.485e-05
19 | 0.98846 | -0.21906 | 0.00065879 | 0.00016511
20 | 0.99266 | -0.13868 | 0.0018931 | 0.00047446
21 | 0.98826 | -0.22294 | 0.00027138 | 6.8014e-05
22 | 0.99323 | -0.12793 | 0 | 0
23 | 0.98698 | -0.24752 | 0 | 0
24 | 0.99321 | -0.12829 | 0.00033335 | 8.3546e-05
25 | 0.99467 | -0.10069 | 0 | 0
26 | 0.98315 | -0.32188 | 0.0024785 | 0.00062118
27 | 0.98415 | -0.30247 | 0 | 0
28 | 0.97559 | -0.46909 | 0.0011061 | 0.00027722
29 | 0.9759 | -0.46289 | 0.0026153 | 0.00065545
30 | 0.97516 | -0.47752 | 0.0024271 | 0.00060828
31 | 0.97606 | -0.45975 | 0.0012392 | 0.00031058
32 | 0.97455 | -0.48956 | 0.0029292 | 0.00073412
33 | 0.97376 | -0.50512 | 0.0024382 | 0.00061108
34 | 0.97384 | -0.50357 | 0.0014863 | 0.00037251
35 | 0.97646 | -0.45187 | 0 | 0
36 | 0.97421 | -0.49629 | 0.00082343 | 0.00020637
37 | 0.97697 | -0.44189 | 0 | 0
38 | 0.97576 | -0.46578 | 0.00050169 | 0.00012574
39 | 0.97385 | -0.50325 | 0 | 0
40 | 0.97564 | -0.46877 | 0.0088324 | 0.0022136
41 | 0.97523 | -0.47686 | 0.0093209 | 0.002336
42 | 0.97639 | -0.45401 | 0.0012599 | 0.00031577
43 | 0.97688 | -0.44437 | 0.0023876 | 0.00059839
44 | 0.97633 | -0.45504 | 0.0013208 | 0.00033103
45 | 0.97608 | -0.45994 | 0.00095723 | 0.0002399
46 | 0.976 | -0.46164 | 0.00087142 | 0.0002184
47 | 0.97594 | -0.46279 | 0.0015462 | 0.00038751
48 | 0.97388 | -0.50273 | 0 | 0
49 | 0.97353 | -0.50965 | 0 | 0
50 | 0.97396 | -0.50111 | 0.00048693 | 0.00012204
51 | 0.9751 | -0.47866 | 0.001402 | 0.00035136
52 | 0.97564 | -0.46809 | 0 | 0
53 | 0.9729 | -0.52197 | 0.00076466 | 0.00019164
54 | 0.9741 | -0.4984 | 0.0010656 | 0.00026707
55 | 0.97261 | -0.52771 | 0 | 0
56 | 0.97553 | -0.47034 | 0.00022324 | 5.5949e-05
57 | 0.97553 | -0.47022 | 0.00020833 | 5.2214e-05
58 | 0.97444 | -0.49168 | 0.001062 | 0.00026615
59 | 0.98644 | -0.2578 | 0.0016069 | 0.00040273
60 | 0.98693 | -0.24848 | 0.00067509 | 0.00016919
61 | 0.98342 | -0.31622 | 0 | 0
62 | 0.98693 | -0.24851 | 0.00043845 | 0.00010989
63 | 0.98111 | -0.361 | 0.0013061 | 0.00032733
64 | 0.98329 | -0.31869 | 0 | 0
65 | 0.98693 | -0.24852 | 0.00027073 | 6.7851e-05
66 | 0.97984 | -0.38582 | 0.0017545 | 0.00043973
67 | 0.9832 | -0.3204 | 0.0048522 | 0.0012161
68 | 0.9832 | -0.32041 | 0 | 0
69 | 0.97875 | -0.40711 | 0.0012816 | 0.0003212
70 | 0.97536 | -0.4736 | 0 | 0
71 | 0.97536 | -0.47365 | 0.00032598 | 8.1697e-05
72 | 0.97537 | -0.47346 | 0 | 0
73 | 0.98315 | -0.32145 | 0.00051689 | 0.00012954
74 | 0.97631 | -0.45499 | 0 | 0
75 | 0.97588 | -0.4634 | 0 | 0
76 | 0.97666 | -0.44811 | 0.0016858 | 0.0004225
77 | 0.97572 | -0.46647 | 0 | 0
78 | 0.98314 | -0.3217 | 0.0022855 | 0.0005728
79 | 0.98411 | -0.30311 | 0 | 0
80 | 0.98406 | -0.30423 | 0.0011237 | 0.00028162
81 | 0.98565 | -0.27337 | 0.0028556 | 0.00071568
82 | 0.98564 | -0.27358 | 0.0025481 | 0.00063862
83 | 0.98562 | -0.274 | 0.00058537 | 0.00014671
84 | 0.97361 | -0.50811 | 0.0028542 | 0.00071532
85 | 0.97338 | -0.51271 | 0 | 0
86 | 0.97312 | -0.51777 | 0.0021786 | 0.000546
87 | 0.9738 | -0.5043 | 0.0010893 | 0.000273
88 | 0.97302 | -0.51965 | 0 | 0
89 | 0.97376 | -0.50517 | 0.0019901 | 0.00049877
90 | 0.97296 | -0.52097 | 0.0027778 | 0.00069618
91 | 0.97291 | -0.52185 | 0.0019346 | 0.00048486
92 | 0.9759 | -0.46359 | 0.0011785 | 0.00029535
93 | 0.97568 | -0.46798 | 0.0019443 | 0.0004873
94 | 0.97565 | -0.46855 | 0.0014013 | 0.00035121
95 | 0.9755 | -0.47156 | 0.0009313 | 0.00023341
96 | 0.97545 | -0.47251 | 0.0010094 | 0.00025298
97 | 0.97196 | -0.54067 | 0.0016806 | 0.00042119
98 | 0.97202 | -0.53946 | 0.0023605 | 0.00059161
99 | 0.97189 | -0.54211 | 0.0057593 | 0.0014434
100 | 0.97225 | -0.53485 | 0.00047252 | 0.00011843
101 | 0.97282 | -0.5236 | 0.0033379 | 0.00083655
102 | 0.97233 | -0.5333 | 0 | 0
103 | 0.97229 | -0.53416 | 0.0009485 | 0.00023772
104 | 0.97539 | -0.47372 | 0.0063763 | 0.001598
105 | 0.99387 | -0.11587 | 0 | 0
106 | 0.99381 | -0.11706 | 0.000402 | 0.00010075
107 | 0.99604 | -0.074655 | 0.0013812 | 0.00034616
108 | 0.99375 | -0.11822 | 0.0027616 | 0.00069211
109 | 1 | 0 | -0.17337 | -0.044351
110 | 0.97695 | -0.44226 | 0.001444 | 0.00036189
111 | 0.97554 | -0.4702 | 0.00023965 | 6.0062e-05
112 | 0.97555 | -0.4699 | 0 | 0
113 | 0.97256 | -0.52875 | 0.00097372 | 0.00024404
114 | 0.97541 | -0.47261 | 0.0038694 | 0.00096976
115 | 0.97558 | -0.46928 | 0 | 0
116 | 0.97566 | -0.46774 | 0.00050023 | 0.00012537
117 | 0.97553 | -0.47038 | 0.00037688 | 9.4454e-05
118 | 0.99318 | -0.12893 | 0.0010695 | 0.00026804
119 | 0.97228 | -0.53429 | 0.00083859 | 0.00021017
120 | 0.97683 | -0.4447 | 0.00088169 | 0.00022097
121 | 0.97557 | -0.46938 | 0.0044278 | 0.0011097
122 | 0.97543 | -0.4723 | 0 | 0
123 | 0.97549 | -0.47112 | 0 | 0
124 | 0.97545 | -0.47183 | 0.0020846 | 0.00052245
125 | 0.97534 | -0.47398 | 0.0023105 | 0.00057907
126 | 0.97563 | -0.46843 | 0 | 0
127 | 0.97562 | -0.46852 | 0.00054712 | 0.00013712
128 | 0.97561 | -0.46878 | 0.0022628 | 0.00056711
129 | 0.97544 | -0.47206 | 0.00022658 | 5.6786e-05
130 | 0.97544 | -0.47211 | 0.00044701 | 0.00011203
131 | 0.97248 | -0.53043 | 0 | 0
132 | 0.97244 | -0.53121 | 0.00098725 | 0.00024743
133 | 0.97243 | -0.53142 | 0.00084203 | 0.00021103
134 | 0.97242 | -0.53153 | 0.00079341 | 0.00019885
135 | 0.97534 | -0.47409 | 0.00030249 | 7.5811e-05
136 | 0.99998 | 149.9956 | 0 | 0

## res_line
| p_from_mw | q_from_mvar | p_to_mw | q_to_mvar | pl_mw | ql_mvar | i_from_ka | i_to_ka | i_ka | vm_from_pu | va_from_degree | vm_to_pu | va_to_degree | loading_percent
0 | 0.023799 | 0.0059811 | -0.02378 | -0.0059694 | 1.8994e-05 | 1.1672e-05 | 0.036225 | 0.036225 | 0.036225 | 0.97776 | -0.42705 | 0.97691 | -0.44378 | 9.952
1 | -0.025996 | -0.0065318 | 0.026021 | 0.0065474 | 2.5188e-05 | 1.5582e-05 | 0.039569 | 0.039569 | 0.039569 | 0.97776 | -0.42705 | 0.97879 | -0.40677 | 10.8706
2 | 0.02205 | 0.0055359 | -0.022035 | -0.0055269 | 1.4646e-05 | 8.9403e-06 | 0.03359 | 0.03359 | 0.03359 | 0.97691 | -0.44378 | 0.9762 | -0.45771 | 9.2281
3 | -0.050015 | -0.012582 | 0.050068 | 0.012616 | 5.336e-05 | 3.3841e-05 | 0.076052 | 0.076052 | 0.076052 | 0.97879 | -0.40677 | 0.97993 | -0.38446 | 20.8934
4 | 0.023993 | 0.0060347 | -0.023982 | -0.0060277 | 1.1262e-05 | 6.9242e-06 | 0.036483 | 0.036483 | 0.036483 | 0.97879 | -0.40677 | 0.97829 | -0.4166 | 10.0229
5 | 0.022035 | 0.0055269 | -0.022033 | -0.0055257 | 2.0864e-06 | 1.2737e-06 | 0.03359 | 0.03359 | 0.03359 | 0.9762 | -0.45771 | 0.9761 | -0.4597 | 9.2281
6 | -0.051622 | -0.013005 | 0.051707 | 0.013059 | 8.5372e-05 | 5.4171e-05 | 0.078411 | 0.078411 | 0.078411 | 0.97993 | -0.38446 | 0.9817 | -0.34995 | 21.5416
7 | 0.022855 | 0.0057453 | -0.022835 | -0.0057332 | 1.9634e-05 | 1.2022e-05 | 0.034769 | 0.034769 | 0.034769 | 0.97829 | -0.4166 | 0.97737 | -0.43461 | 9.552
8 | 0.062532 | 0.015959 | -0.062248 | -0.015778 | 0.00028419 | 0.00018078 | 0.094029 | 0.094029 | 0.094029 | 0.99065 | -0.17715 | 0.98574 | -0.27168 | 25.8323
9 | -0.062532 | -0.015959 | 0.06265 | 0.016034 | 0.00011824 | 7.5211e-05 | 0.094029 | 0.094029 | 0.094029 | 0.99065 | -0.17715 | 0.9927 | -0.13809 | 25.8322
10 | 0.0059896 | 0.0015006 | -0.0059891 | -0.0015005 | 4.8231e-07 | 1.0813e-07 | 0.0090414 | 0.0090415 | 0.0090415 | 0.98574 | -0.27168 | 0.98565 | -0.27337 | 2.4839
11 | 0.056258 | 0.014278 | -0.056175 | -0.014225 | 8.3193e-05 | 5.2852e-05 | 0.084988 | 0.084988 | 0.084988 | 0.98574 | -0.27168 | 0.98415 | -0.30247 | 23.3484
12 | -0.068442 | -0.017486 | 0.068516 | 0.017533 | 7.3604e-05 | 4.6866e-05 | 0.10271 | 0.10271 | 0.10271 | 0.9927 | -0.13809 | 0.99387 | -0.11587 | 28.2172
13 | 0.02134 | 0.005352 | -0.02134 | -0.0053516 | 6.5572e-07 | 3.9901e-07 | 0.032534 | 0.032534 | 0.032534 | 0.9761 | -0.4597 | 0.97606 | -0.46034 | 8.9379
14 | -0.052451 | -0.013246 | 0.052503 | 0.013279 | 5.2491e-05 | 3.3314e-05 | 0.079538 | 0.079538 | 0.079538 | 0.9817 | -0.34995 | 0.98278 | -0.32909 | 21.8512
15 | 0.022835 | 0.0057332 | -0.022826 | -0.0057276 | 9.2781e-06 | 5.6816e-06 | 0.034769 | 0.034769 | 0.034769 | 0.97737 | -0.43461 | 0.97694 | -0.44313 | 9.5521
16 | 0.018164 | 0.0045557 | -0.018157 | -0.0045514 | 7.2959e-06 | 4.3524e-06 | 0.027693 | 0.027693 | 0.027693 | 0.97606 | -0.46034 | 0.97564 | -0.46877 | 7.6079
17 | -0.052503 | -0.013279 | 0.052521 | 0.013291 | 1.8154e-05 | 1.1522e-05 | 0.079538 | 0.079538 | 0.079538 | 0.98278 | -0.32909 | 0.98315 | -0.32188 | 21.8512
18 | 0.021206 | 0.0053216 | -0.021205 | -0.0053208 | 1.259e-06 | 7.6546e-07 | 0.032302 | 0.032302 | 0.032302 | 0.97694 | -0.44313 | 0.97688 | -0.44437 | 8.8742
19 | 0.00097033 | 0.00024243 | -0.00097029 | -0.00024309 | 4.2206e-08 | -6.5355e-07 | 0.0014581 | 0.0014584 | 0.0014584 | 0.99004 | -0.18885 | 0.98999 | -0.18977 | 0.40065
20 | -0.0024031 | -0.00060151 | 0.0024031 | 0.00060132 | 9.1159e-08 | -1.8134e-07 | 0.0036115 | 0.0036114 | 0.0036115 | 0.99004 | -0.18885 | 0.99008 | -0.18806 | 0.99217
21 | 0.00017895 | 4.4759e-05 | -0.00017895 | -4.485e-05 | 1.922e-10 | -9.0973e-08 | 0.00026895 | 0.00026898 | 0.00026898 | 0.98999 | -0.18977 | 0.98999 | -0.18979 | 0.073895
22 | 0.091665 | 0.023427 | -0.091528 | -0.023339 | 0.00013722 | 8.7573e-05 | 0.13793 | 0.13793 | 0.13793 | 0.99008 | -0.18806 | 0.98846 | -0.21906 | 37.8924
23 | -0.094068 | -0.024028 | 0.094293 | 0.024172 | 0.00022514 | 0.0001437 | 0.14154 | 0.14154 | 0.14154 | 0.99008 | -0.18806 | 0.99266 | -0.13868 | 38.8845
24 | 0.090869 | 0.023174 | -0.090852 | -0.023163 | 1.7032e-05 | 1.0869e-05 | 0.13694 | 0.13694 | 0.13694 | 0.98846 | -0.21906 | 0.98826 | -0.22294 | 37.62
25 | -0.096186 | -0.024646 | 0.096237 | 0.024678 | 5.0156e-05 | 3.2017e-05 | 0.14438 | 0.14438 | 0.14438 | 0.99266 | -0.13868 | 0.99323 | -0.12793 | 39.6641
26 | 0.090581 | 0.023095 | -0.090473 | -0.023027 | 0.00010735 | 6.8506e-05 | 0.13653 | 0.13653 | 0.13653 | 0.98826 | -0.22294 | 0.98698 | -0.24752 | 37.5077
27 | 0.0014029 | 0.00035099 | -0.0014029 | -0.00035117 | 2.4287e-08 | -1.7424e-07 | 0.0021015 | 0.0021016 | 0.0021016 | 0.99323 | -0.12793 | 0.99321 | -0.12829 | 0.57736
28 | -0.097639 | -0.025029 | 0.097769 | 0.025112 | 0.00012911 | 8.242e-05 | 0.14648 | 0.14648 | 0.14648 | 0.99323 | -0.12793 | 0.99467 | -0.10069 | 40.2414
29 | 0.089089 | 0.02268 | -0.089045 | -0.022652 | 4.4114e-05 | 2.815e-05 | 0.13444 | 0.13444 | 0.13444 | 0.98698 | -0.24752 | 0.98644 | -0.2578 | 36.9344
30 | 0.0013843 | 0.00034642 | -0.0013843 | -0.00034687 | 6.3512e-08 | -4.5627e-07 | 0.0020869 | 0.0020871 | 0.0020871 | 0.98698 | -0.24752 | 0.98693 | -0.24848 | 0.57337
31 | 0.0010695 | 0.00026762 | -0.0010695 | -0.00026804 | 3.2383e-08 | -4.1459e-07 | 0.0016022 | 0.0016023 | 0.0016023 | 0.99321 | -0.12829 | 0.99318 | -0.12893 | 0.4402
32 | -0.1695 | -0.043471 | 0.16972 | 0.043607 | 0.00021433 | 0.00013671 | 0.25393 | 0.25393 | 0.25393 | 0.99467 | -0.10069 | 0.99604 | -0.074655 | 34.8799
33 | 0.071732 | 0.018359 | -0.07168 | -0.018325 | 5.2692e-05 | 3.3565e-05 | 0.10745 | 0.10745 | 0.10745 | 0.99467 | -0.10069 | 0.99387 | -0.11587 | 29.5185
34 | -0.055 | -0.013912 | 0.055051 | 0.013944 | 5.1273e-05 | 3.2564e-05 | 0.08329 | 0.08329 | 0.08329 | 0.98315 | -0.32188 | 0.98415 | -0.30247 | 22.8818
35 | 0.0011238 | 0.00028058 | -0.0011237 | -0.00028095 | 3.3955e-08 | -3.7693e-07 | 0.0016987 | 0.0016989 | 0.0016989 | 0.98415 | -0.30247 | 0.98411 | -0.30311 | 0.46673
36 | -0.023489 | -0.0058991 | 0.023496 | 0.0059034 | 6.9498e-06 | 4.2676e-06 | 0.035831 | 0.035831 | 0.035831 | 0.97559 | -0.46909 | 0.9759 | -0.46289 | 9.8437
37 | 0.022383 | 0.0056219 | -0.022374 | -0.0056164 | 9.0048e-06 | 5.506e-06 | 0.034144 | 0.034144 | 0.034144 | 0.97559 | -0.46909 | 0.97516 | -0.47752 | 9.3803
38 | -0.026111 | -0.0065588 | 0.026115 | 0.0065613 | 3.9148e-06 | 2.4232e-06 | 0.039819 | 0.039819 | 0.039819 | 0.9759 | -0.46289 | 0.97606 | -0.45975 | 10.9392
39 | 0.019947 | 0.0050081 | -0.019936 | -0.0050012 | 1.1443e-05 | 6.9132e-06 | 0.030441 | 0.030441 | 0.030441 | 0.97516 | -0.47752 | 0.97455 | -0.48956 | 8.3629
40 | -0.027355 | -0.0068719 | 0.027365 | 0.0068782 | 1.0297e-05 | 6.3925e-06 | 0.041708 | 0.041708 | 0.041708 | 0.97606 | -0.45975 | 0.97646 | -0.45187 | 11.4582
41 | 0.017006 | 0.0042671 | -0.017001 | -0.0042639 | 5.4595e-06 | 3.2252e-06 | 0.025968 | 0.025968 | 0.025968 | 0.97455 | -0.48956 | 0.97421 | -0.49629 | 7.1342
42 | -0.0024382 | -0.00061108 | 0.0024384 | 0.00061076 | 1.8037e-07 | -3.1562e-07 | 0.0037259 | 0.0037257 | 0.0037259 | 0.97376 | -0.50512 | 0.97384 | -0.50357 | 1.0236
43 | -0.0039248 | -0.00098328 | 0.0039249 | 0.00098323 | 1.5783e-07 | -4.4607e-08 | 0.0059969 | 0.0059968 | 0.0059969 | 0.97384 | -0.50357 | 0.97388 | -0.50273 | 1.6475
44 | -0.056745 | -0.01427 | 0.056772 | 0.014287 | 2.7056e-05 | 1.7195e-05 | 0.086489 | 0.086489 | 0.086489 | 0.97646 | -0.45187 | 0.97697 | -0.44189 | 23.7608
45 | 0.02938 | 0.0073916 | -0.02936 | -0.0073794 | 1.9512e-05 | 1.2163e-05 | 0.044782 | 0.044782 | 0.044782 | 0.97646 | -0.45187 | 0.97576 | -0.46578 | 12.3027
46 | 0.016177 | 0.0040575 | -0.016172 | -0.0040544 | 5.3653e-06 | 3.1422e-06 | 0.024711 | 0.024711 | 0.024711 | 0.97421 | -0.49629 | 0.97385 | -0.50325 | 6.7887
47 | 0.017957 | 0.0045024 | -0.017956 | -0.0045023 | 3.2225e-07 | 1.9185e-07 | 0.02735 | 0.02735 | 0.02735 | 0.97697 | -0.44189 | 0.97695 | -0.44226 | 7.5138
48 | -0.074728 | -0.018789 | 0.074853 | 0.018869 | 0.00012434 | 7.9257e-05 | 0.11384 | 0.11384 | 0.11384 | 0.97697 | -0.44189 | 0.97875 | -0.40711 | 31.2746
49 | 0.02443 | 0.006144 | -0.024415 | -0.0061348 | 1.5031e-05 | 9.2593e-06 | 0.037263 | 0.037263 | 0.037263 | 0.97576 | -0.46578 | 0.9751 | -0.47866 | 10.2372
50 | 0.0044286 | 0.0011097 | -0.0044281 | -0.0011097 | 4.8926e-07 | -4.4135e-08 | 0.0067535 | 0.0067536 | 0.0067536 | 0.97576 | -0.46578 | 0.97564 | -0.46809 | 1.8554
51 | 0.0030797 | 0.0007714 | -0.0030795 | -0.00077153 | 1.5371e-07 | -1.3195e-07 | 0.0047055 | 0.0047055 | 0.0047055 | 0.97385 | -0.50325 | 0.9738 | -0.5043 | 1.2927
52 | 0.013092 | 0.003283 | -0.013089 | -0.0032813 | 3.0323e-06 | 1.6894e-06 | 0.020005 | 0.020005 | 0.020005 | 0.97385 | -0.50325 | 0.97361 | -0.50811 | 5.496
53 | 0.0093245 | 0.0023377 | -0.0093209 | -0.002336 | 3.5908e-06 | 1.7071e-06 | 0.014222 | 0.014222 | 0.014222 | 0.97564 | -0.46877 | 0.97523 | -0.47686 | 3.9071
54 | -0.018809 | -0.0047173 | 0.018817 | 0.0047224 | 8.6441e-06 | 5.1812e-06 | 0.028665 | 0.028665 | 0.028665 | 0.97639 | -0.45401 | 0.97688 | -0.44437 | 7.8751
55 | 0.017549 | 0.0044015 | -0.017548 | -0.004401 | 8.6092e-07 | 5.1085e-07 | 0.026745 | 0.026745 | 0.026745 | 0.97639 | -0.45401 | 0.97633 | -0.45504 | 7.3476
56 | 0.016227 | 0.0040699 | -0.016223 | -0.0040677 | 3.7891e-06 | 2.2185e-06 | 0.024732 | 0.024732 | 0.024732 | 0.97633 | -0.45504 | 0.97608 | -0.45994 | 6.7946
57 | 0.015266 | 0.0038278 | -0.015265 | -0.0038271 | 1.2369e-06 | 7.1548e-07 | 0.023273 | 0.023273 | 0.023273 | 0.97608 | -0.45994 | 0.976 | -0.46164 | 6.3937
58 | 0.014393 | 0.0036087 | -0.014392 | -0.0036083 | 7.8849e-07 | 4.5007e-07 | 0.021944 | 0.021945 | 0.021945 | 0.976 | -0.46164 | 0.97594 | -0.46279 | 6.0287
59 | 0.012846 | 0.0032207 | -0.012846 | -0.0032205 | 4.8911e-07 | 2.7055e-07 | 0.019587 | 0.019587 | 0.019587 | 0.97594 | -0.46279 | 0.9759 | -0.46359 | 5.3811
60 | 0.016448 | 0.0041293 | -0.016443 | -0.0041261 | 5.4317e-06 | 3.1911e-06 | 0.025134 | 0.025134 | 0.025134 | 0.97388 | -0.50273 | 0.97353 | -0.50965 | 6.905
61 | -0.020373 | -0.0051125 | 0.020375 | 0.0051134 | 1.5665e-06 | 9.4889e-07 | 0.031131 | 0.031131 | 0.031131 | 0.97388 | -0.50273 | 0.97396 | -0.50111 | 8.5524
62 | 0.016443 | 0.0041261 | -0.016433 | -0.0041204 | 9.6553e-06 | 5.673e-06 | 0.025134 | 0.025134 | 0.025134 | 0.97353 | -0.50965 | 0.9729 | -0.52197 | 6.905
63 | -0.020861 | -0.0052355 | 0.020864 | 0.0052371 | 2.7013e-06 | 1.6406e-06 | 0.031875 | 0.031875 | 0.031875 | 0.97396 | -0.50111 | 0.9741 | -0.4984 | 8.7568
64 | 0.023013 | 0.0057834 | -0.022999 | -0.0057746 | 1.4287e-05 | 8.7584e-06 | 0.035124 | 0.035124 | 0.035124 | 0.9751 | -0.47866 | 0.97444 | -0.49168 | 9.6495
65 | 0.0044281 | 0.0011097 | -0.0044278 | -0.0011097 | 2.7122e-07 | -2.4423e-08 | 0.0067536 | 0.0067537 | 0.0067537 | 0.97564 | -0.46809 | 0.97557 | -0.46938 | 1.8554
66 | 0.015668 | 0.0039288 | -0.015664 | -0.0039263 | 4.2852e-06 | 2.4955e-06 | 0.023965 | 0.023965 | 0.023965 | 0.9729 | -0.52197 | 0.97261 | -0.52771 | 6.5837
67 | -0.02193 | -0.0055042 | 0.021937 | 0.0055085 | 7.0327e-06 | 4.2928e-06 | 0.033502 | 0.033502 | 0.033502 | 0.9741 | -0.4984 | 0.97444 | -0.49168 | 9.204
68 | 0.0035969 | 0.00090066 | -0.0035967 | -0.00090075 | 1.7822e-07 | -8.0716e-08 | 0.0055027 | 0.0055027 | 0.0055027 | 0.97261 | -0.52771 | 0.97256 | -0.52875 | 1.5117
69 | 0.012067 | 0.0030256 | -0.012064 | -0.0030239 | 3.212e-06 | 1.7439e-06 | 0.018462 | 0.018462 | 0.018462 | 0.97261 | -0.52771 | 0.97233 | -0.5333 | 5.072
70 | -0.00022324 | -5.5949e-05 | 0.00022324 | 5.5586e-05 | 1.2669e-09 | -3.6311e-07 | 0.00034052 | 0.00034038 | 0.00034052 | 0.97553 | -0.47034 | 0.97553 | -0.47022 | 0.093548
71 | -0.00043157 | -0.0001078 | 0.00043157 | 0.00010777 | 4.1705e-10 | -3.1787e-08 | 0.00065816 | 0.00065815 | 0.00065816 | 0.97553 | -0.47022 | 0.97554 | -0.4702 | 0.18081
72 | 0.087438 | 0.022249 | -0.087192 | -0.022093 | 0.00024549 | 0.00015664 | 0.13202 | 0.13202 | 0.13202 | 0.98644 | -0.2578 | 0.98342 | -0.31622 | 36.2686
73 | 0.00070918 | 0.00017768 | -0.00070918 | -0.0001777 | 7.5644e-10 | -2.2063e-08 | 0.0010692 | 0.0010692 | 0.0010692 | 0.98693 | -0.24848 | 0.98693 | -0.24851 | 0.29375
74 | 0.079536 | 0.020175 | -0.079365 | -0.020066 | 0.00017083 | 0.00010893 | 0.12043 | 0.12043 | 0.12043 | 0.98342 | -0.31622 | 0.98111 | -0.361 | 33.0861
75 | 0.0076562 | 0.0019182 | -0.0076553 | -0.0019179 | 8.9841e-07 | 3.4851e-07 | 0.011584 | 0.011585 | 0.011585 | 0.98342 | -0.31622 | 0.98329 | -0.31869 | 3.1826
76 | 0.00027073 | 6.7816e-05 | -0.00027073 | -6.7851e-05 | 1.7113e-10 | -3.4906e-08 | 0.00040817 | 0.00040818 | 0.00040818 | 0.98693 | -0.24851 | 0.98693 | -0.24852 | 0.11214
77 | 0.078059 | 0.019738 | -0.077966 | -0.019679 | 9.2832e-05 | 5.919e-05 | 0.11845 | 0.11845 | 0.11845 | 0.98111 | -0.361 | 0.97984 | -0.38582 | 32.5419
78 | 0.0048526 | 0.0012161 | -0.0048522 | -0.0012161 | 3.9568e-07 | 5.0606e-09 | 0.0073433 | 0.0073434 | 0.0073434 | 0.98329 | -0.31869 | 0.9832 | -0.3204 | 2.0174
79 | 0.0028028 | 0.00070183 | -0.0028026 | -0.00070211 | 2.2963e-07 | -2.8479e-07 | 0.0042412 | 0.0042414 | 0.0042414 | 0.98329 | -0.31869 | 0.9832 | -0.32041 | 1.1652
80 | 0.076212 | 0.019239 | -0.076134 | -0.01919 | 7.7636e-05 | 4.9492e-05 | 0.11579 | 0.11579 | 0.11579 | 0.97984 | -0.38582 | 0.97875 | -0.40711 | 31.8099
81 | 0.0028026 | 0.00070211 | -0.0028024 | -0.00070229 | 1.3986e-07 | -1.7341e-07 | 0.0042414 | 0.0042415 | 0.0042415 | 0.9832 | -0.32041 | 0.98315 | -0.32145 | 1.1652
82 | 0.00032598 | 8.1587e-05 | -0.00032598 | -8.1697e-05 | 8.2139e-10 | -1.1002e-07 | 0.00049727 | 0.00049731 | 0.00049731 | 0.97536 | -0.4736 | 0.97536 | -0.47365 | 0.13662
83 | -0.00032598 | -8.1587e-05 | 0.00032598 | 8.1295e-05 | 2.1778e-09 | -2.9178e-07 | 0.00049727 | 0.00049717 | 0.00049727 | 0.97536 | -0.4736 | 0.97537 | -0.47346 | 0.13661
84 | 0.0026131 | 0.00065454 | -0.002613 | -0.00065464 | 6.4425e-08 | -9.3697e-08 | 0.0039864 | 0.0039864 | 0.0039864 | 0.97537 | -0.47346 | 0.97534 | -0.47398 | 1.0952
85 | -0.0029391 | -0.00073584 | 0.0029392 | 0.00073567 | 1.6148e-07 | -1.6404e-07 | 0.0044835 | 0.0044834 | 0.0044835 | 0.97537 | -0.47346 | 0.97543 | -0.4723 | 1.2317
86 | 0.0022855 | 0.00057274 | -0.0022855 | -0.0005728 | 2.6684e-08 | -5.8332e-08 | 0.0034592 | 0.0034592 | 0.0034592 | 0.98315 | -0.32145 | 0.98314 | -0.3217 | 0.95033
87 | 0.013936 | 0.0034917 | -0.01393 | -0.0034885 | 5.5813e-06 | 3.1596e-06 | 0.02124 | 0.02124 | 0.02124 | 0.97631 | -0.45499 | 0.97588 | -0.4634 | 5.8351
88 | -0.013936 | -0.0034917 | 0.01394 | 0.0034943 | 4.567e-06 | 2.5852e-06 | 0.02124 | 0.02124 | 0.02124 | 0.97631 | -0.45499 | 0.97666 | -0.44811 | 5.8351
89 | 0.01393 | 0.0034885 | -0.013928 | -0.0034874 | 2.0322e-06 | 1.1505e-06 | 0.02124 | 0.02124 | 0.02124 | 0.97588 | -0.4634 | 0.97572 | -0.46647 | 5.8351
90 | -0.015626 | -0.0039168 | 0.015629 | 0.0039183 | 2.5448e-06 | 1.4788e-06 | 0.023808 | 0.023808 | 0.023808 | 0.97666 | -0.44811 | 0.97683 | -0.4447 | 6.5406
91 | 0.0060759 | 0.0015211 | -0.0060751 | -0.0015209 | 8.1317e-07 | 2.0498e-07 | 0.0092653 | 0.0092655 | 0.0092655 | 0.97572 | -0.46647 | 0.97558 | -0.46928 | 2.5455
92 | 0.0033105 | 0.00082917 | -0.0033103 | -0.00082931 | 2.0022e-07 | -1.3349e-07 | 0.0050484 | 0.0050485 | 0.0050485 | 0.97572 | -0.46647 | 0.97566 | -0.46774 | 1.387
93 | 0.0045419 | 0.0011371 | -0.0045411 | -0.0011371 | 7.4197e-07 | -4.0201e-08 | 0.0069261 | 0.0069262 | 0.0069262 | 0.97572 | -0.46647 | 0.97555 | -0.4699 | 1.9028
94 | 0.0011237 | 0.00028095 | -0.0011237 | -0.00028162 | 6.0079e-08 | -6.6669e-07 | 0.0016989 | 0.0016991 | 0.0016991 | 0.98411 | -0.30311 | 0.98406 | -0.30423 | 0.4668
95 | 0.0031335 | 0.0007848 | -0.0031335 | -0.00078483 | 3.1728e-08 | -2.7884e-08 | 0.0047304 | 0.0047304 | 0.0047304 | 0.98565 | -0.27337 | 0.98564 | -0.27358 | 1.2996
96 | 0.00058539 | 0.00014621 | -0.00058537 | -0.00014671 | 1.1637e-08 | -4.9904e-07 | 0.00088357 | 0.00088375 | 0.00088375 | 0.98564 | -0.27358 | 0.98562 | -0.274 | 0.24279
97 | 0.010235 | 0.002566 | -0.010233 | -0.0025648 | 2.2422e-06 | 1.1312e-06 | 0.015643 | 0.015643 | 0.015643 | 0.97361 | -0.50811 | 0.97338 | -0.51271 | 4.2977
98 | 0.010233 | 0.0025648 | -0.010231 | -0.0025636 | 2.4641e-06 | 1.2434e-06 | 0.015643 | 0.015644 | 0.015644 | 0.97338 | -0.51271 | 0.97312 | -0.51777 | 4.2977
99 | 0.008052 | 0.0020176 | -0.0080513 | -0.0020173 | 7.2336e-07 | 3.0488e-07 | 0.012312 | 0.012312 | 0.012312 | 0.97312 | -0.51777 | 0.97302 | -0.51965 | 3.3825
100 | 0.0019902 | 0.00049853 | -0.0019901 | -0.00049877 | 8.2491e-08 | -2.4311e-07 | 0.0030411 | 0.0030412 | 0.0030412 | 0.9738 | -0.5043 | 0.97376 | -0.50517 | 0.83548
101 | 0.002778 | 0.00069597 | -0.0027778 | -0.00069618 | 1.748e-07 | -2.0892e-07 | 0.0042482 | 0.0042483 | 0.0042483 | 0.97302 | -0.51965 | 0.97296 | -0.52097 | 1.1671
102 | 0.0052733 | 0.0013213 | -0.0052727 | -0.0013212 | 5.5172e-07 | 7.2123e-08 | 0.0080642 | 0.0080643 | 0.0080643 | 0.97302 | -0.51965 | 0.97291 | -0.52185 | 2.2155
103 | 0.0033381 | 0.00083637 | -0.0033379 | -0.00083655 | 2.7842e-07 | -1.755e-07 | 0.0051054 | 0.0051055 | 0.0051055 | 0.97291 | -0.52185 | 0.97282 | -0.5236 | 1.4026
104 | 0.011667 | 0.0029251 | -0.011665 | -0.0029238 | 2.4413e-06 | 1.3055e-06 | 0.01779 | 0.01779 | 0.01779 | 0.9759 | -0.46359 | 0.97568 | -0.46798 | 4.8874
105 | 0.0097205 | 0.0024365 | -0.0097202 | -0.0024364 | 2.6427e-07 | 1.2909e-07 | 0.014825 | 0.014825 | 0.014825 | 0.97568 | -0.46798 | 0.97565 | -0.46855 | 4.0728
106 | 0.0083188 | 0.0020852 | -0.0083177 | -0.0020847 | 1.1915e-06 | 5.1613e-07 | 0.012688 | 0.012688 | 0.012688 | 0.97565 | -0.46855 | 0.9755 | -0.47156 | 3.4856
107 | 0.0073864 | 0.0018513 | -0.007386 | -0.0018511 | 3.3335e-07 | 1.2593e-07 | 0.011267 | 0.011267 | 0.011267 | 0.9755 | -0.47156 | 0.97545 | -0.47251 | 3.0954
108 | 0.0063766 | 0.0015981 | -0.0063763 | -0.001598 | 3.6828e-07 | 1.0615e-07 | 0.0097274 | 0.0097274 | 0.0097274 | 0.97545 | -0.47251 | 0.97539 | -0.47372 | 2.6724
109 | -0.0074403 | -0.0018647 | 0.0074407 | 0.0018649 | 4.2805e-07 | 1.6491e-07 | 0.011391 | 0.011391 | 0.011391 | 0.97196 | -0.54067 | 0.97202 | -0.53946 | 3.1293
110 | 0.0057597 | 0.0014435 | -0.0057593 | -0.0014434 | 3.9565e-07 | 8.5056e-08 | 0.0088178 | 0.0088179 | 0.0088179 | 0.97196 | -0.54067 | 0.97189 | -0.54211 | 2.4225
111 | -0.0098013 | -0.0024565 | 0.0098034 | 0.0024575 | 2.1556e-06 | 1.063e-06 | 0.015004 | 0.015004 | 0.015004 | 0.97202 | -0.53946 | 0.97225 | -0.53485 | 4.1221
112 | -0.010276 | -0.002576 | 0.010277 | 0.0025764 | 7.5795e-07 | 3.8374e-07 | 0.015727 | 0.015727 | 0.015727 | 0.97225 | -0.53485 | 0.97233 | -0.5333 | 4.3207
113 | 0.0017872 | 0.00044751 | -0.0017871 | -0.00044778 | 7.2919e-08 | -2.7577e-07 | 0.0027349 | 0.002735 | 0.002735 | 0.97233 | -0.5333 | 0.97229 | -0.53416 | 0.75137
114 | 0.00083859 | 0.00021007 | -0.00083859 | -0.00021017 | 5.369e-09 | -1.0437e-07 | 0.0012834 | 0.0012834 | 0.0012834 | 0.97229 | -0.53416 | 0.97228 | -0.53429 | 0.35258
115 | 0.0031639 | 0.00079249 | -0.0031637 | -0.00079265 | 1.7798e-07 | -1.6018e-07 | 0.0047368 | 0.0047369 | 0.0047369 | 0.99387 | -0.11587 | 0.99381 | -0.11706 | 1.3014
116 | 0.0027617 | 0.0006919 | -0.0027616 | -0.00069211 | 1.5335e-07 | -2.1172e-07 | 0.004135 | 0.0041351 | 0.0041351 | 0.99381 | -0.11706 | 0.99375 | -0.11822 | 1.136
117 | -0.1711 | -0.043954 | 0.17172 | 0.044351 | 0.00062278 | 0.00039725 | 0.25599 | 0.25599 | 0.25599 | 0.99604 | -0.074655 | 1 | 0 | 35.1633
118 | 0.016512 | 0.0041404 | -0.01651 | -0.0041392 | 1.9131e-06 | 1.1234e-06 | 0.025151 | 0.025151 | 0.025151 | 0.97695 | -0.44226 | 0.97683 | -0.4447 | 6.9096
119 | -0.00067122 | -0.00016783 | 0.00067123 | 0.00016753 | 9.6476e-09 | -3.0037e-07 | 0.0010237 | 0.0010236 | 0.0010237 | 0.97554 | -0.4702 | 0.97555 | -0.4699 | 0.28124
120 | 0.0038699 | 0.0009696 | -0.0038694 | -0.00096976 | 4.9951e-07 | -1.5757e-07 | 0.0059027 | 0.0059028 | 0.0059028 | 0.97555 | -0.4699 | 0.97541 | -0.47261 | 1.6217
121 | 0.002623 | 0.00065671 | -0.0026228 | -0.00065701 | 2.0978e-07 | -2.9675e-07 | 0.004013 | 0.0040131 | 0.0040131 | 0.97256 | -0.52875 | 0.97248 | -0.53043 | 1.1025
122 | 0.0060751 | 0.0015209 | -0.0060747 | -0.0015208 | 3.1846e-07 | 8.0305e-08 | 0.0092655 | 0.0092655 | 0.0092655 | 0.97558 | -0.46928 | 0.97553 | -0.47038 | 2.5455
123 | 0.0028101 | 0.00070394 | -0.00281 | -0.00070405 | 9.3119e-08 | -1.0924e-07 | 0.0042856 | 0.0042857 | 0.0042857 | 0.97566 | -0.46774 | 0.97563 | -0.46843 | 1.1774
124 | 0.0056979 | 0.0014264 | -0.0056977 | -0.0014264 | 1.9943e-07 | 3.9728e-08 | 0.0086906 | 0.0086907 | 0.0086907 | 0.97553 | -0.47038 | 0.97549 | -0.47112 | 2.3875
125 | -0.0029392 | -0.00073567 | 0.0029394 | 0.00073551 | 1.6597e-07 | -1.6864e-07 | 0.0044834 | 0.0044833 | 0.0044834 | 0.97543 | -0.4723 | 0.97549 | -0.47112 | 1.2317
126 | 0.0027583 | 0.00069085 | -0.0027582 | -0.00069096 | 9.3344e-08 | -1.158e-07 | 0.0042073 | 0.0042074 | 0.0042074 | 0.97549 | -0.47112 | 0.97545 | -0.47183 | 1.1559
127 | 0.0006736 | 0.00016852 | -0.00067359 | -0.00016874 | 7.2962e-09 | -2.2539e-07 | 0.0010274 | 0.0010275 | 0.0010275 | 0.97545 | -0.47183 | 0.97544 | -0.47206 | 0.28229
128 | 0.00030249 | 7.5566e-05 | -0.00030249 | -7.5811e-05 | 1.5753e-09 | -2.452e-07 | 0.0004614 | 0.00046149 | 0.00046149 | 0.97534 | -0.47398 | 0.97534 | -0.47409 | 0.12678
129 | 0.00054713 | 0.00013701 | -0.00054712 | -0.00013712 | 2.3035e-09 | -1.0869e-07 | 0.00083443 | 0.00083447 | 0.00083447 | 0.97563 | -0.46843 | 0.97562 | -0.46852 | 0.22925
130 | 0.0022628 | 0.00056703 | -0.0022628 | -0.00056711 | 3.7293e-08 | -8.0389e-08 | 0.0034512 | 0.0034513 | 0.0034513 | 0.97563 | -0.46843 | 0.97561 | -0.46878 | 0.94815
131 | 0.00044701 | 0.00011195 | -0.00044701 | -0.00011203 | 1.0786e-09 | -7.6529e-08 | 0.00068188 | 0.00068191 | 0.00068191 | 0.97544 | -0.47206 | 0.97544 | -0.47211 | 0.18734
132 | 0.0026228 | 0.00065701 | -0.0026227 | -0.00065714 | 9.6338e-08 | -1.3624e-07 | 0.0040131 | 0.0040132 | 0.0040132 | 0.97248 | -0.53043 | 0.97244 | -0.53121 | 1.1025
133 | 0.0016355 | 0.00040971 | -0.0016354 | -0.00040979 | 1.7041e-08 | -7.9112e-08 | 0.0025025 | 0.0025025 | 0.0025025 | 0.97244 | -0.53121 | 0.97243 | -0.53142 | 0.68751
134 | 0.00079342 | 0.00019876 | -0.00079341 | -0.00019885 | 3.9761e-09 | -8.6694e-08 | 0.0012141 | 0.0012141 | 0.0012141 | 0.97243 | -0.53142 | 0.97242 | -0.53153 | 0.33354

## res_trafo
| p_hv_mw | q_hv_mvar | p_lv_mw | q_lv_mvar | pl_mw | ql_mvar | i_hv_ka | i_lv_ka | vm_hv_pu | va_hv_degree | vm_lv_pu | va_lv_degree | loading_percent
0 | -1.2729e-15 | -1.3162e-15 | 0.00165 | 1.2699e-07 | 0.00165 | 1.2699e-07 | 5.2857e-17 | 0.0023815 | 0.99998 | 149.9956 | 1 | 0 | 0.2619

## res_ext_grid
| p_mw | q_mvar
0 | 0.1751 | 0.044784

## res_load
| p_mw | q_mvar
0 | 0.0021972 | 0.00055067
1 | 0.00173 | 0.00043358
2 | 0.0015538 | 0.00038942
3 | 0.001127 | 0.00028246
4 | 0.0057919 | 0.0014516
5 | 0.00069297 | 0.00017367
6 | 0.00074372 | 0.00018639
7 | 0.0031756 | 0.00079588
8 | 0.0016199 | 0.00040598
9 | 0.0014327 | 0.00035907
10 | 0.00079134 | 0.00019833
11 | 0.00017895 | 4.485e-05
12 | 0.00065879 | 0.00016511
13 | 0.0018931 | 0.00047446
14 | 0.00027138 | 6.8014e-05
15 | 0.00033335 | 8.3546e-05
16 | 0.0024785 | 0.00062118
17 | 0.0011061 | 0.00027722
18 | 0.0026153 | 0.00065545
19 | 0.0024271 | 0.00060828
20 | 0.0012392 | 0.00031058
21 | 0.0029292 | 0.00073412
22 | 0.0024382 | 0.00061108
23 | 0.0014863 | 0.00037251
24 | 0.00082343 | 0.00020637
25 | 0.00050169 | 0.00012574
26 | 0.0088324 | 0.0022136
27 | 0.0093209 | 0.002336
28 | 0.0012599 | 0.00031577
29 | 0.0023876 | 0.00059839
30 | 0.0013208 | 0.00033103
31 | 0.00095723 | 0.0002399
32 | 0.00087142 | 0.0002184
33 | 0.0015462 | 0.00038751
34 | 0.00048693 | 0.00012204
35 | 0.001402 | 0.00035136
36 | 0.00076466 | 0.00019164
37 | 0.0010656 | 0.00026707
38 | 0.00022324 | 5.5949e-05
39 | 0.00020833 | 5.2214e-05
40 | 0.001062 | 0.00026615
41 | 0.0016069 | 0.00040273
42 | 0.00067509 | 0.00016919
43 | 0.00043845 | 0.00010989
44 | 0.0013061 | 0.00032733
45 | 0.00027073 | 6.7851e-05
46 | 0.0017545 | 0.00043973
47 | 0.0048522 | 0.0012161
48 | 0.0012816 | 0.0003212
49 | 0.00032598 | 8.1697e-05
50 | 0.00051689 | 0.00012954
51 | 0.0016858 | 0.0004225
52 | 0.0022855 | 0.0005728
53 | 0.0011237 | 0.00028162
54 | 0.0028556 | 0.00071568
55 | 0.0025481 | 0.00063862
56 | 0.00058537 | 0.00014671
57 | 0.0028542 | 0.00071532
58 | 0.0021786 | 0.000546
59 | 0.0010893 | 0.000273
60 | 0.0019901 | 0.00049877
61 | 0.0027778 | 0.00069618
62 | 0.0019346 | 0.00048486
63 | 0.0011785 | 0.00029535
64 | 0.0019443 | 0.0004873
65 | 0.0014013 | 0.00035121
66 | 0.0009313 | 0.00023341
67 | 0.0010094 | 0.00025298
68 | 0.0016806 | 0.00042119
69 | 0.0023605 | 0.00059161
70 | 0.0057593 | 0.0014434
71 | 0.00047252 | 0.00011843
72 | 0.0033379 | 0.00083655
73 | 0.0009485 | 0.00023772
74 | 0.0063763 | 0.001598
75 | 0.000402 | 0.00010075
76 | 0.0013812 | 0.00034616
77 | 0.0027616 | 0.00069211
78 | 0.0017271 | 0.00043286
79 | 0.001444 | 0.00036189
80 | 0.00023965 | 6.0062e-05
81 | 0.00097372 | 0.00024404
82 | 0.0038694 | 0.00096976
83 | 0.00050023 | 0.00012537
84 | 0.00037688 | 9.4454e-05
85 | 0.0010695 | 0.00026804
86 | 0.00083859 | 0.00021017
87 | 0.00088169 | 0.00022097
88 | 0.0044278 | 0.0011097
89 | 0.0020846 | 0.00052245
90 | 0.0023105 | 0.00057907
91 | 0.00054712 | 0.00013712
92 | 0.0022628 | 0.00056711
93 | 0.00022658 | 5.6786e-05
94 | 0.00044701 | 0.00011203
95 | 0.00098725 | 0.00024743
96 | 0.00084203 | 0.00021103
97 | 0.00079341 | 0.00019885
98 | 0.00030249 | 7.5811e-05

## dtypes
| element | column | dtype
0 | bus | name | object
1 | bus | vn_kv | float64
2 | bus | type | object
3 | bus | zone | object
4 | bus | in_service | bool
5 | load | name | object
6 | load | bus | uint32
7 | load | p_mw | float64
8 | load | q_mvar | float64
9 | load | const_z_percent | float64
10 | load | const_i_percent | float64
11 | load | sn_mva | float64
12 | load | scaling | float64
13 | load | in_service | bool
14 | load | type | object
15 | ext_grid | name | object
16 | ext_grid | bus | uint32
17 | ext_grid | vm_pu | float64
18 | ext_grid | va_degree | float64
19 | ext_grid | slack_weight | float64
20 | ext_grid | in_service | bool
21 | line | name | object
22 | line | std_type | object
23 | line | from_bus | uint32
24 | line | to_bus | uint32
25 | line | length_km | float64
26 | line | r_ohm_per_km | float64
27 | line | x_ohm_per_km | float64
28 | line | c_nf_per_km | float64
29 | line | g_us_per_km | float64
30 | line | max_i_ka | float64
31 | line | df | float64
32 | line | parallel | uint32
33 | line | type | object
34 | line | in_service | bool
35 | trafo | name | object
36 | trafo | std_type | object
37 | trafo | hv_bus | uint32
38 | trafo | lv_bus | uint32
39 | trafo | sn_mva | float64
40 | trafo | vn_hv_kv | float64
41 | trafo | vn_lv_kv | float64
42 | trafo | vk_percent | float64
43 | trafo | vkr_percent | float64
44 | trafo | pfe_kw | float64
45 | trafo | i0_percent | float64
46 | trafo | shift_degree | float64
47 | trafo | tap_side | object
48 | trafo | tap_neutral | int32
49 | trafo | tap_min | int32
50 | trafo | tap_max | int32
51 | trafo | tap_step_percent | float64
52 | trafo | tap_step_degree | float64
53 | trafo | tap_pos | int32
54 | trafo | tap_phase_shifter | bool
55 | trafo | parallel | uint32
56 | trafo | df | float64
57 | trafo | in_service | bool
58 | line_geodata | coords | object
59 | bus_geodata | x | float64
60 | bus_geodata | y | float64
61 | bus_geodata | coords | object
62 | res_bus | vm_pu | float64
63 | res_bus | va_degree | float64
64 | res_bus | p_mw | float64
65 | res_bus | q_mvar | float64
66 | res_line | p_from_mw | float64
67 | res_line | q_from_mvar | float64
68 | res_line | p_to_mw | float64
69 | res_line | q_to_mvar | float64
70 | res_line | pl_mw | float64
71 | res_line | ql_mvar | float64
72 | res_line | i_from_ka | float64
73 | res_line | i_to_ka | float64
74 | res_line | i_ka | float64
75 | res_line | vm_from_pu | float64
76 | res_line | va_from_degree | float64
77 | res_line | vm_to_pu | float64
78 | res_line | va_to_degree | float64
79 | res_line | loading_percent | float64
80 | res_trafo | p_hv_mw | float64
81 | res_trafo | q_hv_mvar | float64
82 | res_trafo | p_lv_mw | float64
83 | res_trafo | q_lv_mvar | float64
84 | res_trafo | pl_mw | float64
85 | res_trafo | ql_mvar | float64
86 | res_trafo | i_hv_ka | float64
87 | res_trafo | i_lv_ka | float64
88 | res_trafo | vm_hv_pu | float64
89 | res_trafo | va_hv_degree | float64
90 | res_trafo | vm_lv_pu | float64
91 | res_trafo | va_lv_degree | float64
92 | res_trafo | loading_percent | float64
93 | res_ext_grid | p_mw | float64
94 | res_ext_grid | q_mvar | float64
95 | res_load | p_mw | float64
96 | res_load | q_mvar | float64

## parameters
| version | format_version | converged | OPF_converged | name | f_hz | sn_mva
0 | 2.14.6 | 2.14.0 | TRUE | FALSE |  | 50 | 1