## bus
| name | vn_kv | type | zone | in_service
0 | bus_LV_2465-3_0_8_node_0 | 0.4 | n |  | TRUE
1 | bus_LV_2465-3_0_8_node_1 | 0.4 | n |  | TRUE
2 | bus_LV_2465-3_0_8_node_2 | 0.4 | n |  | TRUE
3 | bus_LV_2465-3_0_8_node_3 | 0.4 | n |  | TRUE
4 | bus_LV_2465-3_0_8_node_4 | 0.4 | n |  | TRUE
5 | bus_LV_2465-3_0_8_node_36 | 0.4 | n |  | TRUE
6 | bus_LV_2465-3_0_8_node_9 | 0.4 | n |  | TRUE
7 | bus_LV_2465-3_0_8_node_234 | 0.4 | n |  | TRUE
8 | bus_LV_2465-3_0_8_node_233 | 0.4 | n |  | TRUE
9 | bus_LV_2465-3_0_8_node_243 | 0.4 | n |  | TRUE
10 | bus_LV_2465-3_0_8_node_244 | 0.4 | n |  | TRUE
11 | bus_LV_2465-3_0_8_node_37 | 0.4 | n |  | TRUE
12 | bus_LV_2465-3_0_8_node_240 | 0.4 | n |  | TRUE
13 | bus_LV_2465-3_0_8_node_223 | 0.4 | n |  | TRUE
14 | bus_LV_2465-3_0_8_node_220 | 0.4 | n |  | TRUE
15 | bus_LV_2465-3_0_8_node_182 | 0.4 | n |  | TRUE
16 | bus_LV_2465-3_0_8_node_222 | 0.4 | n |  | TRUE
17 | bus_LV_2465-3_0_8_node_177 | 0.4 | n |  | TRUE
18 | bus_LV_2465-3_0_8_node_179 | 0.4 | n |  | TRUE
19 | bus_LV_2465-3_0_8_node_175 | 0.4 | n |  | TRUE
20 | bus_LV_2465-3_0_8_node_317 | 0.4 | n |  | TRUE
21 | bus_LV_2465-3_0_8_node_232 | 0.4 | n |  | TRUE
22 | bus_LV_2465-3_0_8_node_96 | 0.4 | n |  | TRUE
23 | bus_LV_2465-3_0_8_node_97 | 0.4 | n |  | TRUE
24 | bus_LV_2465-3_0_8_node_98 | 0.4 | n |  | TRUE
25 | bus_LV_2465-3_0_8_node_76 | 0.4 | n |  | TRUE
26 | bus_LV_2465-3_0_8_node_74 | 0.4 | n |  | TRUE
27 | bus_LV_2465-3_0_8_node_387 | 0.4 | n |  | TRUE
28 | bus_LV_2465-3_0_8_node_384 | 0.4 | n |  | TRUE
29 | bus_LV_2465-3_0_8_node_421 | 0.4 | n |  | TRUE
30 | bus_LV_2465-3_0_8_node_420 | 0.4 | n |  | TRUE
31 | bus_LV_2465-3_0_8_node_402 | 0.4 | n |  | TRUE
32 | bus_LV_2465-3_0_8_node_370 | 0.4 | n |  | TRUE
33 | bus_LV_2465-3_0_8_node_295 | 0.4 | n |  | TRUE
34 | bus_LV_2465-3_0_8_node_64 | 0.4 | n |  | TRUE
35 | bus_LV_2465-3_0_8_node_383 | 0.4 | n |  | TRUE
36 | bus_LV_2465-3_0_8_node_381 | 0.4 | n |  | TRUE
37 | bus_LV_2465-3_0_8_node_300 | 0.4 | n |  | TRUE
38 | bus_LV_2465-3_0_8_node_241 | 0.4 | n |  | TRUE
39 | bus_LV_2465-3_0_8_node_242 | 0.4 | n |  | TRUE
40 | bus_LV_2465-3_0_8_node_59 | 0.4 | n |  | TRUE
41 | bus_LV_2465-3_0_8_node_60 | 0.4 | n |  | TRUE
42 | bus_LV_2465-3_0_8_node_61 | 0.4 | n |  | TRUE
43 | bus_LV_2465-3_0_8_node_62 | 0.4 | n |  | TRUE
44 | bus_LV_2465-3_0_8_node_63 | 0.4 | n |  | TRUE
45 | bus_LV_2465-3_0_8_node_65 | 0.4 | n |  | TRUE
46 | bus_LV_2465-3_0_8_node_124 | 0.4 | n |  | TRUE
47 | bus_LV_2465-3_0_8_node_125 | 0.4 | n |  | TRUE
48 | bus_LV_2465-3_0_8_node_73 | 0.4 | n |  | TRUE
49 | bus_LV_2465-3_0_8_node_75 | 0.4 | n |  | TRUE
50 | bus_LV_2465-3_0_8_node_77 | 0.4 | n |  | TRUE
51 | bus_LV_2465-3_0_8_node_78 | 0.4 | n |  | TRUE
52 | bus_LV_2465-3_0_8_node_79 | 0.4 | n |  | TRUE
53 | bus_LV_2465-3_0_8_node_80 | 0.4 | n |  | TRUE
54 | bus_LV_2465-3_0_8_node_81 | 0.4 | n |  | TRUE
55 | bus_LV_2465-3_0_8_node_248 | 0.4 | n |  | TRUE
56 | bus_LV_2465-3_0_8_node_127 | 0.4 | n |  | TRUE
57 | bus_LV_2465-3_0_8_node_249 | 0.4 | n |  | TRUE
58 | bus_LV_2465-3_0_8_node_250 | 0.4 | n |  | TRUE
59 | bus_LV_2465-3_0_8_node_123 | 0.4 | n |  | TRUE
60 | bus_LV_2465-3_0_8_node_230 | 0.4 | n |  | TRUE
61 | bus_LV_2465-3_0_8_node_121 | 0.4 | n |  | TRUE
62 | bus_LV_2465-3_0_8_node_217 | 0.4 | n |  | TRUE
63 | bus_LV_2465-3_0_8_node_105 | 0.4 | n |  | TRUE
64 | bus_LV_2465-3_0_8_node_106 | 0.4 | n |  | TRUE
65 | bus_LV_2465-3_0_8_node_108 | 0.4 | n |  | TRUE
66 | bus_LV_2465-3_0_8_node_111 | 0.4 | n |  | TRUE
67 | bus_LV_2465-3_0_8_node_110 | 0.4 | n |  | TRUE
68 | bus_LV_2465-3_0_8_node_303 | 0.4 | n |  | TRUE
69 | bus_LV_2465-3_0_8_node_122 | 0.4 | n |  | TRUE
70 | bus_LV_2465-3_0_8_node_160 | 0.4 | n |  | TRUE
71 | bus_LV_2465-3_0_8_node_112 | 0.4 | n |  | TRUE
72 | bus_LV_2465-3_0_8_node_126 | 0.4 | n |  | TRUE
73 | bus_LV_2465-3_0_8_node_113 | 0.4 | n |  | TRUE
74 | bus_LV_2465-3_0_8_node_120 | 0.4 | n |  | TRUE
75 | bus_LV_2465-3_0_8_node_162 | 0.4 | n |  | TRUE
76 | bus_LV_2465-3_0_8_node_158 | 0.4 | n |  | TRUE
77 | bus_LV_2465-3_0_8_node_163 | 0.4 | n |  | TRUE
78 | bus_LV_2465-3_0_8_node_118 | 0.4 | n |  | TRUE
79 | bus_LV_2465-3_0_8_node_119 | 0.4 | n |  | TRUE
80 | bus_LV_2465-3_0_8_node_231 | 0.4 | n |  | TRUE
81 | bus_LV_2465-3_0_8_node_193 | 0.4 | n |  | TRUE
82 | bus_LV_2465-3_0_8_node_161 | 0.4 | n |  | TRUE
83 | bus_LV_2465-3_0_8_node_143 | 0.4 | n |  | TRUE
84 | bus_LV_2465-3_0_8_node_144 | 0.4 | n |  | TRUE
85 | bus_LV_2465-3_0_8_node_145 | 0.4 | n |  | TRUE
86 | bus_LV_2465-3_0_8_node_146 | 0.4 | n |  | TRUE
87 | bus_LV_2465-3_0_8_node_147 | 0.4 | n |  | TRUE
88 | bus_LV_2465-3_0_8_node_148 | 0.4 | n |  | TRUE
89 | bus_LV_2465-3_0_8_node_149 | 0.4 | n |  | TRUE
90 | bus_LV_2465-3_0_8_node_255 | 0.4 | n |  | TRUE
91 | bus_LV_2465-3_0_8_node_203 | 0.4 | n |  | TRUE
92 | bus_LV_2465-3_0_8_node_256 | 0.4 | n |  | TRUE
93 | bus_LV_2465-3_0_8_node_202 | 0.4 | n |  | TRUE
94 | bus_LV_2465-3_0_8_node_157 | 0.4 | n |  | TRUE
95 | bus_LV_2465-3_0_8_node_159 | 0.4 | n |  | TRUE
96 | bus_LV_2465-3_0_8_node_164 | 0.4 | n |  | TRUE
97 | bus_LV_2465-3_0_8_node_304 | 0.4 | n |  | TRUE
98 | bus_LV_2465-3_0_8_node_191 | 0.4 | n |  | TRUE
99 | bus_LV_2465-3_0_8_node_192 | 0.4 | n |  | TRUE
100 | bus_LV_2465-3_0_8_node_168 | 0.4 | n |  | TRUE
101 | bus_LV_2465-3_0_8_node_169 | 0.4 | n |  | TRUE
102 | bus_LV_2465-3_0_8_node_170 | 0.4 | n |  | TRUE
103 | bus_LV_2465-3_0_8_node_171 | 0.4 | n |  | TRUE
104 | bus_LV_2465-3_0_8_node_172 | 0.4 | n |  | TRUE
105 | bus_LV_2465-3_0_8_node_173 | 0.4 | n |  | TRUE
106 | bus_LV_2465-3_0_8_node_174 | 0.4 | n |  | TRUE
107 | bus_LV_2465-3_0_8_node_206 | 0.4 | n |  | TRUE
108 | bus_LV_2465-3_0_8_node_284 | 0.4 | n |  | TRUE
109 | bus_LV_2465-3_0_8_node_292 | 0.4 | n |  | TRUE
110 | bus_LV_2465-3_0_8_node_176 | 0.4 | n |  | TRUE
111 | bus_LV_2465-3_0_8_node_178 | 0.4 | n |  | TRUE
112 | bus_LV_2465-3_0_8_node_180 | 0.4 | n |  | TRUE
113 | bus_LV_2465-3_0_8_node_181 | 0.4 | n |  | TRUE
114 | bus_LV_2465-3_0_8_node_183 | 0.4 | n |  | TRUE
115 | bus_LV_2465-3_0_8_node_224 | 0.4 | n |  | TRUE
116 | bus_LV_2465-3_0_8_node_281 | 0.4 | n |  | TRUE
117 | bus_LV_2465-3_0_8_node_221 | 0.4 | n |  | TRUE
118 | bus_LV_2465-3_0_8_node_194 | 0.4 | n |  | TRUE
119 | bus_LV_2465-3_0_8_node_195 | 0.4 | n |  | TRUE
120 | bus_LV_2465-3_0_8_node_245 | 0.4 | n |  | TRUE
121 | bus_LV_2465-3_0_8_node_204 | 0.4 | n |  | TRUE
122 | bus_LV_2465-3_0_8_node_205 | 0.4 | n |  | TRUE
123 | bus_LV_2465-3_0_8_node_207 | 0.4 | n |  | TRUE
124 | bus_LV_2465-3_0_8_node_252 | 0.4 | n |  | TRUE
125 | bus_LV_2465-3_0_8_node_251 | 0.4 | n |  | TRUE
126 | bus_LV_2465-3_0_8_node_282 | 0.4 | n |  | TRUE
127 | bus_LV_2465-3_0_8_node_367 | 0.4 | n |  | TRUE
128 | bus_LV_2465-3_0_8_node_294 | 0.4 | n |  | TRUE
129 | bus_LV_2465-3_0_8_node_293 | 0.4 | n |  | TRUE
130 | bus_LV_2465-3_0_8_node_257 | 0.4 | n |  | TRUE
131 | bus_LV_2465-3_0_8_node_258 | 0.4 | n |  | TRUE
132 | bus_LV_2465-3_0_8_node_259 | 0.4 | n |  | TRUE
133 | bus_LV_2465-3_0_8_node_260 | 0.4 | n |  | TRUE
134 | bus_LV_2465-3_0_8_node_261 | 0.4 | n |  | TRUE
135 | bus_LV_2465-3_0_8_node_262 | 0.4 | n |  | TRUE
136 | bus_LV_2465-3_0_8_node_270 | 0.4 | n |  | TRUE
137 | bus_LV_2465-3_0_8_node_271 | 0.4 | n |  | TRUE
138 | bus_LV_2465-3_0_8_node_378 | 0.4 | n |  | TRUE
139 | bus_LV_2465-3_0_8_node_272 | 0.4 | n |  | TRUE
140 | bus_LV_2465-3_0_8_node_350 | 0.4 | n |  | TRUE
141 | bus_LV_2465-3_0_8_node_418 | 0.4 | n |  | TRUE
142 | bus_LV_2465-3_0_8_node_417 | 0.4 | n |  | TRUE
143 | bus_LV_2465-3_0_8_node_379 | 0.4 | n |  | TRUE
144 | bus_LV_2465-3_0_8_node_377 | 0.4 | n |  | TRUE
145 | bus_LV_2465-3_0_8_node_348 | 0.4 | n |  | TRUE
146 | bus_LV_2465-3_0_8_node_419 | 0.4 | n |  | TRUE
147 | bus_LV_2465-3_0_8_node_411 | 0.4 | n |  | TRUE
148 | bus_LV_2465-3_0_8_node_310 | 0.4 | n |  | TRUE
149 | bus_LV_2465-3_0_8_node_311 | 0.4 | n |  | TRUE
150 | bus_LV_2465-3_0_8_node_312 | 0.4 | n |  | TRUE
151 | bus_LV_2465-3_0_8_node_313 | 0.4 | n |  | TRUE
152 | bus_LV_2465-3_0_8_node_314 | 0.4 | n |  | TRUE
153 | bus_LV_2465-3_0_8_node_315 | 0.4 | n |  | TRUE
154 | bus_LV_2465-3_0_8_node_335 | 0.4 | n |  | TRUE
155 | bus_LV_2465-3_0_8_node_333 | 0.4 | n |  | TRUE
156 | bus_LV_2465-3_0_8_node_359 | 0.4 | n |  | TRUE
157 | bus_LV_2465-3_0_8_node_318 | 0.4 | n |  | TRUE
158 | bus_LV_2465-3_0_8_node_319 | 0.4 | n |  | TRUE
159 | bus_LV_2465-3_0_8_node_320 | 0.4 | n |  | TRUE
160 | bus_LV_2465-3_0_8_node_321 | 0.4 | n |  | TRUE
161 | bus_LV_2465-3_0_8_node_322 | 0.4 | n |  | TRUE
162 | bus_LV_2465-3_0_8_node_323 | 0.4 | n |  | TRUE
163 | bus_LV_2465-3_0_8_node_324 | 0.4 | n |  | TRUE
164 | bus_LV_2465-3_0_8_node_345 | 0.4 | n |  | TRUE
165 | bus_LV_2465-3_0_8_node_396 | 0.4 | n |  | TRUE
166 | bus_LV_2465-3_0_8_node_422 | 0.4 | n |  | TRUE
167 | bus_LV_2465-3_0_8_node_395 | 0.4 | n |  | TRUE
168 | bus_LV_2465-3_0_8_node_325 | 0.4 | n |  | TRUE
169 | bus_LV_2465-3_0_8_node_326 | 0.4 | n |  | TRUE
170 | bus_LV_2465-3_0_8_node_327 | 0.4 | n |  | TRUE
171 | bus_LV_2465-3_0_8_node_328 | 0.4 | n |  | TRUE
172 | bus_LV_2465-3_0_8_node_329 | 0.4 | n |  | TRUE
173 | bus_LV_2465-3_0_8_node_330 | 0.4 | n |  | TRUE
174 | bus_LV_2465-3_0_8_node_331 | 0.4 | n |  | TRUE
175 | bus_LV_2465-3_0_8_node_394 | 0.4 | n |  | TRUE
176 | bus_LV_2465-3_0_8_node_404 | 0.4 | n |  | TRUE
177 | bus_LV_2465-3_0_8_node_392 | 0.4 | n |  | TRUE
178 | bus_LV_2465-3_0_8_node_332 | 0.4 | n |  | TRUE
179 | bus_LV_2465-3_0_8_node_334 | 0.4 | n |  | TRUE
180 | bus_LV_2465-3_0_8_node_336 | 0.4 | n |  | TRUE
181 | bus_LV_2465-3_0_8_node_337 | 0.4 | n |  | TRUE
182 | bus_LV_2465-3_0_8_node_410 | 0.4 | n |  | TRUE
183 | bus_LV_2465-3_0_8_node_338 | 0.4 | n |  | TRUE
184 | bus_LV_2465-3_0_8_node_339 | 0.4 | n |  | TRUE
185 | bus_LV_2465-3_0_8_node_340 | 0.4 | n |  | TRUE
186 | bus_LV_2465-3_0_8_node_341 | 0.4 | n |  | TRUE
187 | bus_LV_2465-3_0_8_node_342 | 0.4 | n |  | TRUE
188 | bus_LV_2465-3_0_8_node_343 | 0.4 | n |  | TRUE
189 | bus_LV_2465-3_0_8_node_344 | 0.4 | n |  | TRUE
190 | bus_LV_2465-3_0_8_node_362 | 0.4 | n |  | TRUE
191 | bus_LV_2465-3_0_8_node_391 | 0.4 | n |  | TRUE
192 | bus_LV_2465-3_0_8_node_363 | 0.4 | n |  | TRUE
193 | bus_LV_2465-3_0_8_node_393 | 0.4 | n |  | TRUE
194 | bus_LV_2465-3_0_8_node_389 | 0.4 | n |  | TRUE
195 | bus_LV_2465-3_0_8_node_346 | 0.4 | n |  | TRUE
196 | bus_LV_2465-3_0_8_node_347 | 0.4 | n |  | TRUE
197 | bus_LV_2465-3_0_8_node_349 | 0.4 | n |  | TRUE
198 | bus_LV_2465-3_0_8_node_351 | 0.4 | n |  | TRUE
199 | bus_LV_2465-3_0_8_node_414 | 0.4 | n |  | TRUE
200 | bus_LV_2465-3_0_8_node_412 | 0.4 | n |  | TRUE
201 | bus_LV_2465-3_0_8_node_353 | 0.4 | n |  | TRUE
202 | bus_LV_2465-3_0_8_node_354 | 0.4 | n |  | TRUE
203 | bus_LV_2465-3_0_8_node_355 | 0.4 | n |  | TRUE
204 | bus_LV_2465-3_0_8_node_356 | 0.4 | n |  | TRUE
205 | bus_LV_2465-3_0_8_node_358 | 0.4 | n |  | TRUE
206 | bus_LV_2465-3_0_8_node_360 | 0.4 | n |  | TRUE
207 | bus_LV_2465-3_0_8_node_357 | 0.4 | n |  | TRUE
208 | bus_LV_2465-3_0_8_node_361 | 0.4 | n |  | TRUE
209 | bus_LV_2465-3_0_8_node_368 | 0.4 | n |  | TRUE
210 | bus_LV_2465-3_0_8_node_374 | 0.4 | n |  | TRUE
211 | bus_LV_2465-3_0_8_node_364 | 0.4 | n |  | TRUE
212 | bus_LV_2465-3_0_8_node_365 | 0.4 | n |  | TRUE
213 | bus_LV_2465-3_0_8_node_372 | 0.4 | n |  | TRUE
214 | bus_LV_2465-3_0_8_node_366 | 0.4 | n |  | TRUE
215 | bus_LV_2465-3_0_8_node_369 | 0.4 | n |  | TRUE
216 | bus_LV_2465-3_0_8_node_408 | 0.4 | n |  | TRUE
217 | bus_LV_2465-3_0_8_node_399 | 0.4 | n |  | TRUE
218 | bus_LV_2465-3_0_8_node_409 | 0.4 | n |  | TRUE
219 | bus_LV_2465-3_0_8_node_400 | 0.4 | n |  | TRUE
220 | bus_LV_2465-3_0_8_node_371 | 0.4 | n |  | TRUE
221 | bus_LV_2465-3_0_8_node_373 | 0.4 | n |  | TRUE
222 | bus_LV_2465-3_0_8_node_375 | 0.4 | n |  | TRUE
223 | bus_LV_2465-3_0_8_node_376 | 0.4 | n |  | TRUE
224 | bus_LV_2465-3_0_8_node_407 | 0.4 | n |  | TRUE
225 | bus_LV_2465-3_0_8_node_398 | 0.4 | n |  | TRUE
226 | bus_LV_2465-3_0_8_node_388 | 0.4 | n |  | TRUE
227 | bus_LV_2465-3_0_8_node_397 | 0.4 | n |  | TRUE
228 | bus_LV_2465-3_0_8_node_380 | 0.4 | n |  | TRUE
229 | bus_LV_2465-3_0_8_node_382 | 0.4 | n |  | TRUE
230 | bus_LV_2465-3_0_8_node_385 | 0.4 | n |  | TRUE
231 | bus_LV_2465-3_0_8_node_386 | 0.4 | n |  | TRUE
232 | bus_LV_2465-3_0_8_node_390 | 0.4 | n |  | TRUE
233 | bus_LV_2465-3_0_8_node_406 | 0.4 | n |  | TRUE
234 | bus_LV_2465-3_0_8_node_401 | 0.4 | n |  | TRUE
235 | bus_LV_2465-3_0_8_node_403 | 0.4 | n |  | TRUE
236 | bus_LV_2465-3_0_8_node_424 | 0.4 | n |  | TRUE
237 | bus_LV_2465-3_0_8_node_425 | 0.4 | n |  | TRUE
238 | bus_LV_2465-3_0_8_node_416 | 0.4 | n |  | TRUE
239 | bus_LV_2465-3_0_8_node_415 | 0.4 | n |  | TRUE
240 | bus_LV_2465-3_0_8_node_413 | 0.4 | n |  | TRUE
241 | bus_LV_2465-3_0_8_node_426 | 0.4 | n |  | TRUE
242 | bus_MV_387_2_node_15 | 20 | n |  | TRUE

## load
| name | bus | p_mw | q_mvar | const_z_percent | const_i_percent | sn_mva | scaling | in_service | type
0 | LV_2465-3_0_8_load_0 | 0 | 0.0005853 | 0.00014669 | 0 | 0 |  | 1 | TRUE | wye
1 | LV_2465-3_0_8_load_1 | 1 | 0.0022495 | 0.00056379 | 0 | 0 |  | 1 | TRUE | wye
2 | LV_2465-3_0_8_load_3 | 3 | 0.0011216 | 0.0002811 | 0 | 0 |  | 1 | TRUE | wye
3 | LV_2465-3_0_8_load_233 | 8 | 0.0014524 | 0.000364 | 0 | 0 |  | 1 | TRUE | wye
4 | LV_2465-3_0_8_load_243 | 9 | 0.001277 | 0.00032005 | 0 | 0 |  | 1 | TRUE | wye
5 | LV_2465-3_0_8_load_244 | 10 | 0.00022992 | 5.7624e-05 | 0 | 0 |  | 1 | TRUE | wye
6 | LV_2465-3_0_8_load_37 | 11 | 0.00073144 | 0.00018332 | 0 | 0 |  | 1 | TRUE | wye
7 | LV_2465-3_0_8_load_223 | 13 | 0.0030251 | 0.00075816 | 0 | 0 |  | 1 | TRUE | wye
8 | LV_2465-3_0_8_load_182 | 15 | 0.0018579 | 0.00046562 | 0 | 0 |  | 1 | TRUE | wye
9 | LV_2465-3_0_8_load_222 | 16 | 0.0020756 | 0.0005202 | 0 | 0 |  | 1 | TRUE | wye
10 | LV_2465-3_0_8_load_179 | 18 | 0.0011091 | 0.00027797 | 0 | 0 |  | 1 | TRUE | wye
11 | LV_2465-3_0_8_load_175 | 19 | 0.00065009 | 0.00016293 | 0 | 0 |  | 1 | TRUE | wye
12 | LV_2465-3_0_8_load_317 | 20 | 0.0040688 | 0.0010197 | 0 | 0 |  | 1 | TRUE | wye
13 | LV_2465-3_0_8_load_97 | 23 | 0.001611 | 0.00040376 | 0 | 0 |  | 1 | TRUE | wye
14 | LV_2465-3_0_8_load_98 | 24 | 0.0022881 | 0.00057346 | 0 | 0 |  | 1 | TRUE | wye
15 | LV_2465-3_0_8_load_76 | 25 | 0.001502 | 0.00037645 | 0 | 0 |  | 1 | TRUE | wye
16 | LV_2465-3_0_8_load_74 | 26 | 0.0018285 | 0.00045825 | 0 | 0 |  | 1 | TRUE | wye
17 | LV_2465-3_0_8_load_387 | 27 | 0.003856 | 0.0009664 | 0 | 0 |  | 1 | TRUE | wye
18 | LV_2465-3_0_8_load_421 | 29 | 0.0016318 | 0.00040896 | 0 | 0 |  | 1 | TRUE | wye
19 | LV_2465-3_0_8_load_420 | 30 | 0.0037445 | 0.00093845 | 0 | 0 |  | 1 | TRUE | wye
20 | LV_2465-3_0_8_load_402 | 31 | 0.0023554 | 0.00059032 | 0 | 0 |  | 1 | TRUE | wye
21 | LV_2465-3_0_8_load_295 | 33 | 0.00059437 | 0.00014896 | 0 | 0 |  | 1 | TRUE | wye
22 | LV_2465-3_0_8_load_383 | 35 | 0.0012342 | 0.00030933 | 0 | 0 |  | 1 | TRUE | wye
23 | LV_2465-3_0_8_load_381 | 36 | 0.00048255 | 0.00012094 | 0 | 0 |  | 1 | TRUE | wye
24 | LV_2465-3_0_8_load_300 | 37 | 0.00083226 | 0.00020858 | 0 | 0 |  | 1 | TRUE | wye
25 | LV_2465-3_0_8_load_241 | 38 | 0.0029905 | 0.00074948 | 0 | 0 |  | 1 | TRUE | wye
26 | LV_2465-3_0_8_load_242 | 39 | 0.00025542 | 6.4014e-05 | 0 | 0 |  | 1 | TRUE | wye
27 | LV_2465-3_0_8_load_59 | 40 | 0.0024204 | 0.00060662 | 0 | 0 |  | 1 | TRUE | wye
28 | LV_2465-3_0_8_load_60 | 41 | 0.00029242 | 7.3288e-05 | 0 | 0 |  | 1 | TRUE | wye
29 | LV_2465-3_0_8_load_61 | 42 | 0.0012899 | 0.00032329 | 0 | 0 |  | 1 | TRUE | wye
30 | LV_2465-3_0_8_load_62 | 43 | 0.0018915 | 0.00047407 | 0 | 0 |  | 1 | TRUE | wye
31 | LV_2465-3_0_8_load_63 | 44 | 0.00083601 | 0.00020952 | 0 | 0 |  | 1 | TRUE | wye
32 | LV_2465-3_0_8_load_65 | 45 | 0.00124 | 0.00031077 | 0 | 0 |  | 1 | TRUE | wye
33 | LV_2465-3_0_8_load_124 | 46 | 0.0004624 | 0.00011589 | 0 | 0 |  | 1 | TRUE | wye
34 | LV_2465-3_0_8_load_73 | 48 | 0.0033439 | 0.00083806 | 0 | 0 |  | 1 | TRUE | wye
35 | LV_2465-3_0_8_load_77 | 50 | 0.0040485 | 0.0010146 | 0 | 0 |  | 1 | TRUE | wye
36 | LV_2465-3_0_8_load_79 | 52 | 0.0004563 | 0.00011436 | 0 | 0 |  | 1 | TRUE | wye
37 | LV_2465-3_0_8_load_80 | 53 | 0.0019775 | 0.00049562 | 0 | 0 |  | 1 | TRUE | wye
38 | LV_2465-3_0_8_load_81 | 54 | 0.0010027 | 0.0002513 | 0 | 0 |  | 1 | TRUE | wye
39 | LV_2465-3_0_8_load_127 | 56 | 0.0021049 | 0.00052755 | 0 | 0 |  | 1 | TRUE | wye
40 | LV_2465-3_0_8_load_249 | 57 | 0.0021669 | 0.00054308 | 0 | 0 |  | 1 | TRUE | wye
41 | LV_2465-3_0_8_load_250 | 58 | 0.0034316 | 0.00086005 | 0 | 0 |  | 1 | TRUE | wye
42 | LV_2465-3_0_8_load_230 | 60 | 0.0026194 | 0.00065647 | 0 | 0 |  | 1 | TRUE | wye
43 | LV_2465-3_0_8_load_217 | 62 | 0.0021695 | 0.00054374 | 0 | 0 |  | 1 | TRUE | wye
44 | LV_2465-3_0_8_load_105 | 63 | 0.0011941 | 0.00029928 | 0 | 0 |  | 1 | TRUE | wye
45 | LV_2465-3_0_8_load_106 | 64 | 0.0021676 | 0.00054326 | 0 | 0 |  | 1 | TRUE | wye
46 | LV_2465-3_0_8_load_108 | 65 | 0.00026208 | 6.5682e-05 | 0 | 0 |  | 1 | TRUE | wye
47 | LV_2465-3_0_8_load_111 | 66 | 0.0019899 | 0.00049872 | 0 | 0 |  | 1 | TRUE | wye
48 | LV_2465-3_0_8_load_303 | 68 | 0.001642 | 0.00041152 | 0 | 0 |  | 1 | TRUE | wye
49 | LV_2465-3_0_8_load_112 | 71 | 0.0012347 | 0.00030944 | 0 | 0 |  | 1 | TRUE | wye
50 | LV_2465-3_0_8_load_113 | 73 | 0.0028059 | 0.00070323 | 0 | 0 |  | 1 | TRUE | wye
51 | LV_2465-3_0_8_load_120 | 74 | 0.0028392 | 0.00071157 | 0 | 0 |  | 1 | TRUE | wye
52 | LV_2465-3_0_8_load_158 | 76 | 0.0018187 | 0.00045581 | 0 | 0 |  | 1 | TRUE | wye
53 | LV_2465-3_0_8_load_118 | 78 | 0.0010869 | 0.00027239 | 0 | 0 |  | 1 | TRUE | wye
54 | LV_2465-3_0_8_load_119 | 79 | 0.0012715 | 0.00031867 | 0 | 0 |  | 1 | TRUE | wye
55 | LV_2465-3_0_8_load_193 | 81 | 0.0019175 | 0.00048058 | 0 | 0 |  | 1 | TRUE | wye
56 | LV_2465-3_0_8_load_143 | 83 | 0.0019364 | 0.00048531 | 0 | 0 |  | 1 | TRUE | wye
57 | LV_2465-3_0_8_load_144 | 84 | 0.0018197 | 0.00045607 | 0 | 0 |  | 1 | TRUE | wye
58 | LV_2465-3_0_8_load_145 | 85 | 0.0016428 | 0.00041173 | 0 | 0 |  | 1 | TRUE | wye
59 | LV_2465-3_0_8_load_146 | 86 | 0.0018443 | 0.00046223 | 0 | 0 |  | 1 | TRUE | wye
60 | LV_2465-3_0_8_load_147 | 87 | 0.002297 | 0.00057569 | 0 | 0 |  | 1 | TRUE | wye
61 | LV_2465-3_0_8_load_148 | 88 | 0.0017963 | 0.00045019 | 0 | 0 |  | 1 | TRUE | wye
62 | LV_2465-3_0_8_load_149 | 89 | 0.0013056 | 0.0003272 | 0 | 0 |  | 1 | TRUE | wye
63 | LV_2465-3_0_8_load_255 | 90 | 0.0010779 | 0.00027016 | 0 | 0 |  | 1 | TRUE | wye
64 | LV_2465-3_0_8_load_203 | 91 | 0.0004167 | 0.00010443 | 0 | 0 |  | 1 | TRUE | wye
65 | LV_2465-3_0_8_load_256 | 92 | 0.0019857 | 0.00049767 | 0 | 0 |  | 1 | TRUE | wye
66 | LV_2465-3_0_8_load_202 | 93 | 0.00095461 | 0.00023925 | 0 | 0 |  | 1 | TRUE | wye
67 | LV_2465-3_0_8_load_157 | 94 | 0.002119 | 0.00053107 | 0 | 0 |  | 1 | TRUE | wye
68 | LV_2465-3_0_8_load_159 | 95 | 0.0063847 | 0.0016002 | 0 | 0 |  | 1 | TRUE | wye
69 | LV_2465-3_0_8_load_164 | 96 | 0.002022 | 0.00050677 | 0 | 0 |  | 1 | TRUE | wye
70 | LV_2465-3_0_8_load_304 | 97 | 0.0010097 | 0.00025304 | 0 | 0 |  | 1 | TRUE | wye
71 | LV_2465-3_0_8_load_168 | 100 | 0.0018842 | 0.00047223 | 0 | 0 |  | 1 | TRUE | wye
72 | LV_2465-3_0_8_load_169 | 101 | 0.00096623 | 0.00024216 | 0 | 0 |  | 1 | TRUE | wye
73 | LV_2465-3_0_8_load_170 | 102 | 0.0016424 | 0.00041163 | 0 | 0 |  | 1 | TRUE | wye
74 | LV_2465-3_0_8_load_171 | 103 | 0.0014687 | 0.00036809 | 0 | 0 |  | 1 | TRUE | wye
75 | LV_2465-3_0_8_load_172 | 104 | 0.0022458 | 0.00056284 | 0 | 0 |  | 1 | TRUE | wye
76 | LV_2465-3_0_8_load_173 | 105 | 0.0011063 | 0.00027728 | 0 | 0 |  | 1 | TRUE | wye
77 | LV_2465-3_0_8_load_174 | 106 | 0.0014251 | 0.00035716 | 0 | 0 |  | 1 | TRUE | wye
78 | LV_2465-3_0_8_load_284 | 108 | 0.0015529 | 0.00038918 | 0 | 0 |  | 1 | TRUE | wye
79 | LV_2465-3_0_8_load_292 | 109 | 0.0023825 | 0.00059712 | 0 | 0 |  | 1 | TRUE | wye
80 | LV_2465-3_0_8_load_176 | 110 | 0.0015468 | 0.00038766 | 0 | 0 |  | 1 | TRUE | wye
81 | LV_2465-3_0_8_load_180 | 112 | 0.0021335 | 0.00053471 | 0 | 0 |  | 1 | TRUE | wye
82 | LV_2465-3_0_8_load_181 | 113 | 0.0010586 | 0.00026532 | 0 | 0 |  | 1 | TRUE | wye
83 | LV_2465-3_0_8_load_183 | 114 | 0.00062884 | 0.0001576 | 0 | 0 |  | 1 | TRUE | wye
84 | LV_2465-3_0_8_load_224 | 115 | 0.00067506 | 0.00016918 | 0 | 0 |  | 1 | TRUE | wye
85 | LV_2465-3_0_8_load_281 | 116 | 0.0018743 | 0.00046975 | 0 | 0 |  | 1 | TRUE | wye
86 | LV_2465-3_0_8_load_221 | 117 | 0.0015811 | 0.00039627 | 0 | 0 |  | 1 | TRUE | wye
87 | LV_2465-3_0_8_load_194 | 118 | 0.0010018 | 0.00025108 | 0 | 0 |  | 1 | TRUE | wye
88 | LV_2465-3_0_8_load_195 | 119 | 0.0046804 | 0.001173 | 0 | 0 |  | 1 | TRUE | wye
89 | LV_2465-3_0_8_load_245 | 120 | 0.00026846 | 6.7283e-05 | 0 | 0 |  | 1 | TRUE | wye
90 | LV_2465-3_0_8_load_204 | 121 | 0.0012502 | 0.00031333 | 0 | 0 |  | 1 | TRUE | wye
91 | LV_2465-3_0_8_load_252 | 124 | 0.0042526 | 0.0010658 | 0 | 0 |  | 1 | TRUE | wye
92 | LV_2465-3_0_8_load_251 | 125 | 0.0019733 | 0.00049455 | 0 | 0 |  | 1 | TRUE | wye
93 | LV_2465-3_0_8_load_282 | 126 | 0.0016709 | 0.00041878 | 0 | 0 |  | 1 | TRUE | wye
94 | LV_2465-3_0_8_load_367 | 127 | 0.0066362 | 0.0016632 | 0 | 0 |  | 1 | TRUE | wye
95 | LV_2465-3_0_8_load_294 | 128 | 0.0011128 | 0.0002789 | 0 | 0 |  | 1 | TRUE | wye
96 | LV_2465-3_0_8_load_293 | 129 | 0.0021331 | 0.00053461 | 0 | 0 |  | 1 | TRUE | wye
97 | LV_2465-3_0_8_load_257 | 130 | 0.00011293 | 2.8304e-05 | 0 | 0 |  | 1 | TRUE | wye
98 | LV_2465-3_0_8_load_258 | 131 | 5.8814e-05 | 1.474e-05 | 0 | 0 |  | 1 | TRUE | wye
99 | LV_2465-3_0_8_load_259 | 132 | 0.0014967 | 0.00037511 | 0 | 0 |  | 1 | TRUE | wye
100 | LV_2465-3_0_8_load_260 | 133 | 0.00040947 | 0.00010262 | 0 | 0 |  | 1 | TRUE | wye
101 | LV_2465-3_0_8_load_261 | 134 | 6.0036e-05 | 1.5046e-05 | 0 | 0 |  | 1 | TRUE | wye
102 | LV_2465-3_0_8_load_270 | 136 | 0.00011628 | 2.9142e-05 | 0 | 0 |  | 1 | TRUE | wye
103 | LV_2465-3_0_8_load_350 | 140 | 9.5439e-05 | 2.3919e-05 | 0 | 0 |  | 1 | TRUE | wye
104 | LV_2465-3_0_8_load_418 | 141 | 7.6246e-05 | 1.9109e-05 | 0 | 0 |  | 1 | TRUE | wye
105 | LV_2465-3_0_8_load_417 | 142 | 8.6542e-05 | 2.169e-05 | 0 | 0 |  | 1 | TRUE | wye
106 | LV_2465-3_0_8_load_379 | 143 | 8.3864e-05 | 2.1018e-05 | 0 | 0 |  | 1 | TRUE | wye
107 | LV_2465-3_0_8_load_377 | 144 | 0.00033369 | 8.363e-05 | 0 | 0 |  | 1 | TRUE | wye
108 | LV_2465-3_0_8_load_348 | 145 | 0.00046943 | 0.00011765 | 0 | 0 |  | 1 | TRUE | wye
109 | LV_2465-3_0_8_load_419 | 146 | 3.5799e-05 | 8.9721e-06 | 0 | 0 |  | 1 | TRUE | wye
110 | LV_2465-3_0_8_load_310 | 148 | 0.0024987 | 0.00062623 | 0 | 0 |  | 1 | TRUE | wye
111 | LV_2465-3_0_8_load_311 | 149 | 0.0031657 | 0.00079341 | 0 | 0 |  | 1 | TRUE | wye
112 | LV_2465-3_0_8_load_312 | 150 | 0.0003561 | 8.9246e-05 | 0 | 0 |  | 1 | TRUE | wye
113 | LV_2465-3_0_8_load_313 | 151 | 6.1174e-05 | 1.5332e-05 | 0 | 0 |  | 1 | TRUE | wye
114 | LV_2465-3_0_8_load_314 | 152 | 0.00014168 | 3.5507e-05 | 0 | 0 |  | 1 | TRUE | wye
115 | LV_2465-3_0_8_load_315 | 153 | 0.00025086 | 6.2871e-05 | 0 | 0 |  | 1 | TRUE | wye
116 | LV_2465-3_0_8_load_335 | 154 | 6.2008e-05 | 1.5541e-05 | 0 | 0 |  | 1 | TRUE | wye
117 | LV_2465-3_0_8_load_333 | 155 | 6.7305e-05 | 1.6868e-05 | 0 | 0 |  | 1 | TRUE | wye
118 | LV_2465-3_0_8_load_318 | 157 | 0.0011146 | 0.00027935 | 0 | 0 |  | 1 | TRUE | wye
119 | LV_2465-3_0_8_load_319 | 158 | 0.00088932 | 0.00022288 | 0 | 0 |  | 1 | TRUE | wye
120 | LV_2465-3_0_8_load_320 | 159 | 0.0019898 | 0.00049869 | 0 | 0 |  | 1 | TRUE | wye
121 | LV_2465-3_0_8_load_321 | 160 | 0.002882 | 0.0007223 | 0 | 0 |  | 1 | TRUE | wye
122 | LV_2465-3_0_8_load_322 | 161 | 0.0030684 | 0.00076902 | 0 | 0 |  | 1 | TRUE | wye
123 | LV_2465-3_0_8_load_323 | 162 | 0.0024784 | 0.00062114 | 0 | 0 |  | 1 | TRUE | wye
124 | LV_2465-3_0_8_load_324 | 163 | 0.0079771 | 0.0019992 | 0 | 0 |  | 1 | TRUE | wye
125 | LV_2465-3_0_8_load_345 | 164 | 0.00065207 | 0.00016342 | 0 | 0 |  | 1 | TRUE | wye
126 | LV_2465-3_0_8_load_396 | 165 | 0.0010044 | 0.00025172 | 0 | 0 |  | 1 | TRUE | wye
127 | LV_2465-3_0_8_load_422 | 166 | 0.0011424 | 0.00028631 | 0 | 0 |  | 1 | TRUE | wye
128 | LV_2465-3_0_8_load_325 | 168 | 0.00037893 | 9.4969e-05 | 0 | 0 |  | 1 | TRUE | wye
129 | LV_2465-3_0_8_load_326 | 169 | 0.0010989 | 0.00027541 | 0 | 0 |  | 1 | TRUE | wye
130 | LV_2465-3_0_8_load_328 | 171 | 0.00049679 | 0.00012451 | 0 | 0 |  | 1 | TRUE | wye
131 | LV_2465-3_0_8_load_329 | 172 | 0.00069395 | 0.00017392 | 0 | 0 |  | 1 | TRUE | wye
132 | LV_2465-3_0_8_load_330 | 173 | 0.00083559 | 0.00020942 | 0 | 0 |  | 1 | TRUE | wye
133 | LV_2465-3_0_8_load_331 | 174 | 0.0020621 | 0.00051681 | 0 | 0 |  | 1 | TRUE | wye
134 | LV_2465-3_0_8_load_404 | 176 | 0.0017866 | 0.00044776 | 0 | 0 |  | 1 | TRUE | wye
135 | LV_2465-3_0_8_load_392 | 177 | 0.0013732 | 0.00034415 | 0 | 0 |  | 1 | TRUE | wye
136 | LV_2465-3_0_8_load_332 | 178 | 0.00073415 | 0.000184 | 0 | 0 |  | 1 | TRUE | wye
137 | LV_2465-3_0_8_load_334 | 179 | 0.00012961 | 3.2483e-05 | 0 | 0 |  | 1 | TRUE | wye
138 | LV_2465-3_0_8_load_336 | 180 | 9.646e-05 | 2.4175e-05 | 0 | 0 |  | 1 | TRUE | wye
139 | LV_2465-3_0_8_load_337 | 181 | 9.8605e-05 | 2.4713e-05 | 0 | 0 |  | 1 | TRUE | wye
140 | LV_2465-3_0_8_load_410 | 182 | 0.00014681 | 3.6795e-05 | 0 | 0 |  | 1 | TRUE | wye
141 | LV_2465-3_0_8_load_338 | 183 | 0.0006565 | 0.00016453 | 0 | 0 |  | 1 | TRUE | wye
142 | LV_2465-3_0_8_load_339 | 184 | 0.0011371 | 0.00028497 | 0 | 0 |  | 1 | TRUE | wye
143 | LV_2465-3_0_8_load_340 | 185 | 0.0022108 | 0.00055407 | 0 | 0 |  | 1 | TRUE | wye
144 | LV_2465-3_0_8_load_341 | 186 | 0.0013397 | 0.00033576 | 0 | 0 |  | 1 | TRUE | wye
145 | LV_2465-3_0_8_load_342 | 187 | 0.00073769 | 0.00018488 | 0 | 0 |  | 1 | TRUE | wye
146 | LV_2465-3_0_8_load_343 | 188 | 0.0012386 | 0.00031042 | 0 | 0 |  | 1 | TRUE | wye
147 | LV_2465-3_0_8_load_344 | 189 | 0.0018062 | 0.00045267 | 0 | 0 |  | 1 | TRUE | wye
148 | LV_2465-3_0_8_load_362 | 190 | 0.0016079 | 0.00040297 | 0 | 0 |  | 1 | TRUE | wye
149 | LV_2465-3_0_8_load_363 | 192 | 0.0011788 | 0.00029545 | 0 | 0 |  | 1 | TRUE | wye
150 | LV_2465-3_0_8_load_393 | 193 | 0.0033402 | 0.00083714 | 0 | 0 |  | 1 | TRUE | wye
151 | LV_2465-3_0_8_load_389 | 194 | 0.00051737 | 0.00012966 | 0 | 0 |  | 1 | TRUE | wye
152 | LV_2465-3_0_8_load_346 | 195 | 0.00072265 | 0.00018111 | 0 | 0 |  | 1 | TRUE | wye
153 | LV_2465-3_0_8_load_347 | 196 | 0.0010234 | 0.00025649 | 0 | 0 |  | 1 | TRUE | wye
154 | LV_2465-3_0_8_load_351 | 198 | 0.00025949 | 6.5035e-05 | 0 | 0 |  | 1 | TRUE | wye
155 | LV_2465-3_0_8_load_414 | 199 | 0.00026529 | 6.6487e-05 | 0 | 0 |  | 1 | TRUE | wye
156 | LV_2465-3_0_8_load_412 | 200 | 0.00041405 | 0.00010377 | 0 | 0 |  | 1 | TRUE | wye
157 | LV_2465-3_0_8_load_353 | 201 | 0.00087401 | 0.00021905 | 0 | 0 |  | 1 | TRUE | wye
158 | LV_2465-3_0_8_load_354 | 202 | 0.0013435 | 0.00033672 | 0 | 0 |  | 1 | TRUE | wye
159 | LV_2465-3_0_8_load_356 | 204 | 0.0015767 | 0.00039516 | 0 | 0 |  | 1 | TRUE | wye
160 | LV_2465-3_0_8_load_358 | 205 | 0.0010561 | 0.00026469 | 0 | 0 |  | 1 | TRUE | wye
161 | LV_2465-3_0_8_load_360 | 206 | 0.0012762 | 0.00031984 | 0 | 0 |  | 1 | TRUE | wye
162 | LV_2465-3_0_8_load_357 | 207 | 0.0034443 | 0.00086322 | 0 | 0 |  | 1 | TRUE | wye
163 | LV_2465-3_0_8_load_361 | 208 | 0.0010229 | 0.00025635 | 0 | 0 |  | 1 | TRUE | wye
164 | LV_2465-3_0_8_load_368 | 209 | 0.0017827 | 0.00044678 | 0 | 0 |  | 1 | TRUE | wye
165 | LV_2465-3_0_8_load_374 | 210 | 0.0014392 | 0.0003607 | 0 | 0 |  | 1 | TRUE | wye
166 | LV_2465-3_0_8_load_364 | 211 | 3.6345e-05 | 9.1088e-06 | 0 | 0 |  | 1 | TRUE | wye
167 | LV_2465-3_0_8_load_365 | 212 | 0.00026139 | 6.5511e-05 | 0 | 0 |  | 1 | TRUE | wye
168 | LV_2465-3_0_8_load_372 | 213 | 0.001307 | 0.00032757 | 0 | 0 |  | 1 | TRUE | wye
169 | LV_2465-3_0_8_load_366 | 214 | 0.00026401 | 6.6167e-05 | 0 | 0 |  | 1 | TRUE | wye
170 | LV_2465-3_0_8_load_369 | 215 | 0.00017543 | 4.3966e-05 | 0 | 0 |  | 1 | TRUE | wye
171 | LV_2465-3_0_8_load_408 | 216 | 0.00047827 | 0.00011987 | 0 | 0 |  | 1 | TRUE | wye
172 | LV_2465-3_0_8_load_399 | 217 | 0.0015949 | 0.00039972 | 0 | 0 |  | 1 | TRUE | wye
173 | LV_2465-3_0_8_load_409 | 218 | 0.00012444 | 3.1186e-05 | 0 | 0 |  | 1 | TRUE | wye
174 | LV_2465-3_0_8_load_400 | 219 | 0.00075464 | 0.00018913 | 0 | 0 |  | 1 | TRUE | wye
175 | LV_2465-3_0_8_load_371 | 220 | 0.00046076 | 0.00011548 | 0 | 0 |  | 1 | TRUE | wye
176 | LV_2465-3_0_8_load_373 | 221 | 0.0010248 | 0.00025683 | 0 | 0 |  | 1 | TRUE | wye
177 | LV_2465-3_0_8_load_375 | 222 | 0.0014134 | 0.00035423 | 0 | 0 |  | 1 | TRUE | wye
178 | LV_2465-3_0_8_load_407 | 224 | 0.00075513 | 0.00018925 | 0 | 0 |  | 1 | TRUE | wye
179 | LV_2465-3_0_8_load_388 | 226 | 0.0011845 | 0.00029687 | 0 | 0 |  | 1 | TRUE | wye
180 | LV_2465-3_0_8_load_397 | 227 | 0.0073544 | 0.0018432 | 0 | 0 |  | 1 | TRUE | wye
181 | LV_2465-3_0_8_load_380 | 228 | 0.0022182 | 0.00055593 | 0 | 0 |  | 1 | TRUE | wye
182 | LV_2465-3_0_8_load_385 | 230 | 0.0030104 | 0.00075447 | 0 | 0 |  | 1 | TRUE | wye
183 | LV_2465-3_0_8_load_386 | 231 | 0.0011243 | 0.00028178 | 0 | 0 |  | 1 | TRUE | wye
184 | LV_2465-3_0_8_load_390 | 232 | 0.0012915 | 0.00032368 | 0 | 0 |  | 1 | TRUE | wye
185 | LV_2465-3_0_8_load_401 | 234 | 0.0020827 | 0.00052198 | 0 | 0 |  | 1 | TRUE | wye
186 | LV_2465-3_0_8_load_403 | 235 | 0.0059693 | 0.001496 | 0 | 0 |  | 1 | TRUE | wye
187 | LV_2465-3_0_8_load_424 | 236 | 0.0023193 | 0.00058128 | 0 | 0 |  | 1 | TRUE | wye
188 | LV_2465-3_0_8_load_425 | 237 | 0.0021902 | 0.00054892 | 0 | 0 |  | 1 | TRUE | wye
189 | LV_2465-3_0_8_load_416 | 238 | 0.0015802 | 0.00039604 | 0 | 0 |  | 1 | TRUE | wye
190 | LV_2465-3_0_8_load_415 | 239 | 0.0027123 | 0.00067975 | 0 | 0 |  | 1 | TRUE | wye
191 | LV_2465-3_0_8_load_413 | 240 | 0.0004911 | 0.00012308 | 0 | 0 |  | 1 | TRUE | wye
192 | LV_2465-3_0_8_load_426 | 241 | 0.00014507 | 3.6358e-05 | 0 | 0 |  | 1 | TRUE | wye

## ext_grid
| name | bus | vm_pu | va_degree | slack_weight | in_service
0 |  | 8 | 1 | 0 | 1 | TRUE

## line
| name | std_type | from_bus | to_bus | length_km | r_ohm_per_km | x_ohm_per_km | c_nf_per_km | g_us_per_km | max_i_ka | df | parallel | type | in_service
0 | LV_2465-3_0_8_line_0 |  | 0 | 1 | 0.024207 | 0.125 | 0.08 | 261 | 0 | 0.364 | 1 | 1 | cs | TRUE
1 | LV_2465-3_0_8_line_1 |  | 0 | 2 | 0.05987 | 0.125 | 0.08 | 261 | 0 | 0.364 | 1 | 1 | cs | TRUE
2 | LV_2465-3_0_8_line_2 |  | 1 | 3 | 0.059704 | 0.125 | 0.08 | 261 | 0 | 0.364 | 1 | 1 | cs | TRUE
3 | LV_2465-3_0_8_line_3 |  | 2 | 4 | 0.006421 | 0.125 | 0.08 | 261 | 0 | 0.364 | 1 | 1 | cs | TRUE
4 | LV_2465-3_0_8_line_4 |  | 4 | 5 | 0.003251 | 0.125 | 0.08 | 261 | 0 | 0.364 | 1 | 1 | cs | TRUE
5 | LV_2465-3_0_8_line_5 |  | 5 | 9 | 0.032435 | 0.125 | 0.08 | 261 | 0 | 0.364 | 1 | 1 | cs | TRUE
6 | LV_2465-3_0_8_line_6 |  | 5 | 10 | 0.013516 | 0.125 | 0.08 | 261 | 0 | 0.364 | 1 | 1 | cs | TRUE
7 | LV_2465-3_0_8_line_7 |  | 6 | 7 | 0.18481 | 0.125 | 0.08 | 261 | 0 | 0.364 | 1 | 4 | cs | TRUE
8 | LV_2465-3_0_8_line_8 |  | 6 | 8 | 0.074695 | 0.125 | 0.08 | 261 | 0 | 0.364 | 1 | 4 | cs | TRUE
9 | LV_2465-3_0_8_line_9 |  | 7 | 20 | 0.13252 | 0.125 | 0.08 | 261 | 0 | 0.364 | 1 | 4 | cs | TRUE
10 | LV_2465-3_0_8_line_10 |  | 8 | 21 | 0.16146 | 0.125 | 0.08 | 261 | 0 | 0.364 | 1 | 4 | cs | TRUE
11 | LV_2465-3_0_8_line_11 |  | 10 | 37 | 0.0169 | 0.125 | 0.08 | 261 | 0 | 0.364 | 1 | 1 | cs | TRUE
12 | LV_2465-3_0_8_line_12 |  | 11 | 12 | 0.02864 | 0.125 | 0.08 | 261 | 0 | 0.364 | 1 | 1 | cs | TRUE
13 | LV_2465-3_0_8_line_13 |  | 12 | 38 | 0.01444 | 0.125 | 0.08 | 261 | 0 | 0.364 | 1 | 4 | cs | TRUE
14 | LV_2465-3_0_8_line_14 |  | 12 | 39 | 0.017733 | 0.125 | 0.08 | 261 | 0 | 0.364 | 1 | 4 | cs | TRUE
15 | LV_2465-3_0_8_line_15 |  | 13 | 14 | 0.061556 | 0.125 | 0.08 | 261 | 0 | 0.364 | 1 | 1 | cs | TRUE
16 | LV_2465-3_0_8_line_16 |  | 14 | 117 | 0.034979 | 0.125 | 0.08 | 261 | 0 | 0.364 | 1 | 1 | cs | TRUE
17 | LV_2465-3_0_8_line_17 |  | 14 | 16 | 0.019994 | 0.125 | 0.08 | 261 | 0 | 0.364 | 1 | 1 | cs | TRUE
18 | LV_2465-3_0_8_line_18 |  | 14 | 113 | 0.015888 | 0.125 | 0.08 | 261 | 0 | 0.364 | 1 | 1 | cs | TRUE
19 | LV_2465-3_0_8_line_19 |  | 15 | 16 | 0.007386 | 0.125 | 0.08 | 261 | 0 | 0.364 | 1 | 1 | cs | TRUE
20 | LV_2465-3_0_8_line_20 |  | 17 | 18 | 0.020495 | 0.125 | 0.08 | 261 | 0 | 0.364 | 1 | 2 | cs | TRUE
21 | LV_2465-3_0_8_line_21 |  | 17 | 19 | 0.02084 | 0.125 | 0.08 | 261 | 0 | 0.364 | 1 | 1 | cs | TRUE
22 | LV_2465-3_0_8_line_22 |  | 18 | 114 | 0.024232 | 0.125 | 0.08 | 261 | 0 | 0.364 | 1 | 2 | cs | TRUE
23 | LV_2465-3_0_8_line_23 |  | 19 | 110 | 0.017828 | 0.125 | 0.08 | 261 | 0 | 0.364 | 1 | 1 | cs | TRUE
24 | LV_2465-3_0_8_line_24 |  | 20 | 127 | 0.022739 | 0.125 | 0.08 | 261 | 0 | 0.364 | 1 | 4 | cs | TRUE
25 | LV_2465-3_0_8_line_25 |  | 21 | 80 | 0.004722 | 0.125 | 0.08 | 261 | 0 | 0.364 | 1 | 4 | cs | TRUE
26 | LV_2465-3_0_8_line_26 |  | 22 | 23 | 0.0017749 | 0.125 | 0.08 | 261 | 0 | 0.364 | 1 | 1 | cs | TRUE
27 | LV_2465-3_0_8_line_27 |  | 22 | 24 | 0.0078626 | 0.125 | 0.08 | 261 | 0 | 0.364 | 1 | 1 | cs | TRUE
28 | LV_2465-3_0_8_line_28 |  | 23 | 62 | 0.083343 | 0.125 | 0.08 | 261 | 0 | 0.364 | 1 | 1 | cs | TRUE
29 | LV_2465-3_0_8_line_29 |  | 25 | 26 | 0.024902 | 0.125 | 0.08 | 261 | 0 | 0.364 | 1 | 1 | cs | TRUE
30 | LV_2465-3_0_8_line_30 |  | 26 | 48 | 0.028877 | 0.125 | 0.08 | 261 | 0 | 0.364 | 1 | 1 | cs | TRUE
31 | LV_2465-3_0_8_line_31 |  | 27 | 28 | 0.0098985 | 0.125 | 0.08 | 261 | 0 | 0.364 | 1 | 1 | cs | TRUE
32 | LV_2465-3_0_8_line_32 |  | 28 | 231 | 0.086324 | 0.125 | 0.08 | 261 | 0 | 0.364 | 1 | 1 | cs | TRUE
33 | LV_2465-3_0_8_line_33 |  | 28 | 229 | 0.056782 | 0.125 | 0.08 | 261 | 0 | 0.364 | 1 | 1 | cs | TRUE
34 | LV_2465-3_0_8_line_34 |  | 29 | 30 | 0.027512 | 0.125 | 0.08 | 261 | 0 | 0.364 | 1 | 1 | cs | TRUE
35 | LV_2465-3_0_8_line_35 |  | 30 | 166 | 0.0046649 | 0.125 | 0.08 | 261 | 0 | 0.364 | 1 | 1 | cs | TRUE
36 | LV_2465-3_0_8_line_36 |  | 31 | 32 | 0.029218 | 0.125 | 0.08 | 261 | 0 | 0.364 | 1 | 1 | cs | TRUE
37 | LV_2465-3_0_8_line_37 |  | 32 | 217 | 0.014036 | 0.125 | 0.08 | 261 | 0 | 0.364 | 1 | 1 | cs | TRUE
38 | LV_2465-3_0_8_line_38 |  | 32 | 209 | 0.021437 | 0.125 | 0.08 | 261 | 0 | 0.364 | 1 | 1 | cs | TRUE
39 | LV_2465-3_0_8_line_39 |  | 33 | 34 | 0.044475 | 0.125 | 0.08 | 261 | 0 | 0.364 | 1 | 1 | cs | TRUE
40 | LV_2465-3_0_8_line_40 |  | 34 | 43 | 0.02873 | 0.125 | 0.08 | 261 | 0 | 0.364 | 1 | 1 | cs | TRUE
41 | LV_2465-3_0_8_line_41 |  | 35 | 36 | 0.0031627 | 0.125 | 0.08 | 261 | 0 | 0.364 | 1 | 1 | cs | TRUE
42 | LV_2465-3_0_8_line_42 |  | 36 | 228 | 0.011276 | 0.125 | 0.08 | 261 | 0 | 0.364 | 1 | 1 | cs | TRUE
43 | LV_2465-3_0_8_line_43 |  | 37 | 118 | 0.0025414 | 0.125 | 0.08 | 261 | 0 | 0.364 | 1 | 1 | cs | TRUE
44 | LV_2465-3_0_8_line_44 |  | 38 | 114 | 0.032957 | 0.125 | 0.08 | 261 | 0 | 0.364 | 1 | 4 | cs | TRUE
45 | LV_2465-3_0_8_line_45 |  | 39 | 120 | 0.002596 | 0.125 | 0.08 | 261 | 0 | 0.364 | 1 | 4 | cs | TRUE
46 | LV_2465-3_0_8_line_46 |  | 40 | 41 | 0.017474 | 0.125 | 0.08 | 261 | 0 | 0.364 | 1 | 1 | cs | TRUE
47 | LV_2465-3_0_8_line_47 |  | 40 | 42 | 0.0080239 | 0.125 | 0.08 | 261 | 0 | 0.364 | 1 | 1 | cs | TRUE
48 | LV_2465-3_0_8_line_48 |  | 41 | 43 | 0.022442 | 0.125 | 0.08 | 261 | 0 | 0.364 | 1 | 1 | cs | TRUE
49 | LV_2465-3_0_8_line_49 |  | 42 | 44 | 0.012251 | 0.125 | 0.08 | 261 | 0 | 0.364 | 1 | 1 | cs | TRUE
50 | LV_2465-3_0_8_line_50 |  | 44 | 45 | 0.019867 | 0.125 | 0.08 | 261 | 0 | 0.364 | 1 | 1 | cs | TRUE
51 | LV_2465-3_0_8_line_51 |  | 45 | 46 | 0.0084586 | 0.125 | 0.08 | 261 | 0 | 0.364 | 1 | 1 | cs | TRUE
52 | LV_2465-3_0_8_line_52 |  | 46 | 47 | 0.016197 | 0.125 | 0.08 | 261 | 0 | 0.364 | 1 | 1 | cs | TRUE
53 | LV_2465-3_0_8_line_53 |  | 47 | 56 | 0.0024752 | 0.125 | 0.08 | 261 | 0 | 0.364 | 1 | 4 | cs | TRUE
54 | LV_2465-3_0_8_line_54 |  | 47 | 72 | 0.019516 | 0.125 | 0.08 | 261 | 0 | 0.364 | 1 | 4 | cs | TRUE
55 | LV_2465-3_0_8_line_55 |  | 48 | 49 | 0.037339 | 0.125 | 0.08 | 261 | 0 | 0.364 | 1 | 1 | cs | TRUE
56 | LV_2465-3_0_8_line_56 |  | 49 | 50 | 0.01414 | 0.125 | 0.08 | 261 | 0 | 0.364 | 1 | 4 | cs | TRUE
57 | LV_2465-3_0_8_line_57 |  | 49 | 51 | 0.033194 | 0.125 | 0.08 | 261 | 0 | 0.364 | 1 | 4 | cs | TRUE
58 | LV_2465-3_0_8_line_58 |  | 50 | 52 | 0.037983 | 0.125 | 0.08 | 261 | 0 | 0.364 | 1 | 4 | cs | TRUE
59 | LV_2465-3_0_8_line_59 |  | 51 | 53 | 0.0041034 | 0.125 | 0.08 | 261 | 0 | 0.364 | 1 | 4 | cs | TRUE
60 | LV_2465-3_0_8_line_60 |  | 51 | 54 | 0.022379 | 0.125 | 0.08 | 261 | 0 | 0.364 | 1 | 1 | cs | TRUE
61 | LV_2465-3_0_8_line_61 |  | 52 | 55 | 0.12441 | 0.125 | 0.08 | 261 | 0 | 0.364 | 1 | 4 | cs | TRUE
62 | LV_2465-3_0_8_line_62 |  | 53 | 56 | 0.036426 | 0.125 | 0.08 | 261 | 0 | 0.364 | 1 | 4 | cs | TRUE
63 | LV_2465-3_0_8_line_63 |  | 55 | 57 | 0.022361 | 0.125 | 0.08 | 261 | 0 | 0.364 | 1 | 1 | cs | TRUE
64 | LV_2465-3_0_8_line_64 |  | 55 | 58 | 0.021915 | 0.125 | 0.08 | 261 | 0 | 0.364 | 1 | 4 | cs | TRUE
65 | LV_2465-3_0_8_line_65 |  | 57 | 62 | 0.027799 | 0.125 | 0.08 | 261 | 0 | 0.364 | 1 | 1 | cs | TRUE
66 | LV_2465-3_0_8_line_66 |  | 58 | 125 | 0.00070166 | 0.125 | 0.08 | 261 | 0 | 0.364 | 1 | 4 | cs | TRUE
67 | LV_2465-3_0_8_line_67 |  | 59 | 60 | 0.019195 | 0.125 | 0.08 | 261 | 0 | 0.364 | 1 | 1 | cs | TRUE
68 | LV_2465-3_0_8_line_68 |  | 59 | 61 | 0.11414 | 0.125 | 0.08 | 261 | 0 | 0.364 | 1 | 1 | cs | TRUE
69 | LV_2465-3_0_8_line_69 |  | 60 | 80 | 0.10438 | 0.125 | 0.08 | 261 | 0 | 0.364 | 1 | 1 | cs | TRUE
70 | LV_2465-3_0_8_line_70 |  | 61 | 79 | 0.15103 | 0.125 | 0.08 | 261 | 0 | 0.364 | 1 | 1 | cs | TRUE
71 | LV_2465-3_0_8_line_71 |  | 63 | 64 | 0.036544 | 0.125 | 0.08 | 261 | 0 | 0.364 | 1 | 1 | cs | TRUE
72 | LV_2465-3_0_8_line_72 |  | 64 | 65 | 0.015863 | 0.125 | 0.08 | 261 | 0 | 0.364 | 1 | 1 | cs | TRUE
73 | LV_2465-3_0_8_line_73 |  | 65 | 66 | 0.020594 | 0.125 | 0.08 | 261 | 0 | 0.364 | 1 | 1 | cs | TRUE
74 | LV_2465-3_0_8_line_74 |  | 66 | 70 | 0.061804 | 0.125 | 0.08 | 261 | 0 | 0.364 | 1 | 1 | cs | TRUE
75 | LV_2465-3_0_8_line_75 |  | 67 | 68 | 0.024272 | 0.125 | 0.08 | 261 | 0 | 0.364 | 1 | 1 | cs | TRUE
76 | LV_2465-3_0_8_line_76 |  | 67 | 69 | 0.023801 | 0.125 | 0.08 | 261 | 0 | 0.364 | 1 | 1 | cs | TRUE
77 | LV_2465-3_0_8_line_77 |  | 68 | 73 | 0.00077555 | 0.125 | 0.08 | 261 | 0 | 0.364 | 1 | 1 | cs | TRUE
78 | LV_2465-3_0_8_line_78 |  | 69 | 74 | 0.038838 | 0.125 | 0.08 | 261 | 0 | 0.364 | 1 | 1 | cs | TRUE
79 | LV_2465-3_0_8_line_79 |  | 70 | 75 | 0.010875 | 0.125 | 0.08 | 261 | 0 | 0.364 | 1 | 1 | cs | TRUE
80 | LV_2465-3_0_8_line_80 |  | 70 | 76 | 0.0099242 | 0.125 | 0.08 | 261 | 0 | 0.364 | 1 | 1 | cs | TRUE
81 | LV_2465-3_0_8_line_81 |  | 71 | 72 | 0.08155 | 0.125 | 0.08 | 261 | 0 | 0.364 | 1 | 1 | cs | TRUE
82 | LV_2465-3_0_8_line_82 |  | 72 | 77 | 0.016544 | 0.125 | 0.08 | 261 | 0 | 0.364 | 1 | 4 | cs | TRUE
83 | LV_2465-3_0_8_line_83 |  | 74 | 78 | 0.010952 | 0.125 | 0.08 | 261 | 0 | 0.364 | 1 | 1 | cs | TRUE
84 | LV_2465-3_0_8_line_84 |  | 75 | 97 | 0.023524 | 0.125 | 0.08 | 261 | 0 | 0.364 | 1 | 1 | cs | TRUE
85 | LV_2465-3_0_8_line_85 |  | 76 | 94 | 0.031917 | 0.125 | 0.08 | 261 | 0 | 0.364 | 1 | 1 | cs | TRUE
86 | LV_2465-3_0_8_line_86 |  | 77 | 81 | 0.062248 | 0.125 | 0.08 | 261 | 0 | 0.364 | 1 | 4 | cs | TRUE
87 | LV_2465-3_0_8_line_87 |  | 77 | 82 | 0.029172 | 0.125 | 0.08 | 261 | 0 | 0.364 | 1 | 1 | cs | TRUE
88 | LV_2465-3_0_8_line_88 |  | 78 | 79 | 0.013507 | 0.125 | 0.08 | 261 | 0 | 0.364 | 1 | 1 | cs | TRUE
89 | LV_2465-3_0_8_line_89 |  | 80 | 107 | 0.042539 | 0.125 | 0.08 | 261 | 0 | 0.364 | 1 | 4 | cs | TRUE
90 | LV_2465-3_0_8_line_90 |  | 81 | 98 | 0.027861 | 0.125 | 0.08 | 261 | 0 | 0.364 | 1 | 4 | cs | TRUE
91 | LV_2465-3_0_8_line_91 |  | 82 | 96 | 0.014897 | 0.125 | 0.08 | 261 | 0 | 0.364 | 1 | 1 | cs | TRUE
92 | LV_2465-3_0_8_line_92 |  | 82 | 95 | 0.0051229 | 0.125 | 0.08 | 261 | 0 | 0.364 | 1 | 1 | cs | TRUE
93 | LV_2465-3_0_8_line_93 |  | 83 | 84 | 0.02756 | 0.125 | 0.08 | 261 | 0 | 0.364 | 1 | 4 | cs | TRUE
94 | LV_2465-3_0_8_line_94 |  | 83 | 85 | 0.0018259 | 0.125 | 0.08 | 261 | 0 | 0.364 | 1 | 4 | cs | TRUE
95 | LV_2465-3_0_8_line_95 |  | 84 | 86 | 0.0040811 | 0.125 | 0.08 | 261 | 0 | 0.364 | 1 | 4 | cs | TRUE
96 | LV_2465-3_0_8_line_96 |  | 85 | 87 | 0.028307 | 0.125 | 0.08 | 261 | 0 | 0.364 | 1 | 4 | cs | TRUE
97 | LV_2465-3_0_8_line_97 |  | 86 | 88 | 0.02237 | 0.125 | 0.08 | 261 | 0 | 0.364 | 1 | 4 | cs | TRUE
98 | LV_2465-3_0_8_line_98 |  | 87 | 89 | 0.031329 | 0.125 | 0.08 | 261 | 0 | 0.364 | 1 | 4 | cs | TRUE
99 | LV_2465-3_0_8_line_99 |  | 88 | 90 | 0.018293 | 0.125 | 0.08 | 261 | 0 | 0.364 | 1 | 4 | cs | TRUE
100 | LV_2465-3_0_8_line_100 |  | 89 | 91 | 0.0093486 | 0.125 | 0.08 | 261 | 0 | 0.364 | 1 | 4 | cs | TRUE
101 | LV_2465-3_0_8_line_101 |  | 90 | 92 | 0.011726 | 0.125 | 0.08 | 261 | 0 | 0.364 | 1 | 4 | cs | TRUE
102 | LV_2465-3_0_8_line_102 |  | 91 | 93 | 0.012336 | 0.125 | 0.08 | 261 | 0 | 0.364 | 1 | 4 | cs | TRUE
103 | LV_2465-3_0_8_line_103 |  | 92 | 128 | 0.0078894 | 0.125 | 0.08 | 261 | 0 | 0.364 | 1 | 4 | cs | TRUE
104 | LV_2465-3_0_8_line_104 |  | 93 | 121 | 0.0070819 | 0.125 | 0.08 | 261 | 0 | 0.364 | 1 | 4 | cs | TRUE
105 | LV_2465-3_0_8_line_105 |  | 94 | 95 | 0.023338 | 0.125 | 0.08 | 261 | 0 | 0.364 | 1 | 1 | cs | TRUE
106 | LV_2465-3_0_8_line_106 |  | 98 | 99 | 0.012148 | 0.125 | 0.08 | 261 | 0 | 0.364 | 1 | 4 | cs | TRUE
107 | LV_2465-3_0_8_line_107 |  | 99 | 118 | 0.016825 | 0.125 | 0.08 | 261 | 0 | 0.364 | 1 | 1 | cs | TRUE
108 | LV_2465-3_0_8_line_108 |  | 99 | 119 | 0.0047159 | 0.125 | 0.08 | 261 | 0 | 0.364 | 1 | 4 | cs | TRUE
109 | LV_2465-3_0_8_line_109 |  | 100 | 101 | 0.012305 | 0.125 | 0.08 | 261 | 0 | 0.364 | 1 | 4 | cs | TRUE
110 | LV_2465-3_0_8_line_110 |  | 100 | 102 | 0.014578 | 0.125 | 0.08 | 261 | 0 | 0.364 | 1 | 4 | cs | TRUE
111 | LV_2465-3_0_8_line_111 |  | 101 | 103 | 0.021063 | 0.125 | 0.08 | 261 | 0 | 0.364 | 1 | 4 | cs | TRUE
112 | LV_2465-3_0_8_line_112 |  | 102 | 104 | 0.022648 | 0.125 | 0.08 | 261 | 0 | 0.364 | 1 | 4 | cs | TRUE
113 | LV_2465-3_0_8_line_113 |  | 103 | 105 | 0.0005255 | 0.125 | 0.08 | 261 | 0 | 0.364 | 1 | 4 | cs | TRUE
114 | LV_2465-3_0_8_line_114 |  | 104 | 106 | 0.0099869 | 0.125 | 0.08 | 261 | 0 | 0.364 | 1 | 4 | cs | TRUE
115 | LV_2465-3_0_8_line_115 |  | 105 | 107 | 0.011712 | 0.125 | 0.08 | 261 | 0 | 0.364 | 1 | 4 | cs | TRUE
116 | LV_2465-3_0_8_line_116 |  | 106 | 108 | 0.022399 | 0.125 | 0.08 | 261 | 0 | 0.364 | 1 | 4 | cs | TRUE
117 | LV_2465-3_0_8_line_117 |  | 108 | 109 | 0.016148 | 0.125 | 0.08 | 261 | 0 | 0.364 | 1 | 4 | cs | TRUE
118 | LV_2465-3_0_8_line_118 |  | 109 | 129 | 0.0087035 | 0.125 | 0.08 | 261 | 0 | 0.364 | 1 | 4 | cs | TRUE
119 | LV_2465-3_0_8_line_119 |  | 110 | 111 | 0.0086214 | 0.125 | 0.08 | 261 | 0 | 0.364 | 1 | 1 | cs | TRUE
120 | LV_2465-3_0_8_line_120 |  | 111 | 112 | 0.013546 | 0.125 | 0.08 | 261 | 0 | 0.364 | 1 | 1 | cs | TRUE
121 | LV_2465-3_0_8_line_121 |  | 111 | 113 | 0.018281 | 0.125 | 0.08 | 261 | 0 | 0.364 | 1 | 1 | cs | TRUE
122 | LV_2465-3_0_8_line_122 |  | 112 | 115 | 0.019642 | 0.125 | 0.08 | 261 | 0 | 0.364 | 1 | 1 | cs | TRUE
123 | LV_2465-3_0_8_line_123 |  | 115 | 116 | 0.023857 | 0.125 | 0.08 | 261 | 0 | 0.364 | 1 | 1 | cs | TRUE
124 | LV_2465-3_0_8_line_124 |  | 116 | 126 | 0.010144 | 0.125 | 0.08 | 261 | 0 | 0.364 | 1 | 1 | cs | TRUE
125 | LV_2465-3_0_8_line_125 |  | 119 | 120 | 0.043039 | 0.125 | 0.08 | 261 | 0 | 0.364 | 1 | 4 | cs | TRUE
126 | LV_2465-3_0_8_line_126 |  | 121 | 122 | 0.025041 | 0.125 | 0.08 | 261 | 0 | 0.364 | 1 | 4 | cs | TRUE
127 | LV_2465-3_0_8_line_127 |  | 122 | 123 | 0.03476 | 0.125 | 0.08 | 261 | 0 | 0.364 | 1 | 4 | cs | TRUE
128 | LV_2465-3_0_8_line_128 |  | 123 | 124 | 0.021459 | 0.125 | 0.08 | 261 | 0 | 0.364 | 1 | 1 | cs | TRUE
129 | LV_2465-3_0_8_line_129 |  | 123 | 125 | 0.021027 | 0.125 | 0.08 | 261 | 0 | 0.364 | 1 | 4 | cs | TRUE
130 | LV_2465-3_0_8_line_130 |  | 126 | 148 | 0.0022058 | 0.125 | 0.08 | 261 | 0 | 0.364 | 1 | 1 | cs | TRUE
131 | LV_2465-3_0_8_line_131 |  | 127 | 156 | 0.091452 | 0.125 | 0.08 | 261 | 0 | 0.364 | 1 | 4 | cs | TRUE
132 | LV_2465-3_0_8_line_132 |  | 128 | 129 | 0.011118 | 0.125 | 0.08 | 261 | 0 | 0.364 | 1 | 4 | cs | TRUE
133 | LV_2465-3_0_8_line_133 |  | 130 | 131 | 0.026434 | 0.125 | 0.08 | 261 | 0 | 0.364 | 1 | 1 | cs | TRUE
134 | LV_2465-3_0_8_line_134 |  | 130 | 132 | 0.020098 | 0.125 | 0.08 | 261 | 0 | 0.364 | 1 | 1 | cs | TRUE
135 | LV_2465-3_0_8_line_135 |  | 131 | 133 | 0.414 | 0.125 | 0.08 | 261 | 0 | 0.364 | 1 | 1 | cs | TRUE
136 | LV_2465-3_0_8_line_136 |  | 132 | 134 | 0.013314 | 0.125 | 0.08 | 261 | 0 | 0.364 | 1 | 1 | cs | TRUE
137 | LV_2465-3_0_8_line_137 |  | 133 | 135 | 0.094249 | 0.125 | 0.08 | 261 | 0 | 0.364 | 1 | 1 | cs | TRUE
138 | LV_2465-3_0_8_line_138 |  | 135 | 136 | 0.0051898 | 0.125 | 0.08 | 261 | 0 | 0.364 | 1 | 1 | cs | TRUE
139 | LV_2465-3_0_8_line_139 |  | 135 | 137 | 0.037535 | 0.125 | 0.08 | 261 | 0 | 0.364 | 1 | 1 | cs | TRUE
140 | LV_2465-3_0_8_line_140 |  | 136 | 138 | 0.082204 | 0.125 | 0.08 | 261 | 0 | 0.364 | 1 | 1 | cs | TRUE
141 | LV_2465-3_0_8_line_141 |  | 137 | 139 | 0.099403 | 0.125 | 0.08 | 261 | 0 | 0.364 | 1 | 1 | cs | TRUE
142 | LV_2465-3_0_8_line_142 |  | 137 | 140 | 0.065721 | 0.125 | 0.08 | 261 | 0 | 0.364 | 1 | 1 | cs | TRUE
143 | LV_2465-3_0_8_line_143 |  | 138 | 143 | 0.014929 | 0.125 | 0.08 | 261 | 0 | 0.364 | 1 | 1 | cs | TRUE
144 | LV_2465-3_0_8_line_144 |  | 138 | 144 | 0.030354 | 0.125 | 0.08 | 261 | 0 | 0.364 | 1 | 1 | cs | TRUE
145 | LV_2465-3_0_8_line_145 |  | 139 | 141 | 0.033561 | 0.125 | 0.08 | 261 | 0 | 0.364 | 1 | 1 | cs | TRUE
146 | LV_2465-3_0_8_line_146 |  | 139 | 142 | 0.017381 | 0.125 | 0.08 | 261 | 0 | 0.364 | 1 | 1 | cs | TRUE
147 | LV_2465-3_0_8_line_147 |  | 140 | 145 | 0.015176 | 0.125 | 0.08 | 261 | 0 | 0.364 | 1 | 1 | cs | TRUE
148 | LV_2465-3_0_8_line_148 |  | 141 | 146 | 0.010199 | 0.125 | 0.08 | 261 | 0 | 0.364 | 1 | 1 | cs | TRUE
149 | LV_2465-3_0_8_line_149 |  | 142 | 147 | 0.036375 | 0.125 | 0.08 | 261 | 0 | 0.364 | 1 | 1 | cs | TRUE
150 | LV_2465-3_0_8_line_150 |  | 145 | 195 | 0.084249 | 0.125 | 0.08 | 261 | 0 | 0.364 | 1 | 1 | cs | TRUE
151 | LV_2465-3_0_8_line_151 |  | 146 | 241 | 0.022002 | 0.125 | 0.08 | 261 | 0 | 0.364 | 1 | 1 | cs | TRUE
152 | LV_2465-3_0_8_line_152 |  | 147 | 182 | 0.012313 | 0.125 | 0.08 | 261 | 0 | 0.364 | 1 | 1 | cs | TRUE
153 | LV_2465-3_0_8_line_153 |  | 147 | 181 | 0.023254 | 0.125 | 0.08 | 261 | 0 | 0.364 | 1 | 1 | cs | TRUE
154 | LV_2465-3_0_8_line_154 |  | 148 | 149 | 0.0365 | 0.125 | 0.08 | 261 | 0 | 0.364 | 1 | 1 | cs | TRUE
155 | LV_2465-3_0_8_line_155 |  | 150 | 151 | 0.061185 | 0.125 | 0.08 | 261 | 0 | 0.364 | 1 | 1 | cs | TRUE
156 | LV_2465-3_0_8_line_156 |  | 151 | 152 | 0.012028 | 0.125 | 0.08 | 261 | 0 | 0.364 | 1 | 1 | cs | TRUE
157 | LV_2465-3_0_8_line_157 |  | 152 | 153 | 0.023563 | 0.125 | 0.08 | 261 | 0 | 0.364 | 1 | 1 | cs | TRUE
158 | LV_2465-3_0_8_line_158 |  | 153 | 154 | 0.013246 | 0.125 | 0.08 | 261 | 0 | 0.364 | 1 | 1 | cs | TRUE
159 | LV_2465-3_0_8_line_159 |  | 154 | 155 | 0.028334 | 0.125 | 0.08 | 261 | 0 | 0.364 | 1 | 1 | cs | TRUE
160 | LV_2465-3_0_8_line_160 |  | 155 | 178 | 0.0035872 | 0.125 | 0.08 | 261 | 0 | 0.364 | 1 | 1 | cs | TRUE
161 | LV_2465-3_0_8_line_161 |  | 156 | 209 | 0.014166 | 0.125 | 0.08 | 261 | 0 | 0.364 | 1 | 1 | cs | TRUE
162 | LV_2465-3_0_8_line_162 |  | 156 | 204 | 0.03671 | 0.125 | 0.08 | 261 | 0 | 0.364 | 1 | 4 | cs | TRUE
163 | LV_2465-3_0_8_line_163 |  | 157 | 158 | 0.030585 | 0.125 | 0.08 | 261 | 0 | 0.364 | 1 | 1 | cs | TRUE
164 | LV_2465-3_0_8_line_164 |  | 157 | 159 | 0.0036712 | 0.125 | 0.08 | 261 | 0 | 0.364 | 1 | 1 | cs | TRUE
165 | LV_2465-3_0_8_line_165 |  | 158 | 160 | 0.0073258 | 0.125 | 0.08 | 261 | 0 | 0.364 | 1 | 1 | cs | TRUE
166 | LV_2465-3_0_8_line_166 |  | 159 | 161 | 0.019101 | 0.125 | 0.08 | 261 | 0 | 0.364 | 1 | 1 | cs | TRUE
167 | LV_2465-3_0_8_line_167 |  | 160 | 162 | 0.013155 | 0.125 | 0.08 | 261 | 0 | 0.364 | 1 | 1 | cs | TRUE
168 | LV_2465-3_0_8_line_168 |  | 161 | 163 | 0.026174 | 0.125 | 0.08 | 261 | 0 | 0.364 | 1 | 1 | cs | TRUE
169 | LV_2465-3_0_8_line_169 |  | 162 | 164 | 5.5852e-05 | 0.125 | 0.08 | 261 | 0 | 0.364 | 1 | 1 | cs | TRUE
170 | LV_2465-3_0_8_line_170 |  | 163 | 165 | 0.00047152 | 0.125 | 0.08 | 261 | 0 | 0.364 | 1 | 1 | cs | TRUE
171 | LV_2465-3_0_8_line_171 |  | 164 | 166 | 0.0077349 | 0.125 | 0.08 | 261 | 0 | 0.364 | 1 | 1 | cs | TRUE
172 | LV_2465-3_0_8_line_172 |  | 165 | 167 | 0.018015 | 0.125 | 0.08 | 261 | 0 | 0.364 | 1 | 1 | cs | TRUE
173 | LV_2465-3_0_8_line_173 |  | 167 | 227 | 0.018719 | 0.125 | 0.08 | 261 | 0 | 0.364 | 1 | 4 | cs | TRUE
174 | LV_2465-3_0_8_line_174 |  | 167 | 193 | 0.027825 | 0.125 | 0.08 | 261 | 0 | 0.364 | 1 | 4 | cs | TRUE
175 | LV_2465-3_0_8_line_175 |  | 168 | 169 | 0.011579 | 0.125 | 0.08 | 261 | 0 | 0.364 | 1 | 1 | cs | TRUE
176 | LV_2465-3_0_8_line_176 |  | 168 | 170 | 0.02357 | 0.125 | 0.08 | 261 | 0 | 0.364 | 1 | 1 | cs | TRUE
177 | LV_2465-3_0_8_line_177 |  | 169 | 171 | 0.02786 | 0.125 | 0.08 | 261 | 0 | 0.364 | 1 | 1 | cs | TRUE
178 | LV_2465-3_0_8_line_178 |  | 170 | 172 | 0.019894 | 0.125 | 0.08 | 261 | 0 | 0.364 | 1 | 1 | cs | TRUE
179 | LV_2465-3_0_8_line_179 |  | 170 | 173 | 0.10166 | 0.125 | 0.08 | 261 | 0 | 0.364 | 1 | 1 | cs | TRUE
180 | LV_2465-3_0_8_line_180 |  | 173 | 174 | 0.0046046 | 0.125 | 0.08 | 261 | 0 | 0.364 | 1 | 1 | cs | TRUE
181 | LV_2465-3_0_8_line_181 |  | 174 | 175 | 0.050668 | 0.125 | 0.08 | 261 | 0 | 0.364 | 1 | 1 | cs | TRUE
182 | LV_2465-3_0_8_line_182 |  | 175 | 176 | 0.01295 | 0.125 | 0.08 | 261 | 0 | 0.364 | 1 | 1 | cs | TRUE
183 | LV_2465-3_0_8_line_183 |  | 175 | 177 | 0.018921 | 0.125 | 0.08 | 261 | 0 | 0.364 | 1 | 1 | cs | TRUE
184 | LV_2465-3_0_8_line_184 |  | 176 | 233 | 0.013368 | 0.125 | 0.08 | 261 | 0 | 0.364 | 1 | 1 | cs | TRUE
185 | LV_2465-3_0_8_line_185 |  | 177 | 232 | 0.053045 | 0.125 | 0.08 | 261 | 0 | 0.364 | 1 | 1 | cs | TRUE
186 | LV_2465-3_0_8_line_186 |  | 178 | 179 | 0.028742 | 0.125 | 0.08 | 261 | 0 | 0.364 | 1 | 1 | cs | TRUE
187 | LV_2465-3_0_8_line_187 |  | 179 | 180 | 0.0010412 | 0.125 | 0.08 | 261 | 0 | 0.364 | 1 | 1 | cs | TRUE
188 | LV_2465-3_0_8_line_188 |  | 180 | 181 | 0.0072972 | 0.125 | 0.08 | 261 | 0 | 0.364 | 1 | 1 | cs | TRUE
189 | LV_2465-3_0_8_line_189 |  | 182 | 218 | 0.002182 | 0.125 | 0.08 | 261 | 0 | 0.364 | 1 | 1 | cs | TRUE
190 | LV_2465-3_0_8_line_190 |  | 183 | 184 | 0.020846 | 0.125 | 0.08 | 261 | 0 | 0.364 | 1 | 1 | cs | TRUE
191 | LV_2465-3_0_8_line_191 |  | 183 | 185 | 0.0019725 | 0.125 | 0.08 | 261 | 0 | 0.364 | 1 | 1 | cs | TRUE
192 | LV_2465-3_0_8_line_192 |  | 184 | 186 | 0.002995 | 0.125 | 0.08 | 261 | 0 | 0.364 | 1 | 1 | cs | TRUE
193 | LV_2465-3_0_8_line_193 |  | 185 | 187 | 0.023685 | 0.125 | 0.08 | 261 | 0 | 0.364 | 1 | 1 | cs | TRUE
194 | LV_2465-3_0_8_line_194 |  | 186 | 188 | 0.0013391 | 0.125 | 0.08 | 261 | 0 | 0.364 | 1 | 1 | cs | TRUE
195 | LV_2465-3_0_8_line_195 |  | 187 | 189 | 0.00072592 | 0.125 | 0.08 | 261 | 0 | 0.364 | 1 | 1 | cs | TRUE
196 | LV_2465-3_0_8_line_196 |  | 188 | 190 | 0.014139 | 0.125 | 0.08 | 261 | 0 | 0.364 | 1 | 1 | cs | TRUE
197 | LV_2465-3_0_8_line_197 |  | 189 | 191 | 0.013158 | 0.125 | 0.08 | 261 | 0 | 0.364 | 1 | 1 | cs | TRUE
198 | LV_2465-3_0_8_line_198 |  | 190 | 192 | 0.021781 | 0.125 | 0.08 | 261 | 0 | 0.364 | 1 | 1 | cs | TRUE
199 | LV_2465-3_0_8_line_199 |  | 191 | 193 | 0.029776 | 0.125 | 0.08 | 261 | 0 | 0.364 | 1 | 4 | cs | TRUE
200 | LV_2465-3_0_8_line_200 |  | 191 | 194 | 0.034771 | 0.125 | 0.08 | 261 | 0 | 0.364 | 1 | 4 | cs | TRUE
201 | LV_2465-3_0_8_line_201 |  | 194 | 232 | 0.030972 | 0.125 | 0.08 | 261 | 0 | 0.364 | 1 | 3 | cs | TRUE
202 | LV_2465-3_0_8_line_202 |  | 195 | 196 | 0.01788 | 0.125 | 0.08 | 261 | 0 | 0.364 | 1 | 1 | cs | TRUE
203 | LV_2465-3_0_8_line_203 |  | 196 | 197 | 0.016524 | 0.125 | 0.08 | 261 | 0 | 0.364 | 1 | 1 | cs | TRUE
204 | LV_2465-3_0_8_line_204 |  | 197 | 198 | 0.013774 | 0.125 | 0.08 | 261 | 0 | 0.364 | 1 | 1 | cs | TRUE
205 | LV_2465-3_0_8_line_205 |  | 198 | 199 | 0.041104 | 0.125 | 0.08 | 261 | 0 | 0.364 | 1 | 1 | cs | TRUE
206 | LV_2465-3_0_8_line_206 |  | 199 | 200 | 0.01432 | 0.125 | 0.08 | 261 | 0 | 0.364 | 1 | 1 | cs | TRUE
207 | LV_2465-3_0_8_line_207 |  | 200 | 240 | 0.032952 | 0.125 | 0.08 | 261 | 0 | 0.364 | 1 | 1 | cs | TRUE
208 | LV_2465-3_0_8_line_208 |  | 201 | 202 | 0.034921 | 0.125 | 0.08 | 261 | 0 | 0.364 | 1 | 4 | cs | TRUE
209 | LV_2465-3_0_8_line_209 |  | 201 | 203 | 0.018757 | 0.125 | 0.08 | 261 | 0 | 0.364 | 1 | 4 | cs | TRUE
210 | LV_2465-3_0_8_line_210 |  | 202 | 204 | 0.018307 | 0.125 | 0.08 | 261 | 0 | 0.364 | 1 | 4 | cs | TRUE
211 | LV_2465-3_0_8_line_211 |  | 203 | 205 | 0.013279 | 0.125 | 0.08 | 261 | 0 | 0.364 | 1 | 4 | cs | TRUE
212 | LV_2465-3_0_8_line_212 |  | 204 | 206 | 0.043141 | 0.125 | 0.08 | 261 | 0 | 0.364 | 1 | 1 | cs | TRUE
213 | LV_2465-3_0_8_line_213 |  | 205 | 208 | 0.017921 | 0.125 | 0.08 | 261 | 0 | 0.364 | 1 | 4 | cs | TRUE
214 | LV_2465-3_0_8_line_214 |  | 206 | 207 | 0.011947 | 0.125 | 0.08 | 261 | 0 | 0.364 | 1 | 1 | cs | TRUE
215 | LV_2465-3_0_8_line_215 |  | 208 | 210 | 0.03507 | 0.125 | 0.08 | 261 | 0 | 0.364 | 1 | 4 | cs | TRUE
216 | LV_2465-3_0_8_line_216 |  | 210 | 213 | 0.013198 | 0.125 | 0.08 | 261 | 0 | 0.364 | 1 | 4 | cs | TRUE
217 | LV_2465-3_0_8_line_217 |  | 211 | 212 | 0.02269 | 0.125 | 0.08 | 261 | 0 | 0.364 | 1 | 1 | cs | TRUE
218 | LV_2465-3_0_8_line_218 |  | 212 | 214 | 0.0024127 | 0.125 | 0.08 | 261 | 0 | 0.364 | 1 | 1 | cs | TRUE
219 | LV_2465-3_0_8_line_219 |  | 213 | 220 | 0.01725 | 0.125 | 0.08 | 261 | 0 | 0.364 | 1 | 4 | cs | TRUE
220 | LV_2465-3_0_8_line_220 |  | 214 | 215 | 0.020705 | 0.125 | 0.08 | 261 | 0 | 0.364 | 1 | 1 | cs | TRUE
221 | LV_2465-3_0_8_line_221 |  | 215 | 216 | 0.011624 | 0.125 | 0.08 | 261 | 0 | 0.364 | 1 | 1 | cs | TRUE
222 | LV_2465-3_0_8_line_222 |  | 216 | 218 | 0.004544 | 0.125 | 0.08 | 261 | 0 | 0.364 | 1 | 1 | cs | TRUE
223 | LV_2465-3_0_8_line_223 |  | 217 | 219 | 0.02826 | 0.125 | 0.08 | 261 | 0 | 0.364 | 1 | 1 | cs | TRUE
224 | LV_2465-3_0_8_line_224 |  | 219 | 234 | 0.0099712 | 0.125 | 0.08 | 261 | 0 | 0.364 | 1 | 1 | cs | TRUE
225 | LV_2465-3_0_8_line_225 |  | 220 | 221 | 0.011613 | 0.125 | 0.08 | 261 | 0 | 0.364 | 1 | 4 | cs | TRUE
226 | LV_2465-3_0_8_line_226 |  | 221 | 222 | 0.016144 | 0.125 | 0.08 | 261 | 0 | 0.364 | 1 | 4 | cs | TRUE
227 | LV_2465-3_0_8_line_227 |  | 222 | 223 | 0.029485 | 0.125 | 0.08 | 261 | 0 | 0.364 | 1 | 4 | cs | TRUE
228 | LV_2465-3_0_8_line_228 |  | 223 | 224 | 0.026929 | 0.125 | 0.08 | 261 | 0 | 0.364 | 1 | 1 | cs | TRUE
229 | LV_2465-3_0_8_line_229 |  | 223 | 225 | 0.010032 | 0.125 | 0.08 | 261 | 0 | 0.364 | 1 | 4 | cs | TRUE
230 | LV_2465-3_0_8_line_230 |  | 225 | 226 | 0.031176 | 0.125 | 0.08 | 261 | 0 | 0.364 | 1 | 1 | cs | TRUE
231 | LV_2465-3_0_8_line_231 |  | 225 | 227 | 0.017873 | 0.125 | 0.08 | 261 | 0 | 0.364 | 1 | 4 | cs | TRUE
232 | LV_2465-3_0_8_line_232 |  | 226 | 230 | 0.001311 | 0.125 | 0.08 | 261 | 0 | 0.364 | 1 | 1 | cs | TRUE
233 | LV_2465-3_0_8_line_233 |  | 228 | 229 | 0.11451 | 0.125 | 0.08 | 261 | 0 | 0.364 | 1 | 1 | cs | TRUE
234 | LV_2465-3_0_8_line_234 |  | 229 | 230 | 0.045583 | 0.125 | 0.08 | 261 | 0 | 0.364 | 1 | 1 | cs | TRUE
235 | LV_2465-3_0_8_line_235 |  | 233 | 238 | 0.028338 | 0.125 | 0.08 | 261 | 0 | 0.364 | 1 | 1 | cs | TRUE
236 | LV_2465-3_0_8_line_236 |  | 234 | 235 | 0.0040359 | 0.125 | 0.08 | 261 | 0 | 0.364 | 1 | 1 | cs | TRUE
237 | LV_2465-3_0_8_line_237 |  | 235 | 236 | 0.017494 | 0.125 | 0.08 | 261 | 0 | 0.364 | 1 | 1 | cs | TRUE
238 | LV_2465-3_0_8_line_238 |  | 236 | 237 | 0.013074 | 0.125 | 0.08 | 261 | 0 | 0.364 | 1 | 1 | cs | TRUE
239 | LV_2465-3_0_8_line_239 |  | 238 | 239 | 0.035058 | 0.125 | 0.08 | 261 | 0 | 0.364 | 1 | 1 | cs | TRUE
240 | LV_2465-3_0_8_line_240 |  | 239 | 240 | 0.0066591 | 0.125 | 0.08 | 261 | 0 | 0.364 | 1 | 1 | cs | TRUE

## trafo
| name | std_type | hv_bus | lv_bus | sn_mva | vn_hv_kv | vn_lv_kv | vk_percent | vkr_percent | pfe_kw | i0_percent | shift_degree | tap_side | tap_neutral | tap_min | tap_max | tap_step_percent | tap_step_degree | tap_pos | tap_phase_shifter | parallel | df | in_service
0 | LV_2465-3_0_8_trafo_233 | 0.63 MVA 20/0.4 kV | 242 | 8 | 0.63 | 20 | 0.4 | 6 | 1.206 | 1.65 | 0.2619 | 150 | hv | 0 | -2 | 2 | 2.5 | 0 | 0 | FALSE | 1 | 1 | TRUE

## line_geodata
| x0 | y0 | x1 | y1 | x2 | y2 | x3 | y3 | x4 | y4 | x5 | y5 | x6 | y6 | x7 | y7 | x8 | y8 | x9 | y9 | x10 | y10 | x11 | y11 | x12 | y12 | x13 | y13 | x14 | y14 | x15 | y15 | x16 | y16 | x17 | y17 | x18 | y18 | x19 | y19
0 | 2603096.1925 | 1221832.0062 | 2603103.7993 | 1221834.8968 | 2603118.2285 | 1221841.9692
1 | 2603042.6013 | 1221812.9978 | 2603042.8043 | 1221816.6 | 2603044.5021 | 1221818.8799 | 2603048.3013 | 1221820.505 | 2603063.2037 | 1221823.8032 | 2603076.597 | 1221826.5004 | 2603082.391 | 1221828.082 | 2603094.6008 | 1221831.4012 | 2603096.1925 | 1221832.0062
2 | 2603118.2285 | 1221841.9692 | 2603119.8977 | 1221842.7874 | 2603128.8307 | 1221846.2273 | 2603132.2106 | 1221851.8767 | 2603131.6905 | 1221860.2702 | 2603125.6839 | 1221874.1418 | 2603118.1856 | 1221890.6854
3 | 2603044.3034 | 1221806.8062 | 2603042.6013 | 1221812.9978
4 | 2603044.3034 | 1221806.8062 | 2603041.2017 | 1221805.804
5 | 2603041.2017 | 1221805.804 | 2603029.7888 | 1221801.2958 | 2603014.1827 | 1221794.4841 | 2603011.4345 | 1221792.9734
6 | 2603041.2017 | 1221805.804 | 2603050.6027 | 1221798.8047 | 2603052.0048 | 1221797.683
7 | 2603081.8661 | 1221066.6098 | 2603026.7789 | 1221096.3215 | 2603019.6463 | 1221100.4315 | 2603013.8257 | 1221105.4315 | 2603000.037 | 1221116.5755 | 2602986.1103 | 1221130.7435 | 2602965.2164 | 1221152.7571 | 2602939.5521 | 1221172.834 | 2602937.6995 | 1221176.513 | 2602937.1903 | 1221178.4361
8 | 2602937.1903 | 1221178.4361 | 2602937.4322 | 1221180.2039 | 2602939.5463 | 1221184.941 | 2602965.4909 | 1221212.1247 | 2602986.3079 | 1221233.9288
9 | 2603081.8661 | 1221066.6098 | 2603081.3983 | 1221061.6956 | 2603078.2007 | 1221039.6035 | 2603073.5994 | 1221017.9999 | 2603066.8011 | 1220990.8031 | 2603052.4382 | 1220951.0952 | 2603048.0475 | 1220938.9511
10 | 2603100.1487 | 1221347.792 | 2603092.2318 | 1221343.3743 | 2603087.379 | 1221339.792 | 2602986.3079 | 1221233.9288
11 | 2603052.0048 | 1221797.683 | 2603059.6019 | 1221791.6051 | 2603064.9312 | 1221786.8074
12 | 2603116.3869 | 1221825.9981 | 2603095.2138 | 1221819.1389 | 2603088.9754 | 1221817.7859
13 | 2603116.3869 | 1221825.9981 | 2603129.0248 | 1221832.9838
14 | 2603116.3869 | 1221825.9981 | 2603117.0661 | 1221818.0272 | 2603113.1417 | 1221809.1201
15 | 2603247.504 | 1221926.8026 | 2603262.7974 | 1221935.8048 | 2603281.6011 | 1221947.1993 | 2603299.404 | 1221957.8039 | 2603300.3492 | 1221958.3679
16 | 2603247.504 | 1221926.8026 | 2603251.8006 | 1221919.8008 | 2603267.4903 | 1221898.1182
17 | 2603247.504 | 1221926.8026 | 2603244.2019 | 1221931.9038 | 2603240.6043 | 1221936.6046 | 2603235.4424 | 1221942.713
18 | 2603247.504 | 1221926.8026 | 2603240.6041 | 1221922.6965 | 2603233.8384 | 1221918.6988
19 | 2603230.6752 | 1221948.3545 | 2603235.4424 | 1221942.713
20 | 2603175.0798 | 1221894.8682 | 2603163.8042 | 1221877.7538
21 | 2603175.0798 | 1221894.8682 | 2603178.9036 | 1221892.8023 | 2603181.1032 | 1221892.7034 | 2603182.9006 | 1221893.0045 | 2603186.2979 | 1221894.1959 | 2603194.4956 | 1221897.5825
22 | 2603163.8042 | 1221877.7538 | 2603150.4723 | 1221857.5183
23 | 2603210.6675 | 1221905.0303 | 2603209.6002 | 1221904.4029 | 2603204.7019 | 1221901.7988 | 2603194.4956 | 1221897.5825
24 | 2603040.0815 | 1220917.6536 | 2603045.4992 | 1220931.903 | 2603048.0475 | 1220938.9511
25 | 2603100.4042 | 1221352.506 | 2603100.1487 | 1221347.792
26 | 2602894.0059 | 1221369.5366 | 2602895.6571 | 1221370.1875
27 | 2602894.0059 | 1221369.5366 | 2602886.8002 | 1221366.3904
28 | 2602971.6486 | 1221404.3074 | 2602920.7999 | 1221380.0999 | 2602895.6571 | 1221370.1875
29 | 2602900.8524 | 1221547.6778 | 2602922.3444 | 1221560.2568
30 | 2602922.3444 | 1221560.2568 | 2602927.1975 | 1221563.0972 | 2602947.2851 | 1221574.8118
31 | 2602797.4886 | 1220561.3825 | 2602789.5379 | 1220555.4861
32 | 2602831.9367 | 1220630.2268 | 2602834.4737 | 1220623.4129 | 2602834.7176 | 1220620.8894 | 2602834.719 | 1220617.9766 | 2602834.0303 | 1220614.3297 | 2602830.8481 | 1220605.6455 | 2602828.3393 | 1220600.6414 | 2602824.8217 | 1220595.2812 | 2602820.1738 | 1220589.9093 | 2602811.6732 | 1220581.8563 | 2602797.5821 | 1220572.5556 | 2602795.4968 | 1220570.3423 | 2602794.6935 | 1220568.4853 | 2602794.5351 | 1220566.5841 | 2602795.1504 | 1220564.6722 | 2602797.4886 | 1220561.3825
33 | 2602845.8152 | 1220590.9329 | 2602840.1036 | 1220588.8957 | 2602826.8534 | 1220582.1635 | 2602797.4886 | 1220561.3825
34 | 2602791.0071 | 1220474.8437 | 2602789.6014 | 1220472.5056 | 2602784.197 | 1220461.9971 | 2602782.0976 | 1220457.4046 | 2602779.8005 | 1220453.9016 | 2602777.4137 | 1220451.0379
35 | 2602791.0071 | 1220474.8437 | 2602792.6034 | 1220477.4987 | 2602793.492 | 1220478.7895
36 | 2602977.3037 | 1220850.6003 | 2602953.8595 | 1220868.0373
37 | 2602977.3037 | 1220850.6003 | 2602979.9022 | 1220857.7057 | 2602981.8002 | 1220863.8918
38 | 2602977.3037 | 1220850.6003 | 2602995.1196 | 1220838.6781
39 | 2602949.6684 | 1221759.021 | 2602911.3033 | 1221736.5235
40 | 2602949.6684 | 1221759.021 | 2602965.3723 | 1221734.963
41 | 2602832.1357 | 1220708.1049 | 2602832.1357 | 1220708.1049 | 2602829.2675 | 1220709.4377
42 | 2602841.0314 | 1220701.2951 | 2602839.4057 | 1220703.0276 | 2602837.3034 | 1220704.8721 | 2602834.7536 | 1220706.6497 | 2602832.1357 | 1220708.1049
43 | 2603066.82 | 1221785.1071 | 2603064.9312 | 1221786.8074
44 | 2603129.0248 | 1221832.9838 | 2603132.4317 | 1221834.867 | 2603142.855 | 1221845.9566 | 2603150.4723 | 1221857.5183
45 | 2603113.1417 | 1221809.1201 | 2603113.1417 | 1221809.1201 | 2603111.3441 | 1221807.2471
46 | 2602977.0457 | 1221715.8544 | 2602977.4125 | 1221714.9869 | 2602979.1011 | 1221705.3043 | 2602980.3403 | 1221698.7162
47 | 2602981.8235 | 1221690.8306 | 2602980.3403 | 1221698.7162
48 | 2602965.3723 | 1221734.963 | 2602975.5748 | 1221719.3329 | 2602977.0457 | 1221715.8544
49 | 2602986.035 | 1221679.3259 | 2602981.8235 | 1221690.8306 | 2602981.8235 | 1221690.8306
50 | 2602986.035 | 1221679.3259 | 2602987.8009 | 1221674.5019 | 2602992.8865 | 1221666.9 | 2602997.4091 | 1221663.6256
51 | 2602997.4091 | 1221663.6256 | 2603001.8324 | 1221660.4229 | 2603004.5125 | 1221659.0804
52 | 2603018.9939 | 1221651.8264 | 2603004.5125 | 1221659.0804
53 | 2603018.9939 | 1221651.8264 | 2603017.9744 | 1221649.571
54 | 2603018.9939 | 1221651.8264 | 2603028.5956 | 1221668.8299
55 | 2602979.7019 | 1221593.2956 | 2602970.8978 | 1221588.8999 | 2602961.5027 | 1221583.1031 | 2602947.2851 | 1221574.8118
56 | 2602979.7019 | 1221593.2956 | 2602977.9984 | 1221586.9022 | 2602977.1476 | 1221579.4272
57 | 2603007.5229 | 1221610.7971 | 2603003.2 | 1221609.6054 | 2602998.9001 | 1221607.9023 | 2602995.3969 | 1221605.7994 | 2602979.7019 | 1221593.2956
58 | 2602972.7072 | 1221541.7048 | 2602974.9018 | 1221559.6961 | 2602977.1476 | 1221579.4272
59 | 2603007.5229 | 1221610.7971 | 2603007.9617 | 1221614.877
60 | 2603007.5229 | 1221610.7971 | 2603008.1722 | 1221601.5254 | 2603009.9368 | 1221591.5317 | 2603010.9669 | 1221588.7826
61 | 2603015.4031 | 1221428.0958 | 2603016.0998 | 1221430.3974 | 2603016.3036 | 1221432.3987 | 2603015.8018 | 1221434.7998 | 2603014.2982 | 1221438.201 | 2603004.5648 | 1221456.718 | 2602974.9018 | 1221513.1026 | 2602973.0032 | 1221517.8044 | 2602971.3989 | 1221525.697 | 2602971.7982 | 1221531.3005 | 2602972.5976 | 1221540.8063 | 2602972.7072 | 1221541.7048
62 | 2603017.9744 | 1221649.571 | 2603012.7961 | 1221638.1155 | 2603009.2595 | 1221626.9406 | 2603007.9617 | 1221614.877
63 | 2603015.4031 | 1221428.0958 | 2603014.4026 | 1221426.6055 | 2603011.802 | 1221424.2028 | 2603007.1005 | 1221421.499 | 2602996.6791 | 1221416.3995
64 | 2603015.4031 | 1221428.0958 | 2603017.8988 | 1221427.8969 | 2603019.9012 | 1221427.9979 | 2603021.6986 | 1221428.6992 | 2603035.5426 | 1221435.6185
65 | 2602971.6486 | 1221404.3074 | 2602983.4022 | 1221409.9029 | 2602996.6791 | 1221416.3995
66 | 2603036.1702 | 1221435.9322 | 2603035.5426 | 1221435.6185
67 | 2603091.6119 | 1221473.7825 | 2603095.6059 | 1221465.5798 | 2603099.5562 | 1221456.3155
68 | 2603091.6119 | 1221473.7825 | 2603098.0587 | 1221475.0198 | 2603102.9063 | 1221473.7104 | 2603109.9405 | 1221468.3553 | 2603140.4326 | 1221439.8768 | 2603170.9924 | 1221412.9771 | 2603179.2039 | 1221404.9657
69 | 2603100.4042 | 1221352.506 | 2603103.5005 | 1221409.1958 | 2603103.8981 | 1221432.5983 | 2603100.8004 | 1221453.3976 | 2603099.5562 | 1221456.3155
70 | 2603179.2039 | 1221404.9657 | 2603195.9735 | 1221393.4567 | 2603204.3275 | 1221388.4471 | 2603217.8777 | 1221383.0956 | 2603228.9761 | 1221381.1782 | 2603241.651 | 1221381.5073 | 2603297.255 | 1221389.0193 | 2603323.3241 | 1221392.7259
71 | 2603259.4514 | 1221717.1498 | 2603258.5984 | 1221717.8991 | 2603256.1019 | 1221719.8989 | 2603253.6969 | 1221721.0983 | 2603251.6031 | 1221721.7976 | 2603248.1972 | 1221722.2961 | 2603243.297 | 1221723.005 | 2603238.3971 | 1221723.1024 | 2603224.3761 | 1221723.102
72 | 2603208.575 | 1221722.1574 | 2603210.5002 | 1221722.4984 | 2603216.0975 | 1221723.1017 | 2603224.3761 | 1221723.102
73 | 2603188.4301 | 1221723.049 | 2603189.8007 | 1221722.999 | 2603193.7984 | 1221722.1005 | 2603196.5978 | 1221721.1014 | 2603199.7989 | 1221720.6028 | 2603208.575 | 1221722.1574
74 | 2603131.4989 | 1221702.001 | 2603140.6986 | 1221703.6067 | 2603148.0022 | 1221704.8 | 2603153.402 | 1221706.1036 | 2603156.5036 | 1221707.3059 | 2603160.0979 | 1221709.1977 | 2603164.8974 | 1221712.6022 | 2603169.5982 | 1221716.0066 | 2603173.8974 | 1221718.7993 | 2603182.8988 | 1221722.4061 | 2603184.5976 | 1221722.8962 | 2603187.1005 | 1221723.0976 | 2603188.4301 | 1221723.049
75 | 2603408.825 | 1221406.9356 | 2603402.3001 | 1221409.6891 | 2603393.9536 | 1221414.4761 | 2603388.0645 | 1221419.23
76 | 2603386.225 | 1221399.2741 | 2603408.825 | 1221406.9356
77 | 2603387.461 | 1221419.7172 | 2603388.0645 | 1221419.23
78 | 2603386.225 | 1221399.2741 | 2603372.6173 | 1221398.7996 | 2603354.8685 | 1221397.2111 | 2603347.5403 | 1221396.1691
79 | 2603131.4989 | 1221702.001 | 2603136.7982 | 1221707.0066 | 2603139.3985 | 1221709.4983
80 | 2603131.4989 | 1221702.001 | 2603121.7287 | 1221700.2594
81 | 2603028.5956 | 1221668.8299 | 2603041.3 | 1221654.4057 | 2603054.3976 | 1221642.7055 | 2603062.4029 | 1221636.4059 | 2603065.999 | 1221634.7067 | 2603074.8975 | 1221632.1986 | 2603093.2023 | 1221628.0055 | 2603095.7008 | 1221627.3714
82 | 2603034.6787 | 1221684.2196 | 2603029.7698 | 1221671.7989 | 2603028.5956 | 1221668.8299
83 | 2603347.5403 | 1221396.1691 | 2603336.6969 | 1221394.6274
84 | 2603143.3992 | 1221732.2024 | 2603143.1998 | 1221721.7963 | 2603142.2022 | 1221714.8028 | 2603140.8993 | 1221711.5002 | 2603139.3985 | 1221709.4983
85 | 2603121.7287 | 1221700.2594 | 2603115.7995 | 1221699.2025 | 2603106.3039 | 1221697.8969 | 2603098.8032 | 1221696.3033 | 2603090.4419 | 1221694.1206
86 | 2603034.6787 | 1221684.2196 | 2603036.7424 | 1221698.1953 | 2603038.4777 | 1221716.718 | 2603040.3016 | 1221724.7235 | 2603045.478 | 1221732.9419 | 2603052.7819 | 1221741.946
87 | 2603034.6787 | 1221684.2196 | 2603041.103 | 1221684.5007 | 2603049.9008 | 1221685.8059 | 2603063.3015 | 1221689.6037
88 | 2603336.6969 | 1221394.6274 | 2603323.3241 | 1221392.7259
89 | 2603059.0214 | 1221361.7348 | 2603066.0013 | 1221359.0034 | 2603095.398 | 1221352.3033 | 2603100.4042 | 1221352.506
90 | 2603070.3334 | 1221763.5832 | 2603052.7819 | 1221741.946
91 | 2603063.3015 | 1221689.6037 | 2603065.8031 | 1221692.4065 | 2603071.6019 | 1221699.8026 | 2603072.6187 | 1221701.2163
92 | 2603063.3015 | 1221689.6037 | 2603064.9026 | 1221688.2037 | 2603067.8987 | 1221688.2052 | 2603067.8987 | 1221688.2052
93 | 2602963.6379 | 1221360.2593 | 2602940.1226 | 1221345.8864
94 | 2602965.1958 | 1221361.2116 | 2602963.6379 | 1221360.2593
95 | 2602940.1226 | 1221345.8864 | 2602936.6404 | 1221343.758
96 | 2602965.1958 | 1221361.2116 | 2602989.3486 | 1221375.9742
97 | 2602926.3478 | 1221326.3382 | 2602926.3478 | 1221326.3382 | 2602925.9433 | 1221331.4743 | 2602926.7529 | 1221335.7883 | 2602930.68 | 1221340.1149 | 2602936.6404 | 1221343.758
98 | 2602989.3486 | 1221375.9742 | 2603002.8029 | 1221384.1976 | 2603016.155 | 1221392.1883
99 | 2602926.3478 | 1221326.3382 | 2602927.798 | 1221323.4039 | 2602937.618 | 1221312.0384
100 | 2603024.1769 | 1221396.989 | 2603016.155 | 1221392.1883
101 | 2602945.2843 | 1221303.1656 | 2602937.618 | 1221312.0384
102 | 2603024.1769 | 1221396.989 | 2603027.6981 | 1221399.0963 | 2603035.1706 | 1221402.5497
103 | 2602950.4422 | 1221297.1959 | 2602945.2843 | 1221303.1656
104 | 2603041.5991 | 1221405.5207 | 2603035.1706 | 1221402.5497
105 | 2603067.8987 | 1221688.2052 | 2603072.4038 | 1221688.8967 | 2603089.2019 | 1221693.7969 | 2603090.4419 | 1221694.1206
106 | 2603070.3334 | 1221763.5832 | 2603078.2776 | 1221772.7925
107 | 2603078.2776 | 1221772.7925 | 2603067.5999 | 1221784.4049 | 2603066.82 | 1221785.1071
108 | 2603078.2776 | 1221772.7925 | 2603081.5431 | 1221776.195
109 | 2603030.1557 | 1221326.6781 | 2603035.4005 | 1221331.5056 | 2603038.9793 | 1221335.2456
110 | 2603030.1557 | 1221326.6781 | 2603019.4297 | 1221316.8055
111 | 2603052.3126 | 1221351.5003 | 2603051.1993 | 1221349.8018 | 2603044.2025 | 1221340.7042 | 2603038.9793 | 1221335.2456
112 | 2603019.4297 | 1221316.8055 | 2603002.7661 | 1221301.4675
113 | 2603052.6007 | 1221351.9398 | 2603052.3126 | 1221351.5003
114 | 2602995.418 | 1221294.704 | 2603002.7661 | 1221301.4675
115 | 2603059.0214 | 1221361.7348 | 2603052.6007 | 1221351.9398
116 | 2602978.5064 | 1221280.0708 | 2602982.6982 | 1221282.9961 | 2602995.418 | 1221294.704
117 | 2602978.5064 | 1221280.0708 | 2602977.8679 | 1221279.6252 | 2602972.4523 | 1221278.6664 | 2602968.2041 | 1221279.3981 | 2602963.4012 | 1221282.1974
118 | 2602957.7109 | 1221288.7832 | 2602963.4012 | 1221282.1974 | 2602963.4012 | 1221282.1974
119 | 2603218.1 | 1221909.3991 | 2603210.6675 | 1221905.0303
120 | 2603218.1 | 1221909.3991 | 2603223.9972 | 1221901.998 | 2603226.4193 | 1221898.7117
121 | 2603218.1 | 1221909.3991 | 2603233.8384 | 1221918.6988
122 | 2603238.0727 | 1221882.9005 | 2603226.4193 | 1221898.7117
123 | 2603241.5516 | 1221862.4767 | 2603243.1004 | 1221864.0974 | 2603244.798 | 1221866.6998 | 2603245.502 | 1221869.3017 | 2603245.5011 | 1221870.9026 | 2603245.0983 | 1221872.4032 | 2603243.7013 | 1221875.1041 | 2603241.9023 | 1221877.7046 | 2603238.0727 | 1221882.9005
124 | 2603233.9558 | 1221855.8576 | 2603238.901 | 1221859.4036 | 2603241.1977 | 1221862.1063 | 2603241.5516 | 1221862.4767
125 | 2603081.5431 | 1221776.195 | 2603111.3441 | 1221807.2471
126 | 2603065.1851 | 1221413.3677 | 2603053.8992 | 1221411.2052 | 2603041.5991 | 1221405.5207
127 | 2603065.1851 | 1221413.3677 | 2603062.7978 | 1221424.3061 | 2603058.9994 | 1221435.6996 | 2603054.3974 | 1221446.3034
128 | 2603054.3974 | 1221446.3034 | 2603073.283 | 1221456.4935
129 | 2603054.3974 | 1221446.3034 | 2603051.5996 | 1221444.1008 | 2603046.1019 | 1221440.8962 | 2603036.1702 | 1221435.9322
130 | 2603233.9558 | 1221855.8576 | 2603232.1632 | 1221854.5722
131 | 2603007.5809 | 1220832.1713 | 2603040.0815 | 1220917.6536
132 | 2602950.4422 | 1221297.1959 | 2602957.7109 | 1221288.7832
133 | 2603601.2889 | 1221260.7359 | 2603577.3939 | 1221249.4316
134 | 2603619.4568 | 1221269.3309 | 2603601.2889 | 1221260.7359
135 | 2603274.6312 | 1220975.1838 | 2603376.5239 | 1221070.6685 | 2603396.2415 | 1221093.8372 | 2603429.7977 | 1221139.3044 | 2603457.3746 | 1221173.7732 | 2603483.3787 | 1221199.0359 | 2603497.4209 | 1221209.9503 | 2603514.1262 | 1221219.6989 | 2603558.2391 | 1221240.3698 | 2603577.3939 | 1221249.4316
136 | 2603619.4568 | 1221269.3309 | 2603631.4922 | 1221275.0246
137 | 2603255.1584 | 1220889.2091 | 2603250.6519 | 1220918.4902 | 2603249.928 | 1220924.5933 | 2603249.7062 | 1220927.9729 | 2603249.7653 | 1220930.9191 | 2603250.0596 | 1220933.7542 | 2603250.5505 | 1220937.8234 | 2603251.436 | 1220941.715 | 2603252.3448 | 1220944.5283 | 2603253.6629 | 1220947.942 | 2603255.186 | 1220951.1336 | 2603258.0053 | 1220955.9601 | 2603260.7797 | 1220959.8638 | 2603265.1766 | 1220965.2359 | 2603269.8391 | 1220970.4525 | 2603274.2593 | 1220974.8352 | 2603274.6312 | 1220975.1838
138 | 2603255.1584 | 1220889.2091 | 2603258.3058 | 1220890.6449 | 2603259.6403 | 1220891.7463
139 | 2603255.1584 | 1220889.2091 | 2603255.4564 | 1220885.2959 | 2603255.58 | 1220880.9823 | 2603255.3618 | 1220877.7359 | 2603254.5671 | 1220874.2112 | 2603250.8395 | 1220865.5042 | 2603248.285 | 1220861.7452 | 2603245.7302 | 1220858.5642 | 2603242.652 | 1220855.5164
140 | 2603298.8311 | 1220944.4866 | 2603294.9623 | 1220944.4845 | 2603292.2012 | 1220944.2051 | 2603287.3999 | 1220943.1018 | 2603276.9027 | 1220940.0055 | 2603271.1992 | 1220938.0013 | 2603267.1416 | 1220936.4871 | 2603263.6682 | 1220934.6175 | 2603261.3177 | 1220932.6373 | 2603259.2027 | 1220929.9124 | 2603258.0205 | 1220927.5549 | 2603257.5439 | 1220925.0865 | 2603257.4164 | 1220922.5294 | 2603258.0104 | 1220918.2384 | 2603259.0378 | 1220911.9242 | 2603260.2938 | 1220903.8425 | 2603260.5321 | 1220898.0504 | 2603260.3973 | 1220894.8596 | 2603260.1934 | 1220893.0807 | 2603259.6403 | 1220891.7463
141 | 2603208.0975 | 1220942.3702 | 2603212.7033 | 1220940.0157 | 2603216.4067 | 1220937.205 | 2603220.3915 | 1220933.0714 | 2603223.5187 | 1220929.6155 | 2603226.502 | 1220925.9038 | 2603229.3637 | 1220922.3366 | 2603232.9243 | 1220917.2022 | 2603235.6804 | 1220912.5899 | 2603237.86 | 1220908.0107 | 2603239.1062 | 1220904.0646 | 2603240.2164 | 1220899.1513 | 2603241.6693 | 1220891.5921 | 2603243.0095 | 1220881.9984 | 2603243.9091 | 1220873.6941 | 2603243.8888 | 1220869.0693 | 2603243.588 | 1220864.1107 | 2603242.652 | 1220855.5164
142 | 2603242.652 | 1220855.5164 | 2603207.4697 | 1220823.6905 | 2603201.0249 | 1220817.3724 | 2603195.2287 | 1220810.158
143 | 2603298.8311 | 1220944.4866 | 2603301.228 | 1220944.9993 | 2603304.0266 | 1220946.0903 | 2603307.0599 | 1220947.9708 | 2603312.0677 | 1220951.1012
144 | 2603298.8311 | 1220944.4866 | 2603300.813 | 1220940.8078 | 2603302.704 | 1220937.0066 | 2603307.1378 | 1220930.294 | 2603308.1325 | 1220928.5269 | 2603308.3383 | 1220926.7149 | 2603307.3461 | 1220923.8127 | 2603305.2317 | 1220920.0316 | 2603304.293 | 1220917.5703
145 | 2603208.0975 | 1220942.3702 | 2603204.8221 | 1220939.1222 | 2603202.2669 | 1220936.6083 | 2603199.552 | 1220935.0282 | 2603195.5474 | 1220933.692 | 2603190.5261 | 1220932.622 | 2603184.3139 | 1220931.2847 | 2603178.1462 | 1220929.1957
146 | 2603208.0975 | 1220942.3702 | 2603204.9713 | 1220943.7471 | 2603200.8438 | 1220945.2569 | 2603197.4979 | 1220946.2558 | 2603193.4011 | 1220947.1986 | 2603191.5321 | 1220947.344
147 | 2603195.2287 | 1220810.158 | 2603193.4741 | 1220807.9742 | 2603186.7958 | 1220798.354 | 2603186.4489 | 1220797.7878
148 | 2603178.1462 | 1220929.1957 | 2603174.5829 | 1220927.9888 | 2603171.8602 | 1220926.7089 | 2603169.092 | 1220924.6858
149 | 2603156.5987 | 1220938.8969 | 2603159.6625 | 1220940.4549 | 2603165.2597 | 1220942.8147 | 2603173.1022 | 1220945.2869 | 2603180.0122 | 1220946.8136 | 2603185.413 | 1220947.4501 | 2603189.4259 | 1220947.5078 | 2603191.5321 | 1220947.344
150 | 2603158.1706 | 1220718.8208 | 2603162.6977 | 1220734.4603 | 2603170.8223 | 1220763.9148 | 2603173.8523 | 1220772.4879 | 2603177.7618 | 1220781.951 | 2603182.0661 | 1220790.636 | 2603186.4489 | 1220797.7878
151 | 2603151.8507 | 1220911.0285 | 2603163.7919 | 1220920.8124 | 2603169.092 | 1220924.6858
152 | 2603156.5987 | 1220938.8969 | 2603151.1996 | 1220934.9029 | 2603146.8608 | 1220931.3665
153 | 2603156.5987 | 1220938.8969 | 2603156.465 | 1220947.9353 | 2603156.8505 | 1220950.6593 | 2603157.7141 | 1220952.9833 | 2603159.9499 | 1220956.8422 | 2603162.6223 | 1220960.493
154 | 2603202.5005 | 1221833.3026 | 2603232.1632 | 1221854.5722
155 | 2603250.258 | 1221103.7703 | 2603240.282 | 1221089.294 | 2603239.2667 | 1221086.9921 | 2603238.7521 | 1221084.6794 | 2603238.8992 | 1221079.2097 | 2603239.8401 | 1221078.6876 | 2603240.9561 | 1221077.0206 | 2603242.5659 | 1221073.8752 | 2603243.7052 | 1221071.2187 | 2603244.4122 | 1221068.3174 | 2603244.6271 | 1221063.5926 | 2603244.1213 | 1221058.9675 | 2603243.3119 | 1221054.709 | 2603241.5474 | 1221049.116 | 2603241.0361 | 1221048.0602
156 | 2603241.0361 | 1221048.0602 | 2603239.35 | 1221044.5789 | 2603234.919 | 1221037.7268
157 | 2603234.919 | 1221037.7268 | 2603234.7113 | 1221037.4056 | 2603229.3287 | 1221031.277 | 2603219.0548 | 1221020.3148
158 | 2603209.9969 | 1221010.6501 | 2603219.0548 | 1221020.3148
159 | 2603209.9969 | 1221010.6501 | 2603193.0511 | 1220992.5689 | 2603190.5992 | 1220989.9976
160 | 2603188.1237 | 1220987.4015 | 2603190.5992 | 1220989.9976
161 | 2603007.5809 | 1220832.1713 | 2603003.6432 | 1220833.4145 | 2603001.2758 | 1220834.5584 | 2602995.1196 | 1220838.6781
162 | 2603007.5809 | 1220832.1713 | 2602995.0582 | 1220797.6564
163 | 2602838.4841 | 1220516.378 | 2602837.9981 | 1220516.0974 | 2602831.5971 | 1220511.8031 | 2602826.8041 | 1220508.2988 | 2602815.3983 | 1220499.1994 | 2602814.0352 | 1220498.0427
164 | 2602838.4841 | 1220516.378 | 2602841.6634 | 1220518.2137
165 | 2602814.0352 | 1220498.0427 | 2602808.4496 | 1220493.3027
166 | 2602841.6634 | 1220518.2137 | 2602843.201 | 1220519.1015 | 2602848.8971 | 1220521.9058 | 2602855.2001 | 1220524.5992 | 2602859.1248 | 1220525.86
167 | 2602808.4496 | 1220493.3027 | 2602805.5019 | 1220490.8012 | 2602798.9042 | 1220485.2061 | 2602798.4531 | 1220484.7545
168 | 2602883.5266 | 1220535.2446 | 2602871.0988 | 1220529.7985 | 2602862.9978 | 1220527.1043 | 2602859.1248 | 1220525.86
169 | 2602798.4531 | 1220484.7545 | 2602798.4136 | 1220484.715
170 | 2602883.9584 | 1220535.4339 | 2602883.5266 | 1220535.2446
171 | 2602793.492 | 1220478.7895 | 2602795.7042 | 1220482.0028 | 2602798.4136 | 1220484.715
172 | 2602900.5509 | 1220542.3974 | 2602893.573 | 1220539.0366 | 2602885.1687 | 1220535.9642 | 2602883.9584 | 1220535.4339
173 | 2602900.5509 | 1220542.3974 | 2602901.1416 | 1220544.6434 | 2602902.8537 | 1220549.6582 | 2602905.6808 | 1220555.1516 | 2602908.2648 | 1220559.3377
174 | 2602900.5509 | 1220542.3974 | 2602900.2566 | 1220539.151 | 2602900.4935 | 1220535.549 | 2602901.2916 | 1220532.2142 | 2602904.0584 | 1220521.0424 | 2602905.7626 | 1220515.2713
175 | 2603077.4509 | 1220469.3181 | 2603074.1419 | 1220469.107 | 2603066.0251 | 1220467.5576 | 2603066.0251 | 1220467.5576
176 | 2603100.9975 | 1220470.2991 | 2603084.8613 | 1220469.7906 | 2603077.4509 | 1220469.3181
177 | 2603051.5385 | 1220445.3932 | 2603053.5593 | 1220454.933 | 2603055.9771 | 1220459.459 | 2603060.9969 | 1220464.3755 | 2603066.0251 | 1220467.5576
178 | 2603100.9975 | 1220470.2991 | 2603097.4993 | 1220471.8982 | 2603094.4027 | 1220474.4982 | 2603086.2084 | 1220483.2703
179 | 2603100.9975 | 1220470.2991 | 2603108.8494 | 1220470.5588 | 2603113.9012 | 1220472.0067 | 2603116.5856 | 1220474.465 | 2603124.3122 | 1220482.3735 | 2603125.4555 | 1220486.721 | 2603125.0751 | 1220488.822 | 2603120.6036 | 1220494.801 | 2603088.9988 | 1220524.0016 | 2603085.2041 | 1220526.9014 | 2603079.8014 | 1220529.2 | 2603073.7695 | 1220529.9196
180 | 2603069.1973 | 1220530.4651 | 2603073.7695 | 1220529.9196
181 | 2603020.7042 | 1220542.5002 | 2603026.0994 | 1220539.9014 | 2603031.8973 | 1220536.2022 | 2603041.1994 | 1220533.8054 | 2603069.1973 | 1220530.4651
182 | 2603020.7042 | 1220542.5002 | 2603023.7373 | 1220555.0898
183 | 2603020.7042 | 1220542.5002 | 2603015.803 | 1220528.0006 | 2603014.3178 | 1220524.7041
184 | 2603023.9915 | 1220568.25 | 2603024.8968 | 1220563.2031 | 2603024.8 | 1220559.5009 | 2603023.7373 | 1220555.0898
185 | 2602973.873 | 1220496.7065 | 2602973.873 | 1220496.7065 | 2602985.4041 | 1220497.3014 | 2602993.1031 | 1220499.7065 | 2602997.6006 | 1220502.2991 | 2603001.1041 | 1220505.4026 | 2603007.7992 | 1220512.799 | 2603013.0976 | 1220521.9958 | 2603014.3178 | 1220524.7041
186 | 2603188.1237 | 1220987.4015 | 2603168.2893 | 1220966.6008
187 | 2603168.2893 | 1220966.6008 | 2603167.5707 | 1220965.8472
188 | 2603167.5707 | 1220965.8472 | 2603163.1413 | 1220961.202 | 2603162.6223 | 1220960.493
189 | 2603146.8608 | 1220931.3665 | 2603145.1694 | 1220929.988
190 | 2602903.0009 | 1220447.6331 | 2602903.0009 | 1220447.6331 | 2602900.6601 | 1220440.3723 | 2602897.705 | 1220432.6998 | 2602895.3384 | 1220428.3009
191 | 2602903.0009 | 1220447.6331 | 2602903.5072 | 1220449.5395
192 | 2602893.9194 | 1220425.6634 | 2602895.3384 | 1220428.3009
193 | 2602903.5072 | 1220449.5395 | 2602909.5212 | 1220472.1836 | 2602909.5624 | 1220472.4366
194 | 2602893.9194 | 1220425.6634 | 2602893.285 | 1220424.4841
195 | 2602909.6794 | 1220473.153 | 2602909.5624 | 1220472.4366
196 | 2602893.285 | 1220424.4841 | 2602887.313 | 1220413.3838 | 2602886.4842 | 1220412.0934
197 | 2602911.5856 | 1220486.1704 | 2602910.6482 | 1220479.0881 | 2602909.6794 | 1220473.153
198 | 2602886.4842 | 1220412.0934 | 2602874.7132 | 1220393.7668
199 | 2602911.5856 | 1220486.1704 | 2602911.4246 | 1220489.5834 | 2602910.9141 | 1220494.3748 | 2602909.9785 | 1220499.4773 | 2602908.1845 | 1220507.0697 | 2602905.7626 | 1220515.2713
200 | 2602911.5856 | 1220486.1704 | 2602915.6965 | 1220488.0957 | 2602919.7314 | 1220490.5435 | 2602926.2232 | 1220495.0714 | 2602929.4163 | 1220496.7628 | 2602932.1166 | 1220497.7202 | 2602936.9031 | 1220498.8009 | 2602941.1967 | 1220499.5034 | 2602943.0582 | 1220499.5232
201 | 2602943.0582 | 1220499.5232 | 2602947.7666 | 1220499.5732 | 2602973.873 | 1220496.7065
202 | 2603158.1706 | 1220718.8208 | 2603153.199 | 1220701.6457
203 | 2603147.8994 | 1220686.0026 | 2603151.7704 | 1220696.7107 | 2603153.199 | 1220701.6457
204 | 2603147.8994 | 1220686.0026 | 2603147.028 | 1220684.0899 | 2603145.3451 | 1220681.7321 | 2603142.8735 | 1220678.6958 | 2603139.449 | 1220675.2475
205 | 2603139.449 | 1220675.2475 | 2603139.0293 | 1220674.8249 | 2603107.1053 | 1220649.8887
206 | 2603095.82 | 1220641.0736 | 2603107.1053 | 1220649.8887
207 | 2603095.82 | 1220641.0736 | 2603094.622 | 1220640.1378 | 2603084.4228 | 1220631.5388 | 2603075.3994 | 1220623.1406 | 2603071.2935 | 1220619.0942
208 | 2602976.7343 | 1220747.6825 | 2602988.756 | 1220780.4687
209 | 2602970.2771 | 1220730.0721 | 2602976.7343 | 1220747.6825
210 | 2602995.0582 | 1220797.6564 | 2602988.756 | 1220780.4687
211 | 2602970.2771 | 1220730.0721 | 2602965.6814 | 1220717.6133
212 | 2602995.0582 | 1220797.6564 | 2602999.9448 | 1220795.2796 | 2603013.6905 | 1220780.5335 | 2603016.2637 | 1220777.3774 | 2603016.865 | 1220773.3087 | 2603016.8669 | 1220769.551 | 2603014.86 | 1220764.3176
213 | 2602959.4792 | 1220700.7994 | 2602965.6814 | 1220717.6133
214 | 2603010.5823 | 1220753.1626 | 2603014.86 | 1220764.3176
215 | 2602959.4792 | 1220700.7994 | 2602947.7302 | 1220668.9483 | 2602947.3424 | 1220667.8965
216 | 2602942.7762 | 1220655.5141 | 2602947.3424 | 1220667.8965
217 | 2603095.5368 | 1220892.9168 | 2603100.5983 | 1220896.7995 | 2603110.6006 | 1220903.7975 | 2603113.933 | 1220906.1925
218 | 2603113.933 | 1220906.1925 | 2603115.8921 | 1220907.6006
219 | 2602936.729 | 1220639.3594 | 2602940.7676 | 1220650.0674 | 2602942.7762 | 1220655.5141
220 | 2603132.6368 | 1220919.7733 | 2603131.2039 | 1220918.6054 | 2603115.8921 | 1220907.6006
221 | 2603141.6472 | 1220927.1172 | 2603132.6368 | 1220919.7733
222 | 2603141.6472 | 1220927.1172 | 2603145.1694 | 1220929.988
223 | 2602981.8002 | 1220863.8918 | 2602990.0894 | 1220890.9092
224 | 2602993.0415 | 1220900.4333 | 2602991.4978 | 1220895.4997 | 2602990.0894 | 1220890.9092
225 | 2602936.729 | 1220639.3594 | 2602932.6309 | 1220628.4936
226 | 2602926.9339 | 1220613.3883 | 2602932.6309 | 1220628.4936
227 | 2602916.9244 | 1220585.6634 | 2602919.3332 | 1220593.2356 | 2602926.9339 | 1220613.3883
228 | 2602916.9244 | 1220585.6634 | 2602931.3325 | 1220582.3573 | 2602942.8603 | 1220578.5287
229 | 2602914.5697 | 1220575.9122 | 2602916.9244 | 1220585.6634
230 | 2602914.5697 | 1220575.9122 | 2602910.8126 | 1220579.7349 | 2602895.559 | 1220590.5005 | 2602893.6543 | 1220591.5001 | 2602891.9699 | 1220592.0886 | 2602890.2325 | 1220592.3546 | 2602888.781 | 1220592.2954
231 | 2602914.5697 | 1220575.9122 | 2602913.0479 | 1220569.619 | 2602911.7374 | 1220565.5494 | 2602910.1154 | 1220562.3357 | 2602908.2648 | 1220559.3377
232 | 2602888.781 | 1220592.2954 | 2602887.4711 | 1220592.2421
233 | 2602845.8152 | 1220590.9329 | 2602844.9641 | 1220593.8341 | 2602844.5685 | 1220596.2242 | 2602844.4461 | 1220598.3921 | 2602844.7783 | 1220601.9165 | 2602845.285 | 1220605.252 | 2602850.5524 | 1220632.4589 | 2602851.8906 | 1220642.1207 | 2602853.474 | 1220663.0001 | 2602853.6821 | 1220672.1499 | 2602853.2627 | 1220676.8524 | 2602852.3505 | 1220680.7764 | 2602851.1272 | 1220684.956 | 2602849.5399 | 1220688.6908 | 2602847.0647 | 1220693.2367 | 2602843.9674 | 1220697.7823 | 2602841.7206 | 1220700.5606 | 2602841.0314 | 1220701.2951
234 | 2602845.8152 | 1220590.9329 | 2602846.544 | 1220589.7325 | 2602848.0014 | 1220587.9766 | 2602849.709 | 1220586.5544 | 2602851.4544 | 1220585.4101 | 2602853.2148 | 1220584.6661 | 2602855.5212 | 1220584.1891 | 2602858.4118 | 1220583.9125 | 2602860.6345 | 1220583.9358 | 2602863.593 | 1220584.3596 | 2602867.6056 | 1220585.5289 | 2602873.0896 | 1220587.5659 | 2602884.2016 | 1220591.7291 | 2602887.4711 | 1220592.2421 | 2602887.4711 | 1220592.2421
235 | 2603023.9915 | 1220568.25 | 2603026.9875 | 1220569.441 | 2603030.1046 | 1220571.377 | 2603032.6601 | 1220573.4906 | 2603035.1549 | 1220575.8488 | 2603044.0652 | 1220587.5352
236 | 2602994.2467 | 1220904.285 | 2602993.0415 | 1220900.4333
237 | 2602994.2467 | 1220904.285 | 2602998.6023 | 1220918.2052 | 2602999.783 | 1220920.8629
238 | 2603005.1038 | 1220932.8057 | 2603001.3984 | 1220924.4991 | 2602999.783 | 1220920.8629
239 | 2603044.0652 | 1220587.5352 | 2603046.2464 | 1220590.396 | 2603056.603 | 1220603.0974 | 2603066.5505 | 1220614.42 | 2603066.5505 | 1220614.42
240 | 2603071.2935 | 1220619.0942 | 2603066.5505 | 1220614.42

## bus_geodata
| x | y | coords
0 | 2603096.1925 | 1221832.0062
1 | 2603118.2285 | 1221841.9692
2 | 2603042.6013 | 1221812.9978
3 | 2603118.1856 | 1221890.6854
4 | 2603044.3034 | 1221806.8062
5 | 2603041.2017 | 1221805.804
6 | 2602937.1903 | 1221178.4361
7 | 2603081.8661 | 1221066.6098
8 | 2602986.3079 | 1221233.9288
9 | 2603011.4345 | 1221792.9734
10 | 2603052.0048 | 1221797.683
11 | 2603088.9754 | 1221817.7859
12 | 2603116.3869 | 1221825.9981
13 | 2603300.3492 | 1221958.3679
14 | 2603247.504 | 1221926.8026
15 | 2603230.6752 | 1221948.3545
16 | 2603235.4424 | 1221942.713
17 | 2603175.0798 | 1221894.8682
18 | 2603163.8042 | 1221877.7538
19 | 2603194.4956 | 1221897.5825
20 | 2603048.0475 | 1220938.9511
21 | 2603100.1487 | 1221347.792
22 | 2602894.0059 | 1221369.5366
23 | 2602895.6571 | 1221370.1875
24 | 2602886.8002 | 1221366.3904
25 | 2602900.8524 | 1221547.6778
26 | 2602922.3444 | 1221560.2568
27 | 2602789.5379 | 1220555.4861
28 | 2602797.4886 | 1220561.3825
29 | 2602777.4137 | 1220451.0379
30 | 2602791.0071 | 1220474.8437
31 | 2602953.8595 | 1220868.0373
32 | 2602977.3037 | 1220850.6003
33 | 2602911.3033 | 1221736.5235
34 | 2602949.6684 | 1221759.021
35 | 2602829.2675 | 1220709.4377
36 | 2602832.1357 | 1220708.1049
37 | 2603064.9312 | 1221786.8074
38 | 2603129.0248 | 1221832.9838
39 | 2603113.1417 | 1221809.1201
40 | 2602980.3403 | 1221698.7162
41 | 2602977.0457 | 1221715.8544
42 | 2602981.8235 | 1221690.8306
43 | 2602965.3723 | 1221734.963
44 | 2602986.035 | 1221679.3259
45 | 2602997.4091 | 1221663.6256
46 | 2603004.5125 | 1221659.0804
47 | 2603018.9939 | 1221651.8264
48 | 2602947.2851 | 1221574.8117
49 | 2602979.7019 | 1221593.2956
50 | 2602977.1476 | 1221579.4272
51 | 2603007.5229 | 1221610.7971
52 | 2602972.7072 | 1221541.7048
53 | 2603007.9617 | 1221614.877
54 | 2603010.9669 | 1221588.7826
55 | 2603015.4031 | 1221428.0958
56 | 2603017.9744 | 1221649.571
57 | 2602996.6791 | 1221416.3996
58 | 2603035.5426 | 1221435.6185
59 | 2603091.6119 | 1221473.7825
60 | 2603099.5562 | 1221456.3155
61 | 2603179.2039 | 1221404.9657
62 | 2602971.6486 | 1221404.3074
63 | 2603259.4514 | 1221717.1498
64 | 2603224.3761 | 1221723.102
65 | 2603208.575 | 1221722.1574
66 | 2603188.4301 | 1221723.049
67 | 2603408.825 | 1221406.9356
68 | 2603388.0645 | 1221419.23
69 | 2603386.225 | 1221399.2741
70 | 2603131.4989 | 1221702.001
71 | 2603095.7008 | 1221627.3714
72 | 2603028.5956 | 1221668.8299
73 | 2603387.461 | 1221419.7172
74 | 2603347.5403 | 1221396.1691
75 | 2603139.3985 | 1221709.4983
76 | 2603121.7287 | 1221700.2594
77 | 2603034.6787 | 1221684.2196
78 | 2603336.6969 | 1221394.6274
79 | 2603323.3241 | 1221392.7259
80 | 2603100.4042 | 1221352.506
81 | 2603052.7819 | 1221741.946
82 | 2603063.3015 | 1221689.6037
83 | 2602963.6379 | 1221360.2593
84 | 2602940.1226 | 1221345.8864
85 | 2602965.1958 | 1221361.2116
86 | 2602936.6404 | 1221343.758
87 | 2602989.3486 | 1221375.9742
88 | 2602926.3478 | 1221326.3382
89 | 2603016.155 | 1221392.1883
90 | 2602937.618 | 1221312.0384
91 | 2603024.1769 | 1221396.989
92 | 2602945.2843 | 1221303.1656
93 | 2603035.1706 | 1221402.5497
94 | 2603090.4419 | 1221694.1206
95 | 2603067.8987 | 1221688.2052
96 | 2603072.6187 | 1221701.2163
97 | 2603143.3992 | 1221732.2024
98 | 2603070.3334 | 1221763.5832
99 | 2603078.2776 | 1221772.7925
100 | 2603030.1557 | 1221326.6781
101 | 2603038.9793 | 1221335.2456
102 | 2603019.4297 | 1221316.8055
103 | 2603052.3126 | 1221351.5003
104 | 2603002.7661 | 1221301.4675
105 | 2603052.6007 | 1221351.9398
106 | 2602995.418 | 1221294.704
107 | 2603059.0214 | 1221361.7348
108 | 2602978.5064 | 1221280.0708
109 | 2602963.4012 | 1221282.1974
110 | 2603210.6675 | 1221905.0303
111 | 2603218.1 | 1221909.3991
112 | 2603226.4193 | 1221898.7117
113 | 2603233.8384 | 1221918.6988
114 | 2603150.4723 | 1221857.5183
115 | 2603238.0727 | 1221882.9005
116 | 2603241.5516 | 1221862.4767
117 | 2603267.4903 | 1221898.1182
118 | 2603066.82 | 1221785.1071
119 | 2603081.5431 | 1221776.195
120 | 2603111.3441 | 1221807.2471
121 | 2603041.5991 | 1221405.5207
122 | 2603065.1851 | 1221413.3677
123 | 2603054.3974 | 1221446.3034
124 | 2603073.283 | 1221456.4935
125 | 2603036.1702 | 1221435.9322
126 | 2603233.9558 | 1221855.8576
127 | 2603040.0815 | 1220917.6536
128 | 2602950.4422 | 1221297.1959
129 | 2602957.7109 | 1221288.7832
130 | 2603601.2889 | 1221260.7359
131 | 2603577.3939 | 1221249.4316
132 | 2603619.4568 | 1221269.3309
133 | 2603274.6312 | 1220975.1838
134 | 2603631.4922 | 1221275.0246
135 | 2603255.1584 | 1220889.2091
136 | 2603259.6403 | 1220891.7463
137 | 2603242.652 | 1220855.5164
138 | 2603298.8311 | 1220944.4866
139 | 2603208.0975 | 1220942.3702
140 | 2603195.2287 | 1220810.158
141 | 2603178.1462 | 1220929.1957
142 | 2603191.5321 | 1220947.344
143 | 2603312.0677 | 1220951.1012
144 | 2603304.293 | 1220917.5703
145 | 2603186.4489 | 1220797.7878
146 | 2603169.092 | 1220924.6858
147 | 2603156.5987 | 1220938.8969
148 | 2603232.1632 | 1221854.5722
149 | 2603202.5005 | 1221833.3026
150 | 2603250.258 | 1221103.7703
151 | 2603241.0361 | 1221048.0602
152 | 2603234.919 | 1221037.7268
153 | 2603219.0548 | 1221020.3148
154 | 2603209.9969 | 1221010.6501
155 | 2603190.5992 | 1220989.9976
156 | 2603007.5809 | 1220832.1713
157 | 2602838.4841 | 1220516.378
158 | 2602814.0352 | 1220498.0427
159 | 2602841.6634 | 1220518.2137
160 | 2602808.4496 | 1220493.3027
161 | 2602859.1248 | 1220525.86
162 | 2602798.4531 | 1220484.7545
163 | 2602883.5266 | 1220535.2446
164 | 2602798.4136 | 1220484.715
165 | 2602883.9584 | 1220535.4339
166 | 2602793.492 | 1220478.7895
167 | 2602900.5509 | 1220542.3974
168 | 2603077.4509 | 1220469.3181
169 | 2603066.0251 | 1220467.5576
170 | 2603100.9975 | 1220470.2991
171 | 2603051.5385 | 1220445.3932
172 | 2603086.2084 | 1220483.2703
173 | 2603073.7695 | 1220529.9196
174 | 2603069.1973 | 1220530.4651
175 | 2603020.7042 | 1220542.5002
176 | 2603023.7373 | 1220555.0898
177 | 2603014.3178 | 1220524.7041
178 | 2603188.1237 | 1220987.4015
179 | 2603168.2893 | 1220966.6008
180 | 2603167.5707 | 1220965.8472
181 | 2603162.6223 | 1220960.493
182 | 2603146.8608 | 1220931.3665
183 | 2602903.0009 | 1220447.6331
184 | 2602895.3384 | 1220428.3009
185 | 2602903.5072 | 1220449.5395
186 | 2602893.9194 | 1220425.6634
187 | 2602909.5624 | 1220472.4366
188 | 2602893.285 | 1220424.4841
189 | 2602909.6794 | 1220473.153
190 | 2602886.4842 | 1220412.0934
191 | 2602911.5856 | 1220486.1704
192 | 2602874.7132 | 1220393.7668
193 | 2602905.7626 | 1220515.2713
194 | 2602943.0582 | 1220499.5232
195 | 2603158.1706 | 1220718.8208
196 | 2603153.199 | 1220701.6457
197 | 2603147.8994 | 1220686.0026
198 | 2603139.449 | 1220675.2475
199 | 2603107.1053 | 1220649.8887
200 | 2603095.82 | 1220641.0736
201 | 2602976.7343 | 1220747.6825
202 | 2602988.756 | 1220780.4687
203 | 2602970.2771 | 1220730.0721
204 | 2602995.0582 | 1220797.6564
205 | 2602965.6814 | 1220717.6133
206 | 2603014.86 | 1220764.3176
207 | 2603010.5823 | 1220753.1626
208 | 2602959.4792 | 1220700.7994
209 | 2602995.1196 | 1220838.6781
210 | 2602947.3424 | 1220667.8965
211 | 2603095.5368 | 1220892.9168
212 | 2603113.933 | 1220906.1925
213 | 2602942.7762 | 1220655.5141
214 | 2603115.8921 | 1220907.6006
215 | 2603132.6368 | 1220919.7733
216 | 2603141.6472 | 1220927.1172
217 | 2602981.8002 | 1220863.8918
218 | 2603145.1694 | 1220929.988
219 | 2602990.0894 | 1220890.9092
220 | 2602936.729 | 1220639.3594
221 | 2602932.6309 | 1220628.4936
222 | 2602926.9339 | 1220613.3883
223 | 2602916.9244 | 1220585.6634
224 | 2602942.8603 | 1220578.5287
225 | 2602914.5697 | 1220575.9122
226 | 2602888.781 | 1220592.2954
227 | 2602908.2648 | 1220559.3378
228 | 2602841.0314 | 1220701.2951
229 | 2602845.8152 | 1220590.9329
230 | 2602887.4711 | 1220592.2421
231 | 2602831.9367 | 1220630.2268
232 | 2602973.873 | 1220496.7065
233 | 2603023.9915 | 1220568.25
234 | 2602993.0415 | 1220900.4333
235 | 2602994.2467 | 1220904.285
236 | 2602999.783 | 1220920.8629
237 | 2603005.1038 | 1220932.8057
238 | 2603044.0652 | 1220587.5352
239 | 2603066.5505 | 1220614.42
240 | 2603071.2935 | 1220619.0942
241 | 2603151.8507 | 1220911.0285
242 | 2602937.1903 | 1221178.4361

## line_std_types
| c_nf_per_km | r_ohm_per_km | x_ohm_per_km | max_i_ka | type | q_mm2 | alpha | voltage_rating
NAYY 4x50 SE | 210 | 0.642 | 0.083 | 0.142 | cs | 50 | 0.00403 | LV
NAYY 4x120 SE | 264 | 0.225 | 0.08 | 0.242 | cs | 120 | 0.00403 | LV
NAYY 4x150 SE | 261 | 0.208 | 0.08 | 0.27 | cs | 150 | 0.00403 | LV
NA2XS2Y 1x95 RM/25 12/20 kV | 216 | 0.313 | 0.132 | 0.252 | cs | 95 | 0.00403 | MV
NA2XS2Y 1x185 RM/25 12/20 kV | 273 | 0.161 | 0.117 | 0.362 | cs | 185 | 0.00403 | MV
NA2XS2Y 1x240 RM/25 12/20 kV | 304 | 0.122 | 0.112 | 0.421 | cs | 240 | 0.00403 | MV
NA2XS2Y 1x95 RM/25 6/10 kV | 315 | 0.313 | 0.123 | 0.249 | cs | 95 | 0.00403 | MV
NA2XS2Y 1x185 RM/25 6/10 kV | 406 | 0.161 | 0.11 | 0.358 | cs | 185 | 0.00403 | MV
NA2XS2Y 1x240 RM/25 6/10 kV | 456 | 0.122 | 0.105 | 0.416 | cs | 240 | 0.00403 | MV
NA2XS2Y 1x150 RM/25 12/20 kV | 250 | 0.206 | 0.116 | 0.319 | cs | 150 | 0.00403 | MV
NA2XS2Y 1x120 RM/25 12/20 kV | 230 | 0.253 | 0.119 | 0.283 | cs | 120 | 0.00403 | MV
NA2XS2Y 1x70 RM/25 12/20 kV | 190 | 0.443 | 0.132 | 0.22 | cs | 70 | 0.00403 | MV
NA2XS2Y 1x150 RM/25 6/10 kV | 360 | 0.206 | 0.11 | 0.315 | cs | 150 | 0.00403 | MV
NA2XS2Y 1x120 RM/25 6/10 kV | 340 | 0.253 | 0.113 | 0.28 | cs | 120 | 0.00403 | MV
NA2XS2Y 1x70 RM/25 6/10 kV | 280 | 0.443 | 0.123 | 0.217 | cs | 70 | 0.00403 | MV
N2XS(FL)2Y 1x120 RM/35 64/110 kV | 112 | 0.153 | 0.166 | 0.366 | cs | 120 | 0.00393 | HV
N2XS(FL)2Y 1x185 RM/35 64/110 kV | 125 | 0.099 | 0.156 | 0.457 | cs | 185 | 0.00393 | HV
N2XS(FL)2Y 1x240 RM/35 64/110 kV | 135 | 0.075 | 0.149 | 0.526 | cs | 240 | 0.00393 | HV
N2XS(FL)2Y 1x300 RM/35 64/110 kV | 144 | 0.06 | 0.144 | 0.588 | cs | 300 | 0.00393 | HV
15-AL1/3-ST1A 0.4 | 11 | 1.8769 | 0.35 | 0.105 | ol | 16 | 0.00403 | LV
24-AL1/4-ST1A 0.4 | 11.25 | 1.2012 | 0.335 | 0.14 | ol | 24 | 0.00403 | LV
48-AL1/8-ST1A 0.4 | 12.2 | 0.5939 | 0.3 | 0.21 | ol | 48 | 0.00403 | LV
94-AL1/15-ST1A 0.4 | 13.2 | 0.306 | 0.29 | 0.35 | ol | 94 | 0.00403 | LV
34-AL1/6-ST1A 10.0 | 9.7 | 0.8342 | 0.36 | 0.17 | ol | 34 | 0.00403 | MV
48-AL1/8-ST1A 10.0 | 10.1 | 0.5939 | 0.35 | 0.21 | ol | 48 | 0.00403 | MV
70-AL1/11-ST1A 10.0 | 10.4 | 0.4132 | 0.339 | 0.29 | ol | 70 | 0.00403 | MV
94-AL1/15-ST1A 10.0 | 10.75 | 0.306 | 0.33 | 0.35 | ol | 94 | 0.00403 | MV
122-AL1/20-ST1A 10.0 | 11.1 | 0.2376 | 0.323 | 0.41 | ol | 122 | 0.00403 | MV
149-AL1/24-ST1A 10.0 | 11.25 | 0.194 | 0.315 | 0.47 | ol | 149 | 0.00403 | MV
34-AL1/6-ST1A 20.0 | 9.15 | 0.8342 | 0.382 | 0.17 | ol | 34 | 0.00403 | MV
48-AL1/8-ST1A 20.0 | 9.5 | 0.5939 | 0.372 | 0.21 | ol | 48 | 0.00403 | MV
70-AL1/11-ST1A 20.0 | 9.7 | 0.4132 | 0.36 | 0.29 | ol | 70 | 0.00403 | MV
94-AL1/15-ST1A 20.0 | 10 | 0.306 | 0.35 | 0.35 | ol | 94 | 0.00403 | MV
122-AL1/20-ST1A 20.0 | 10.3 | 0.2376 | 0.344 | 0.41 | ol | 122 | 0.00403 | MV
149-AL1/24-ST1A 20.0 | 10.5 | 0.194 | 0.337 | 0.47 | ol | 149 | 0.00403 | MV
184-AL1/30-ST1A 20.0 | 10.75 | 0.1571 | 0.33 | 0.535 | ol | 184 | 0.00403 | MV
243-AL1/39-ST1A 20.0 | 11 | 0.1188 | 0.32 | 0.645 | ol | 243 | 0.00403 | MV
48-AL1/8-ST1A 110.0 | 8 | 0.5939 | 0.46 | 0.21 | ol | 48 | 0.00403 | HV
70-AL1/11-ST1A 110.0 | 8.4 | 0.4132 | 0.45 | 0.29 | ol | 70 | 0.00403 | HV
94-AL1/15-ST1A 110.0 | 8.65 | 0.306 | 0.44 | 0.35 | ol | 94 | 0.00403 | HV
122-AL1/20-ST1A 110.0 | 8.5 | 0.2376 | 0.43 | 0.41 | ol | 122 | 0.00403 | HV
149-AL1/24-ST1A 110.0 | 8.75 | 0.194 | 0.41 | 0.47 | ol | 149 | 0.00403 | HV
184-AL1/30-ST1A 110.0 | 8.8 | 0.1571 | 0.4 | 0.535 | ol | 184 | 0.00403 | HV
243-AL1/39-ST1A 110.0 | 9 | 0.1188 | 0.39 | 0.645 | ol | 243 | 0.00403 | HV
305-AL1/39-ST1A 110.0 | 9.2 | 0.0949 | 0.38 | 0.74 | ol | 305 | 0.00403 | HV
490-AL1/64-ST1A 110.0 | 9.75 | 0.059 | 0.37 | 0.96 | ol | 490 | 0.00403 | HV
679-AL1/86-ST1A 110.0 | 9.95 | 0.042 | 0.36 | 1.15 | ol | 679 | 0.00403 | HV
490-AL1/64-ST1A 220.0 | 10 | 0.059 | 0.285 | 0.96 | ol | 490 | 0.00403 | HV
679-AL1/86-ST1A 220.0 | 11.7 | 0.042 | 0.275 | 1.15 | ol | 679 | 0.00403 | HV
490-AL1/64-ST1A 380.0 | 11 | 0.059 | 0.253 | 0.96 | ol | 490 | 0.00403 | HV
679-AL1/86-ST1A 380.0 | 14.6 | 0.042 | 0.25 | 1.15 | ol | 679 | 0.00403 | HV

## trafo_std_types
| i0_percent | pfe_kw | vkr_percent | sn_mva | vn_lv_kv | vn_hv_kv | vk_percent | shift_degree | vector_group | tap_side | tap_neutral | tap_min | tap_max | tap_step_degree | tap_step_percent | tap_phase_shifter
160 MVA 380/110 kV | 0.06 | 60 | 0.25 | 160 | 110 | 380 | 12.2 | 0 | Yy0 | hv | 0 | -9 | 9 | 0 | 1.5 | FALSE
100 MVA 220/110 kV | 0.06 | 55 | 0.26 | 100 | 110 | 220 | 12 | 0 | Yy0 | hv | 0 | -9 | 9 | 0 | 1.5 | FALSE
63 MVA 110/20 kV | 0.04 | 22 | 0.32 | 63 | 20 | 110 | 18 | 150 | YNd5 | hv | 0 | -9 | 9 | 0 | 1.5 | FALSE
40 MVA 110/20 kV | 0.05 | 18 | 0.34 | 40 | 20 | 110 | 16.2 | 150 | YNd5 | hv | 0 | -9 | 9 | 0 | 1.5 | FALSE
25 MVA 110/20 kV | 0.07 | 14 | 0.41 | 25 | 20 | 110 | 12 | 150 | YNd5 | hv | 0 | -9 | 9 | 0 | 1.5 | FALSE
63 MVA 110/10 kV | 0.04 | 22 | 0.32 | 63 | 10 | 110 | 18 | 150 | YNd5 | hv | 0 | -9 | 9 | 0 | 1.5 | FALSE
40 MVA 110/10 kV | 0.05 | 18 | 0.34 | 40 | 10 | 110 | 16.2 | 150 | YNd5 | hv | 0 | -9 | 9 | 0 | 1.5 | FALSE
25 MVA 110/10 kV | 0.07 | 14 | 0.41 | 25 | 10 | 110 | 12 | 150 | YNd5 | hv | 0 | -9 | 9 | 0 | 1.5 | FALSE
0.25 MVA 20/0.4 kV | 0.32 | 0.8 | 1.44 | 0.25 | 0.4 | 20 | 6 | 150 | Yzn5 | hv | 0 | -2 | 2 | 0 | 2.5 | FALSE
0.4 MVA 20/0.4 kV | 0.3375 | 1.35 | 1.425 | 0.4 | 0.4 | 20 | 6 | 150 | Dyn5 | hv | 0 | -2 | 2 | 0 | 2.5 | FALSE
0.63 MVA 20/0.4 kV | 0.2619 | 1.65 | 1.206 | 0.63 | 0.4 | 20 | 6 | 150 | Dyn5 | hv | 0 | -2 | 2 | 0 | 2.5 | FALSE
0.25 MVA 10/0.4 kV | 0.24 | 0.6 | 1.2 | 0.25 | 0.4 | 10 | 4 | 150 | Dyn5 | hv | 0 | -2 | 2 | 0 | 2.5 | FALSE
0.4 MVA 10/0.4 kV | 0.2375 | 0.95 | 1.325 | 0.4 | 0.4 | 10 | 4 | 150 | Dyn5 | hv | 0 | -2 | 2 | 0 | 2.5 | FALSE
0.63 MVA 10/0.4 kV | 0.1873 | 1.18 | 1.0794 | 0.63 | 0.4 | 10 | 4 | 150 | Dyn5 | hv | 0 | -2 | 2 | 0 | 2.5 | FALSE

## trafo3w_std_types
| sn_hv_mva | sn_mv_mva | sn_lv_mva | vn_hv_kv | vn_mv_kv | vn_lv_kv | vk_hv_percent | vk_mv_percent | vk_lv_percent | vkr_hv_percent | vkr_mv_percent | vkr_lv_percent | pfe_kw | i0_percent | shift_mv_degree | shift_lv_degree | vector_group | tap_side | tap_neutral | tap_min | tap_max | tap_step_percent
63/25/38 MVA 110/20/10 kV | 63 | 25 | 38 | 110 | 20 | 10 | 10.4 | 10.4 | 10.4 | 0.28 | 0.32 | 0.35 | 35 | 0.89 | 0 | 0 | YN0yn0yn0 | hv | 0 | -10 | 10 | 1.2
63/25/38 MVA 110/10/10 kV | 63 | 25 | 38 | 110 | 10 | 10 | 10.4 | 10.4 | 10.4 | 0.28 | 0.32 | 0.35 | 35 | 0.89 | 0 | 0 | YN0yn0yn0 | hv | 0 | -10 | 10 | 1.2

## fuse_std_types
| fuse_type | i_rated_a | t_avg | t_min | t_total | x_avg | x_min | x_total
HV 100A | HV 100A | 100 | 0 | [10.0, 3.64, 0.854, 0.281, 0.1, 0.0531, 0.022, 0.01] | [10.0, 4.267, 1.21, 0.403, 0.1, 0.058, 0.022, 0.01] | 0 | [300.0, 350.0, 450.0, 550.0, 700.0, 850.0, 1200.0, 1752.0] | [600.0, 700.0, 900.0, 1150.0, 1665.0, 2000.0, 3000.0, 4313.0]
HV 10A | HV 10A | 10 | 0 | [10.0, 1675.0, 0.344, 0.156, 0.1, 0.0417, 0.0171, 0.01] | [10.0, 1.3, 0.3, 0.155, 0.1, 0.0555, 0.023, 0.01] | 0 | [30.0, 32.0, 35.0, 37.0, 39.0, 50.0, 70.0, 88.0] | [60.0, 70.0, 80.0, 87.0, 94.0, 110.0, 150.0, 216.0]
HV 125A | HV 125A | 125 | 0 | [10.0, 1.82, 0.344, 0.1, 0.0467, 0.0269, 0.01] | [10.0, 2.478, 0.426, 0.1, 0.0427, 0.0211, 0.01] | 0 | [375.0, 500.0, 700.0, 925.0, 1200.0, 1500.0, 2341.0] | [750.0, 1000.0, 1500.0, 2200.0, 3000.0, 4000.0, 5765.0]
HV 160A | HV 160A | 160 | 0 | [10.0, 4.15, 1.03, 0.198, 0.1, 0.051, 0.0172, 0.01] | [10.0, 2.3, 0.734, 0.274, 0.1, 0.046, 0.0177, 0.01] | 0 | [480.0, 550.0, 700.0, 1000.0, 1260.0, 1600.0, 2500.0, 3227.0] | [960.0, 1300.0, 1700.0, 2200.0, 2996.0, 4000.0, 6000.0, 7946.0]
HV 16A | HV 16A | 16 | 0 | [10.0, 0.352, 0.164, 0.1, 0.0649, 0.0342, 0.01] | [10.0, 2.34, 0.722, 0.181, 0.1, 0.055, 0.0296, 0.01] | 0 | [48.0, 60.0, 65.0, 71.0, 80.0, 100.0, 162.0] | [96.0, 110.0, 125.0, 150.0, 168.0, 200.0, 250.0, 398.0]
HV 200A | HV 200A | 200 | 0 | [10.0, 4.267, 1.21, 0.403, 0.1, 0.058, 0.022, 0.01] | [10.0, 3.73, 1.654, 0.328, 0.1, 0.0531, 0.019, 0.01] | 0 | [600.0, 700.0, 900.0, 1150.0, 1665.0, 2000.0, 3000.0, 4313.0] | [1200.0, 1500.0, 1800.0, 2700.0, 3960.0, 5000.0, 7500.0, 10620.0]
HV 20A | HV 20A | 20 | 0 | [10.0, 1.3, 0.3, 0.155, 0.1, 0.0555, 0.023, 0.01] | [10.0, 1.3, 0.161, 0.1, 0.0611, 0.0399, 0.0141, 0.01] | 0 | [60.0, 70.0, 80.0, 87.0, 94.0, 110.0, 150.0, 216.0] | [120.0, 150.0, 200.0, 223.0, 260.0, 300.0, 450.0, 532.0]
HV 25A | HV 25A | 25 | 0 | [10.0, 2.512, 0.833, 0.299, 0.1, 0.0372, 0.0223, 0.01] | [10.0, 3.125, 0.597, 0.198, 0.1, 0.0378, 0.022, 0.01] | 0 | [75.0, 82.0, 90.0, 100.0, 124.0, 170.0, 200.0, 289.0] | [150.0, 170.0, 210.0, 250.0, 294.0, 400.0, 500.0, 711.0]
HV 31.5A | HV 31.5A | 31.5 | 0 | [10.0, 2.34, 0.722, 0.181, 0.1, 0.055, 0.0296, 0.01] | [10.0, 2.84, 0.368, 0.164, 0.1, 0.0621, 0.0378, 0.0195, 0.01] | 0 | [95.0, 110.0, 125.0, 150.0, 165.0, 200.0, 250.0, 390.0] | [189.0, 220.0, 300.0, 350.0, 393.0, 450.0, 530.0, 700.0, 960.0]
HV 40A | HV 40A | 40 | 0 | [10.0, 1.3, 0.161, 0.1, 0.0611, 0.0399, 0.0141, 0.01] | [10.0, 2.05, 0.369, 0.198, 0.1, 0.051, 0.0298, 0.01] | 0 | [120.0, 150.0, 200.0, 223.0, 260.0, 300.0, 450.0, 532.0] | [240.0, 300.0, 400.0, 450.0, 530.0, 650.0, 800.0, 1311.0]
HV 50A | HV 50A | 50 | 0 | [10.0, 3.215, 0.597, 0.198, 0.1, 0.0378, 0.022, 0.01] | [10.0, 3.64, 0.854, 0.281, 0.1, 0.0531, 0.022, 0.01] | 0 | [150.0, 170.0, 210.0, 250.0, 294.0, 400.0, 500.0, 711.0] | [300.0, 350.0, 450.0, 550.0, 700.0, 850.0, 1200.0, 1752.0]
HV 6.3A | HV 6.3A | 6.3 | 0 | [10.0, 1.39, 0.344, 0.168, 0.1, 0.056, 0.0263, 0.01] | [10.0, 1.711, 0.516, 0.198, 0.1, 0.0634, 0.0303, 0.01] | 0 | [19.0, 19.5, 20.4, 20.8, 22.0, 25.0, 32.0, 48.0] | [38.0, 40.0, 43.0, 48.0, 53.0, 60.0, 75.0, 118.0]
HV 63A | HV 63A | 63 | 0 | [10.0, 2.84, 0.368, 0.164, 0.1, 0.0621, 0.0378, 0.0195, 0.01] | [10.0, 1.82, 0.344, 0.1, 0.0467, 0.0269, 0.01] | 0 | [189.0, 220.0, 300.0, 350.0, 393.0, 450.0, 530.0, 700.0, 961.0] | [378.0, 500.0, 700.0, 934.0, 1200.0, 1500.0, 2366.0]
HV 80A | HV 80A | 80 | 0 | [10.0, 2.05, 0.369, 0.198, 0.1, 0.051, 0.0298, 0.01] | [10.0, 4.15, 1.03, 0.198, 0.1, 0.051, 0.0172, 0.01] | 0 | [240.0, 300.0, 400.0, 450.0, 530.0, 650.0, 800.0, 1311.0] | [480.0, 550.0, 700.0, 1000.0, 1260.0, 1600.0, 2500.0, 3227.0]
Siemens NH-1-100 | Siemens NH-1-100 | 100 | [5400.0, 2000.0, 400.0, 20.0, 1.0, 0.2, 0.012, 0.004] | 0 | 0 | [150.0, 190.0, 250.0, 430.0, 900.0, 1250.0, 2700.0, 3600.0] | 0 | 0
Siemens NH-1-125 | Siemens NH-1-125 | 125 | [4800.0, 120.0, 7.0, 0.1, 0.004] | 0 | 0 | [180.0, 400.0, 740.0, 2000.0, 4250.0] | 0 | 0
Siemens NH-1-16 | Siemens NH-1-16 | 16 | [4000.0, 400.0, 2.0, 0.1, 0.04, 0.01] | 0 | 0 | [26.0, 35.0, 75.0, 150.0, 200.0, 300.0] | 0 | 0
Siemens NH-1-160 | Siemens NH-1-160 | 160 | [4800.0, 120.0, 7.0, 0.1, 0.004] | 0 | 0 | [210.0, 500.0, 900.0, 2300.0, 5000.0] | 0 | 0
Siemens NH-1-25 | Siemens NH-1-25 | 25 | [4000.0, 1000.0, 10.0, 0.2, 0.02, 0.01] | 0 | 0 | [40.0, 50.0, 100.0, 210.0, 400.0, 500.0] | 0 | 0
Siemens NH-1-50 | Siemens NH-1-50 | 50 | [4000.0, 40.0, 4.0, 1.0, 0.02, 0.01] | 0 | 0 | [86.0, 200.0, 300.0, 400.0, 1000.0, 1280.0] | 0 | 0
Siemens NH-1-63 | Siemens NH-1-63 | 63 | [4000.0, 100.0, 10.0, 2.0, 0.04, 0.01] | 0 | 0 | [100.0, 200.0, 300.0, 400.0, 1000.0, 1500.0] | 0 | 0
Siemens NH-1-80 | Siemens NH-1-80 | 80 | [4800.0, 120.0, 7.0, 0.1, 0.01] | 0 | 0 | [150.58, 250.0, 450.0, 1150.0, 2470.0] | 0 | 0
Siemens NH-2-1000 | Siemens NH-2-1000 | 1000 | [4800.0, 120.0, 7.0, 0.1, 0.004] | 0 | 0 | [1900.0, 3500.0, 8400.0, 24000.0, 52000.0] | 0 | 0
Siemens NH-2-200 | Siemens NH-2-200 | 200 | [4800.0, 120.0, 7.0, 0.1, 0.004] | 0 | 0 | [280.0, 650.0, 1200.0, 3000.0, 7000.0] | 0 | 0
Siemens NH-2-224 | Siemens NH-2-224 | 224 | [4800.0, 120.0, 7.0, 0.2, 0.04, 0.004] | 0 | 0 | [400.0, 750.0, 1453.0, 3025.0, 4315.0, 7600.0] | 0 | 0
Siemens NH-2-250 | Siemens NH-2-250 | 250 | [4800.0, 120.0, 7.0, 0.1, 0.004] | 0 | 0 | [450.0, 800.0, 1650.0, 4000.0, 8500.0] | 0 | 0
Siemens NH-2-315 | Siemens NH-2-315 | 315 | [4800.0, 120.0, 7.0, 0.1, 0.004] | 0 | 0 | [550.0, 920.0, 1900.0, 5000.0, 11000.0] | 0 | 0
Siemens NH-2-355 | Siemens NH-2-355 | 355 | [4800.0, 120.0, 6.0, 0.1, 0.004] | 0 | 0 | [650.0, 1116.27, 2350.0, 5840.0, 12790.0] | 0 | 0
Siemens NH-2-400 | Siemens NH-2-400 | 400 | [4800.0, 120.0, 7.0, 0.1, 0.004] | 0 | 0 | [720.0, 1350.0, 2800.0, 6500.0, 15000.0] | 0 | 0
Siemens NH-2-425 | Siemens NH-2-425 | 425 | [4800.0, 120.0, 7.0, 0.1, 0.004] | 0 | 0 | [850.0, 1500.0, 3050.0, 7500.0, 16500.0] | 0 | 0
Siemens NH-2-630 | Siemens NH-2-630 | 630 | [4800.0, 120.0, 7.0, 0.1, 0.004] | 0 | 0 | [1200.0, 2000.0, 4800.0, 12000.0, 26000.0] | 0 | 0

## res_bus
| vm_pu | va_degree | p_mw | q_mvar
0 | 0.97332 | -0.51447 | 0.0005853 | 0.00014669
1 | 0.97325 | -0.51597 | 0.0022495 | 0.00056379
2 | 0.97354 | -0.5101 | 0 | 0
3 | 0.97318 | -0.5172 | 0.0011216 | 0.0002811
4 | 0.97357 | -0.50964 | 0 | 0
5 | 0.97358 | -0.5094 | 0 | 0
6 | 0.99764 | -0.044472 | 0 | 0
7 | 0.99181 | -0.1554 | 0 | 0
8 | 1 | 0 | -0.29915 | -0.07665
9 | 0.97354 | -0.51016 | 0.001277 | 0.00032005
10 | 0.97364 | -0.5081 | 0.00022992 | 5.7624e-05
11 | 0.97336 | -0.51362 | 0.00073144 | 0.00018332
12 | 0.97338 | -0.51323 | 0 | 0
13 | 0.97109 | -0.55848 | 0.0030251 | 0.00075816
14 | 0.97127 | -0.55503 | 0 | 0
15 | 0.97118 | -0.55674 | 0.0018579 | 0.00046562
16 | 0.97119 | -0.55649 | 0.0020756 | 0.0005202
17 | 0.97258 | -0.52907 | 0 | 0
18 | 0.97281 | -0.52457 | 0.0011091 | 0.00027797
19 | 0.97212 | -0.53822 | 0.00065009 | 0.00016293
20 | 0.98762 | -0.23573 | 0.0040688 | 0.0010197
21 | 0.99417 | -0.11025 | 0 | 0
22 | 0.97979 | -0.38759 | 0 | 0
23 | 0.97979 | -0.38752 | 0.001611 | 0.00040376
24 | 0.97977 | -0.38792 | 0.0022881 | 0.00057346
25 | 0.97641 | -0.45356 | 0.001502 | 0.00037645
26 | 0.97645 | -0.45287 | 0.0018285 | 0.00045825
27 | 0.97707 | -0.44118 | 0.003856 | 0.0009664
28 | 0.97711 | -0.44048 | 0 | 0
29 | 0.97552 | -0.47174 | 0.0016318 | 0.00040896
30 | 0.97556 | -0.47091 | 0.0037445 | 0.00093845
31 | 0.98361 | -0.31344 | 0.0023554 | 0.00059032
32 | 0.98368 | -0.3122 | 0 | 0
33 | 0.97483 | -0.48481 | 0.00059437 | 0.00014896
34 | 0.97485 | -0.48433 | 0 | 0
35 | 0.97693 | -0.44397 | 0.0012342 | 0.00030933
36 | 0.97694 | -0.4439 | 0.00048255 | 0.00012094
37 | 0.97373 | -0.5064 | 0.00083226 | 0.00020858
38 | 0.97329 | -0.51513 | 0.0029905 | 0.00074948
39 | 0.9735 | -0.51085 | 0.00025542 | 6.4014e-05
40 | 0.97496 | -0.4821 | 0.0024204 | 0.00060662
41 | 0.97492 | -0.48299 | 0.00029242 | 7.3288e-05
42 | 0.975 | -0.48133 | 0.0012899 | 0.00032329
43 | 0.97487 | -0.48401 | 0.0018915 | 0.00047407
44 | 0.97508 | -0.47988 | 0.00083601 | 0.00020952
45 | 0.97521 | -0.47721 | 0.00124 | 0.00031077
46 | 0.97528 | -0.47588 | 0.0004624 | 0.00011589
47 | 0.97541 | -0.4732 | 0 | 0
48 | 0.97654 | -0.45111 | 0.0033439 | 0.00083806
49 | 0.97677 | -0.44656 | 0 | 0
50 | 0.97705 | -0.44109 | 0.0040485 | 0.0010146
51 | 0.97617 | -0.4584 | 0 | 0
52 | 0.97783 | -0.4257 | 0.0004563 | 0.00011436
53 | 0.97609 | -0.45985 | 0.0019775 | 0.00049562
54 | 0.97615 | -0.45882 | 0.0010027 | 0.0002513
55 | 0.98042 | -0.37521 | 0 | 0
56 | 0.97546 | -0.47237 | 0.0021049 | 0.00052755
57 | 0.98025 | -0.37856 | 0.0021669 | 0.00054308
58 | 0.98091 | -0.36553 | 0.0034316 | 0.00086005
59 | 0.99266 | -0.13941 | 0 | 0
60 | 0.99283 | -0.13613 | 0.0026194 | 0.00065647
61 | 0.99165 | -0.15893 | 0 | 0
62 | 0.98009 | -0.38162 | 0.0021695 | 0.00054374
63 | 0.97326 | -0.51566 | 0.0011941 | 0.00029928
64 | 0.9733 | -0.51486 | 0.0021676 | 0.00054326
65 | 0.97335 | -0.51387 | 0.00026208 | 6.5682e-05
66 | 0.97342 | -0.5125 | 0.0019899 | 0.00049872
67 | 0.98989 | -0.19318 | 0 | 0
68 | 0.98979 | -0.19511 | 0.001642 | 0.00041152
69 | 0.98999 | -0.1913 | 0 | 0
70 | 0.97375 | -0.50612 | 0 | 0
71 | 0.97503 | -0.48076 | 0.0012347 | 0.00030944
72 | 0.97512 | -0.47892 | 0 | 0
73 | 0.98979 | -0.19514 | 0.0028059 | 0.00070323
74 | 0.99014 | -0.18823 | 0.0028392 | 0.00071157
75 | 0.97374 | -0.50632 | 0 | 0
76 | 0.97381 | -0.50491 | 0.0018187 | 0.00045581
77 | 0.97488 | -0.48367 | 0 | 0
78 | 0.99022 | -0.18681 | 0.0010869 | 0.00027239
79 | 0.99032 | -0.1848 | 0.0012715 | 0.00031867
80 | 0.994 | -0.11349 | 0 | 0
81 | 0.97425 | -0.49616 | 0.0019175 | 0.00048058
82 | 0.97437 | -0.49383 | 0 | 0
83 | 0.98526 | -0.28125 | 0.0019364 | 0.00048531
84 | 0.98601 | -0.26678 | 0.0018197 | 0.00045607
85 | 0.98521 | -0.28219 | 0.0016428 | 0.00041173
86 | 0.98612 | -0.26461 | 0.0018443 | 0.00046223
87 | 0.98446 | -0.29662 | 0.002297 | 0.00057569
88 | 0.98675 | -0.25252 | 0.0017963 | 0.00045019
89 | 0.98365 | -0.31228 | 0.0013056 | 0.0003272
90 | 0.98727 | -0.2425 | 0.0010779 | 0.00027016
91 | 0.98342 | -0.31691 | 0.0004167 | 0.00010443
92 | 0.9876 | -0.23602 | 0.0019857 | 0.00049767
93 | 0.9831 | -0.32299 | 0.00095461 | 0.00023925
94 | 0.97406 | -0.49995 | 0.002119 | 0.00053107
95 | 0.97429 | -0.49542 | 0.0063847 | 0.0016002
96 | 0.97434 | -0.49438 | 0.002022 | 0.00050677
97 | 0.97371 | -0.50676 | 0.0010097 | 0.00025304
98 | 0.97398 | -0.50151 | 0 | 0
99 | 0.97386 | -0.50385 | 0 | 0
100 | 0.99109 | -0.169 | 0.0018842 | 0.00047223
101 | 0.99149 | -0.16137 | 0.00096623 | 0.00024216
102 | 0.99063 | -0.17794 | 0.0016424 | 0.00041163
103 | 0.99218 | -0.14822 | 0.0014687 | 0.00036809
104 | 0.98991 | -0.19166 | 0.0022458 | 0.00056284
105 | 0.9922 | -0.14789 | 0.0011063 | 0.00027728
106 | 0.9896 | -0.19762 | 0.0014251 | 0.00035716
107 | 0.99259 | -0.14045 | 0 | 0
108 | 0.98891 | -0.21086 | 0.0015529 | 0.00038918
109 | 0.98842 | -0.22031 | 0.0023825 | 0.00059712
110 | 0.97173 | -0.54584 | 0.0015468 | 0.00038766
111 | 0.97156 | -0.54928 | 0 | 0
112 | 0.97141 | -0.55229 | 0.0021335 | 0.00053471
113 | 0.97139 | -0.55253 | 0.0010586 | 0.00026532
114 | 0.97309 | -0.51901 | 0.00062884 | 0.0001576
115 | 0.97122 | -0.55588 | 0.00067506 | 0.00016918
116 | 0.97102 | -0.55994 | 0.0018743 | 0.00046975
117 | 0.97122 | -0.55606 | 0.0015811 | 0.00039627
118 | 0.97374 | -0.5061 | 0.0010018 | 0.00025108
119 | 0.97382 | -0.50459 | 0.0046804 | 0.001173
120 | 0.97352 | -0.51049 | 0.00026846 | 6.7283e-05
121 | 0.98292 | -0.32645 | 0.0012502 | 0.00031333
122 | 0.9823 | -0.33857 | 0 | 0
123 | 0.98143 | -0.35541 | 0 | 0
124 | 0.98135 | -0.35706 | 0.0042526 | 0.0010658
125 | 0.98093 | -0.36521 | 0.0019733 | 0.00049455
126 | 0.97095 | -0.56132 | 0.0016709 | 0.00041878
127 | 0.98693 | -0.24917 | 0.0066362 | 0.0016632
128 | 0.98783 | -0.2316 | 0.0011128 | 0.0002789
129 | 0.98816 | -0.22531 | 0.0021331 | 0.00053461
130 | 0.9706 | -0.56937 | 0.00011293 | 2.8304e-05
131 | 0.97064 | -0.56855 | 5.8814e-05 | 1.474e-05
132 | 0.97057 | -0.56995 | 0.0014967 | 0.00037511
133 | 0.97131 | -0.55526 | 0.00040947 | 0.00010262
134 | 0.97057 | -0.56996 | 6.0036e-05 | 1.5046e-05
135 | 0.9715 | -0.55151 | 0 | 0
136 | 0.97149 | -0.55156 | 0.00011628 | 2.9142e-05
137 | 0.97159 | -0.54964 | 0 | 0
138 | 0.97146 | -0.55219 | 0 | 0
139 | 0.97124 | -0.55669 | 0 | 0
140 | 0.97199 | -0.5417 | 9.5439e-05 | 2.3919e-05
141 | 0.97123 | -0.55685 | 7.6246e-05 | 1.9109e-05
142 | 0.97118 | -0.55784 | 8.6542e-05 | 2.169e-05
143 | 0.97146 | -0.55222 | 8.3864e-05 | 2.1018e-05
144 | 0.97145 | -0.55238 | 0.00033369 | 8.363e-05
145 | 0.97208 | -0.53985 | 0.00046943 | 0.00011765
146 | 0.97123 | -0.55689 | 3.5799e-05 | 8.9721e-06
147 | 0.97106 | -0.56019 | 0 | 0
148 | 0.97094 | -0.56155 | 0.0024987 | 0.00062623
149 | 0.97083 | -0.56368 | 0.0031657 | 0.00079341
150 | 0.97088 | -0.5637 | 0.0003561 | 8.9246e-05
151 | 0.9709 | -0.56329 | 6.1174e-05 | 1.5332e-05
152 | 0.97091 | -0.5632 | 0.00014168 | 3.5507e-05
153 | 0.97092 | -0.56296 | 0.00025086 | 6.2871e-05
154 | 0.97093 | -0.56276 | 6.2008e-05 | 1.5541e-05
155 | 0.97095 | -0.5623 | 6.7305e-05 | 1.6868e-05
156 | 0.98427 | -0.30068 | 0 | 0
157 | 0.97622 | -0.45801 | 0.0011146 | 0.00027935
158 | 0.97584 | -0.46552 | 0.00088932 | 0.00022288
159 | 0.97627 | -0.45703 | 0.0019898 | 0.00049869
160 | 0.97575 | -0.4672 | 0.002882 | 0.0007223
161 | 0.97656 | -0.45126 | 0.0030684 | 0.00076902
162 | 0.97563 | -0.46952 | 0.0024784 | 0.00062114
163 | 0.97704 | -0.44189 | 0.0079771 | 0.0019992
164 | 0.97563 | -0.46953 | 0.00065207 | 0.00016342
165 | 0.97705 | -0.44165 | 0.0010044 | 0.00025172
166 | 0.97559 | -0.47046 | 0.0011424 | 0.00028631
167 | 0.97753 | -0.43226 | 0 | 0
168 | 0.97446 | -0.49261 | 0.00037893 | 9.4969e-05
169 | 0.97445 | -0.49295 | 0.0010989 | 0.00027541
170 | 0.97451 | -0.49176 | 0 | 0
171 | 0.97443 | -0.49321 | 0.00049679 | 0.00012451
172 | 0.97449 | -0.49201 | 0.00069395 | 0.00017392
173 | 0.97476 | -0.48677 | 0.00083559 | 0.00020942
174 | 0.97477 | -0.48648 | 0.0020621 | 0.00051681
175 | 0.97504 | -0.4813 | 0 | 0
176 | 0.97484 | -0.48519 | 0.0017866 | 0.00044776
177 | 0.97542 | -0.47369 | 0.0013732 | 0.00034415
178 | 0.97096 | -0.56224 | 0.00073415 | 0.000184
179 | 0.971 | -0.56134 | 0.00012961 | 3.2483e-05
180 | 0.971 | -0.56131 | 9.646e-05 | 2.4175e-05
181 | 0.97102 | -0.56105 | 9.8605e-05 | 2.4713e-05
182 | 0.97104 | -0.56053 | 0.00014681 | 3.6795e-05
183 | 0.97664 | -0.44973 | 0.0006565 | 0.00016453
184 | 0.97651 | -0.45221 | 0.0011371 | 0.00028497
185 | 0.97665 | -0.44947 | 0.0022108 | 0.00055407
186 | 0.9765 | -0.4525 | 0.0013397 | 0.00033576
187 | 0.97686 | -0.44542 | 0.00073769 | 0.00018488
188 | 0.97649 | -0.4526 | 0.0012386 | 0.00031042
189 | 0.97686 | -0.44528 | 0.0018062 | 0.00045267
190 | 0.97646 | -0.45332 | 0.0016079 | 0.00040297
191 | 0.97701 | -0.44242 | 0 | 0
192 | 0.97643 | -0.45379 | 0.0011788 | 0.00029545
193 | 0.97727 | -0.43738 | 0.0033402 | 0.00083714
194 | 0.97681 | -0.44641 | 0.00051737 | 0.00012966
195 | 0.97264 | -0.52881 | 0.00072265 | 0.00018111
196 | 0.97277 | -0.52623 | 0.0010234 | 0.00025649
197 | 0.9729 | -0.52353 | 0 | 0
198 | 0.97302 | -0.52129 | 0.00025949 | 6.5035e-05
199 | 0.97336 | -0.51439 | 0.00026529 | 6.6487e-05
200 | 0.97349 | -0.51192 | 0.00041405 | 0.00010377
201 | 0.98213 | -0.34212 | 0.00087401 | 0.00021905
202 | 0.98293 | -0.32655 | 0.0013435 | 0.00033672
203 | 0.98171 | -0.35043 | 0 | 0
204 | 0.98336 | -0.31828 | 0.0015767 | 0.00039516
205 | 0.98141 | -0.35631 | 0.0010561 | 0.00026469
206 | 0.98317 | -0.32195 | 0.0012762 | 0.00031984
207 | 0.98313 | -0.32269 | 0.0034443 | 0.00086322
208 | 0.981 | -0.36417 | 0.0010229 | 0.00025635
209 | 0.98402 | -0.30553 | 0.0017827 | 0.00044678
210 | 0.98022 | -0.37941 | 0.0014392 | 0.0003607
211 | 0.97101 | -0.56109 | 3.6345e-05 | 9.1088e-06
212 | 0.97101 | -0.56107 | 0.00026139 | 6.5511e-05
213 | 0.97993 | -0.38506 | 0.001307 | 0.00032757
214 | 0.97102 | -0.56106 | 0.00026401 | 6.6167e-05
215 | 0.97103 | -0.56085 | 0.00017543 | 4.3966e-05
216 | 0.97103 | -0.56069 | 0.00047827 | 0.00011987
217 | 0.98348 | -0.31597 | 0.0015949 | 0.00039972
218 | 0.97104 | -0.56058 | 0.00012444 | 3.1186e-05
219 | 0.98314 | -0.32276 | 0.00075464 | 0.00018913
220 | 0.97956 | -0.39235 | 0.00046076 | 0.00011548
221 | 0.97931 | -0.39724 | 0.0010248 | 0.00025683
222 | 0.97897 | -0.40397 | 0.0014134 | 0.00035423
223 | 0.97835 | -0.41607 | 0 | 0
224 | 0.97833 | -0.41644 | 0.00075513 | 0.00018925
225 | 0.97814 | -0.42016 | 0 | 0
226 | 0.97776 | -0.42761 | 0.0011845 | 0.00029687
227 | 0.97783 | -0.42637 | 0.0073544 | 0.0018432
228 | 0.97695 | -0.44354 | 0.0022182 | 0.00055593
229 | 0.97737 | -0.43532 | 0 | 0
230 | 0.97775 | -0.4279 | 0.0030104 | 0.00075447
231 | 0.97702 | -0.44225 | 0.0011243 | 0.00028178
232 | 0.97657 | -0.45105 | 0.0012915 | 0.00032368
233 | 0.97466 | -0.48876 | 0 | 0
234 | 0.98302 | -0.32502 | 0.0020827 | 0.00052198
235 | 0.98298 | -0.32578 | 0.0059693 | 0.001496
236 | 0.98291 | -0.3272 | 0.0023193 | 0.00058128
237 | 0.98288 | -0.32772 | 0.0021902 | 0.00054892
238 | 0.97427 | -0.49635 | 0.0015802 | 0.00039604
239 | 0.97385 | -0.50472 | 0.0027123 | 0.00067975
240 | 0.97379 | -0.50598 | 0.0004911 | 0.00012308
241 | 0.97122 | -0.55695 | 0.00014507 | 3.6358e-05
242 | 0.99998 | 149.9956 | 0 | 0

## res_line
| p_from_mw | q_from_mvar | p_to_mw | q_to_mvar | pl_mw | ql_mvar | i_from_ka | i_to_ka | i_ka | vm_from_pu | va_from_degree | vm_to_pu | va_to_degree | loading_percent
0 | 0.0033715 | 0.00084404 | -0.0033712 | -0.00084419 | 2.4113e-07 | -1.4651e-07 | 0.0051539 | 0.0051541 | 0.0051541 | 0.97332 | -0.51447 | 0.97325 | -0.51597 | 1.4159
1 | -0.0039568 | -0.00099073 | 0.0039576 | 0.00099051 | 8.2139e-07 | -2.1858e-07 | 0.0060488 | 0.0060485 | 0.0060488 | 0.97332 | -0.51447 | 0.97354 | -0.5101 | 1.6617
2 | 0.0011217 | 0.0002804 | -0.0011216 | -0.0002811 | 6.5838e-08 | -6.9974e-07 | 0.0017147 | 0.001715 | 0.001715 | 0.97325 | -0.51597 | 0.97318 | -0.5172 | 0.47114
3 | -0.0039576 | -0.00099051 | 0.0039577 | 0.00099049 | 8.809e-08 | -2.3465e-08 | 0.0060485 | 0.0060485 | 0.0060485 | 0.97354 | -0.5101 | 0.97357 | -0.50964 | 1.6617
4 | -0.0039577 | -0.00099049 | 0.0039577 | 0.00099048 | 4.46e-08 | -1.1882e-08 | 0.0060485 | 0.0060484 | 0.0060485 | 0.97357 | -0.50964 | 0.97358 | -0.5094 | 1.6617
5 | 0.0012771 | 0.00031968 | -0.001277 | -0.00032005 | 4.6336e-08 | -3.7366e-07 | 0.0019517 | 0.0019519 | 0.0019519 | 0.97358 | -0.5094 | 0.97354 | -0.51016 | 0.53623
6 | -0.0052348 | -0.0013102 | 0.0052351 | 0.0013102 | 3.244e-07 | 3.9528e-08 | 0.0080002 | 0.0080001 | 0.0080002 | 0.97358 | -0.5094 | 0.97364 | -0.5081 | 2.1978
7 | 0.13855 | 0.035597 | -0.13781 | -0.035132 | 0.00074216 | 0.00046538 | 0.20697 | 0.20697 | 0.20697 | 0.99764 | -0.044472 | 0.99181 | -0.1554 | 14.2149
8 | -0.13855 | -0.035597 | 0.13885 | 0.035785 | 0.00029996 | 0.00018806 | 0.20697 | 0.20696 | 0.20697 | 0.99764 | -0.044472 | 1 | 0 | 14.2147
9 | 0.13781 | 0.035132 | -0.13728 | -0.034798 | 0.00053219 | 0.00033379 | 0.20697 | 0.20697 | 0.20697 | 0.99181 | -0.1554 | 0.98762 | -0.23573 | 14.2151
10 | 0.15864 | 0.040865 | -0.1578 | -0.040331 | 0.00084635 | 0.00053324 | 0.23646 | 0.23646 | 0.23646 | 1 | 0 | 0.99417 | -0.11025 | 16.2404
11 | -0.005465 | -0.0013678 | 0.0054655 | 0.0013679 | 4.4202e-07 | 7.2692e-08 | 0.0083515 | 0.0083514 | 0.0083515 | 0.97364 | -0.5081 | 0.97373 | -0.5064 | 2.2944
12 | -0.00073144 | -0.00018332 | 0.00073146 | 0.00018297 | 1.3427e-08 | -3.474e-07 | 0.0011182 | 0.0011181 | 0.0011182 | 0.97336 | -0.51362 | 0.97338 | -0.51323 | 0.30719
13 | 0.028593 | 0.0071785 | -0.02859 | -0.0071776 | 2.587e-06 | 9.3776e-07 | 0.043714 | 0.043715 | 0.043715 | 0.97338 | -0.51323 | 0.97329 | -0.51513 | 3.0024
14 | -0.029324 | -0.0073615 | 0.029328 | 0.0073627 | 3.3415e-06 | 1.2567e-06 | 0.044832 | 0.044832 | 0.044832 | 0.97338 | -0.51323 | 0.9735 | -0.51085 | 3.0792
15 | -0.0030251 | -0.00075816 | 0.0030256 | 0.00075772 | 4.9596e-07 | -4.4428e-07 | 0.0046354 | 0.0046351 | 0.0046354 | 0.97109 | -0.55848 | 0.97127 | -0.55503 | 1.2735
16 | 0.0015812 | 0.00039588 | -0.0015811 | -0.00039627 | 7.697e-08 | -3.8362e-07 | 0.0024223 | 0.0024225 | 0.0024225 | 0.97127 | -0.55503 | 0.97122 | -0.55606 | 0.66551
17 | 0.0039338 | 0.00098567 | -0.0039335 | -0.00098574 | 2.7231e-07 | -7.3145e-08 | 0.0060266 | 0.0060267 | 0.0060267 | 0.97127 | -0.55503 | 0.97119 | -0.55649 | 1.6557
18 | -0.0085406 | -0.0021393 | 0.0085416 | 0.0021397 | 1.0199e-06 | 4.561e-07 | 0.013084 | 0.013084 | 0.013084 | 0.97127 | -0.55503 | 0.97139 | -0.55253 | 3.5945
19 | -0.0018579 | -0.00046562 | 0.0018579 | 0.00046555 | 2.2443e-08 | -7.7032e-08 | 0.0028466 | 0.0028465 | 0.0028466 | 0.97118 | -0.55674 | 0.97119 | -0.55649 | 0.78202
20 | -0.023845 | -0.0059847 | 0.02385 | 0.0059875 | 5.1155e-06 | 2.7651e-06 | 0.036486 | 0.036485 | 0.036486 | 0.97258 | -0.52907 | 0.97281 | -0.52457 | 5.0117
21 | 0.023845 | 0.0059847 | -0.023835 | -0.0059783 | 1.0403e-05 | 6.3997e-06 | 0.036486 | 0.036486 | 0.036486 | 0.97258 | -0.52907 | 0.97212 | -0.53822 | 10.0235
22 | -0.024959 | -0.0062655 | 0.024966 | 0.0062691 | 6.6239e-06 | 3.6374e-06 | 0.038182 | 0.038182 | 0.038182 | 0.97281 | -0.52457 | 0.97309 | -0.51901 | 5.2448
23 | 0.023185 | 0.0058154 | -0.023176 | -0.0058102 | 8.4211e-06 | 5.1686e-06 | 0.035491 | 0.035491 | 0.035491 | 0.97212 | -0.53822 | 0.97173 | -0.54584 | 9.7502
24 | 0.13321 | 0.033778 | -0.13312 | -0.033724 | 8.5991e-05 | 5.3871e-05 | 0.20084 | 0.20084 | 0.20084 | 0.98762 | -0.23573 | 0.98693 | -0.24917 | 13.7941
25 | 0.1578 | 0.040331 | -0.15777 | -0.040316 | 2.4752e-05 | 1.5596e-05 | 0.23646 | 0.23646 | 0.23646 | 0.99417 | -0.11025 | 0.994 | -0.11349 | 16.2404
26 | -0.0022882 | -0.00057338 | 0.0022882 | 0.00057336 | 8.0373e-09 | -1.7209e-08 | 0.003475 | 0.003475 | 0.003475 | 0.97979 | -0.38759 | 0.97979 | -0.38752 | 0.95468
27 | 0.0022882 | 0.00057338 | -0.0022881 | -0.00057346 | 3.5606e-08 | -7.6235e-08 | 0.003475 | 0.0034751 | 0.0034751 | 0.97979 | -0.38759 | 0.97977 | -0.38792 | 0.95469
28 | -0.0038992 | -0.00097713 | 0.0039003 | 0.00097678 | 1.0959e-06 | -3.4861e-07 | 0.0059217 | 0.0059213 | 0.0059217 | 0.97979 | -0.38752 | 0.98009 | -0.38162 | 1.6268
29 | -0.001502 | -0.00037645 | 0.0015021 | 0.00037617 | 4.8928e-08 | -2.8017e-07 | 0.002289 | 0.0022889 | 0.002289 | 0.97641 | -0.45356 | 0.97645 | -0.45287 | 0.62886
30 | -0.0033305 | -0.00083442 | 0.0033308 | 0.00083424 | 2.7893e-07 | -1.8273e-07 | 0.0050753 | 0.0050752 | 0.0050753 | 0.97645 | -0.45287 | 0.97654 | -0.45111 | 1.3943
31 | -0.003856 | -0.0009664 | 0.0038561 | 0.00096636 | 1.2801e-07 | -4.2056e-08 | 0.0058724 | 0.0058724 | 0.0058724 | 0.97707 | -0.44118 | 0.97711 | -0.44048 | 1.6133
32 | 0.0011244 | 0.00028076 | -0.0011243 | -0.00028178 | 9.4894e-08 | -1.0204e-06 | 0.0017119 | 0.0017123 | 0.0017123 | 0.97711 | -0.44048 | 0.97702 | -0.44225 | 0.47042
33 | -0.0049805 | -0.0012471 | 0.0049817 | 0.0012472 | 1.2248e-06 | 7.2443e-08 | 0.0075843 | 0.0075841 | 0.0075843 | 0.97711 | -0.44048 | 0.97737 | -0.43532 | 2.0836
34 | -0.0016318 | -0.00040896 | 0.0016318 | 0.00040866 | 6.3912e-08 | -3.0259e-07 | 0.002489 | 0.0024889 | 0.002489 | 0.97552 | -0.47174 | 0.97556 | -0.47091 | 0.6838
35 | -0.0053763 | -0.0013471 | 0.0053764 | 0.0013471 | 1.1763e-07 | 1.7039e-08 | 0.0082003 | 0.0082003 | 0.0082003 | 0.97556 | -0.47091 | 0.97559 | -0.47046 | 2.2528
36 | -0.0023554 | -0.00059032 | 0.0023556 | 0.00059004 | 1.3911e-07 | -2.8185e-07 | 0.0035633 | 0.0035632 | 0.0035633 | 0.98361 | -0.31344 | 0.98368 | -0.3122 | 0.97893
37 | 0.01492 | 0.0037418 | -0.014918 | -0.0037403 | 2.6815e-06 | 1.538e-06 | 0.022571 | 0.022571 | 0.022571 | 0.98368 | -0.3122 | 0.98348 | -0.31597 | 6.2008
38 | -0.017276 | -0.0043318 | 0.017281 | 0.0043351 | 5.4904e-06 | 3.2416e-06 | 0.026134 | 0.026134 | 0.026134 | 0.98368 | -0.3122 | 0.98402 | -0.30553 | 7.1797
39 | -0.00059437 | -0.00014896 | 0.00059438 | 0.00014842 | 1.3725e-08 | -5.457e-07 | 0.00090727 | 0.00090707 | 0.00090727 | 0.97483 | -0.48481 | 0.97485 | -0.48433 | 0.24925
40 | -0.00059438 | -0.00014842 | 0.00059439 | 0.00014806 | 8.863e-09 | -3.5253e-07 | 0.00090707 | 0.00090694 | 0.00090707 | 0.97485 | -0.48433 | 0.97487 | -0.48401 | 0.24919
41 | -0.0012342 | -0.00030933 | 0.0012342 | 0.00030929 | 4.1915e-09 | -3.6918e-08 | 0.0018799 | 0.0018799 | 0.0018799 | 0.97693 | -0.44397 | 0.97694 | -0.4439 | 0.51647
42 | -0.0017168 | -0.00043023 | 0.0017168 | 0.00043011 | 2.8913e-08 | -1.2269e-07 | 0.0026149 | 0.0026149 | 0.0026149 | 0.97694 | -0.4439 | 0.97695 | -0.44354 | 0.71838
43 | -0.0062977 | -0.0015765 | 0.0062978 | 0.0015765 | 8.8255e-08 | 2.4871e-08 | 0.0096233 | 0.0096232 | 0.0096233 | 0.97373 | -0.5064 | 0.97374 | -0.5061 | 2.6438
44 | 0.0256 | 0.0064281 | -0.025595 | -0.0064267 | 4.734e-06 | 1.3918e-06 | 0.039143 | 0.039143 | 0.039143 | 0.97329 | -0.51513 | 0.97309 | -0.51901 | 2.6884
45 | -0.029583 | -0.0074267 | 0.029583 | 0.0074269 | 4.9773e-07 | 1.8943e-07 | 0.045223 | 0.045222 | 0.045223 | 0.9735 | -0.51085 | 0.97352 | -0.51049 | 3.1059
46 | 0.0027786 | 0.00069507 | -0.0027785 | -0.00069522 | 1.1782e-07 | -1.425e-07 | 0.0042403 | 0.0042404 | 0.0042404 | 0.97496 | -0.4821 | 0.97492 | -0.48299 | 1.1649
47 | -0.005199 | -0.0013017 | 0.0051992 | 0.0013017 | 1.8943e-07 | 2.1167e-08 | 0.0079344 | 0.0079344 | 0.0079344 | 0.97496 | -0.4821 | 0.975 | -0.48133 | 2.1798
48 | 0.0024861 | 0.00062193 | -0.0024859 | -0.00062213 | 1.2115e-07 | -2.0229e-07 | 0.0037941 | 0.0037942 | 0.0037942 | 0.97492 | -0.48299 | 0.97487 | -0.48401 | 1.0423
49 | -0.0064892 | -0.001625 | 0.0064896 | 0.0016251 | 4.5056e-07 | 1.3555e-07 | 0.0099031 | 0.009903 | 0.0099031 | 0.975 | -0.48133 | 0.97508 | -0.47988 | 2.7206
50 | -0.0073256 | -0.0018347 | 0.0073265 | 0.001835 | 9.3099e-07 | 3.4799e-07 | 0.011179 | 0.011179 | 0.011179 | 0.97508 | -0.47988 | 0.97521 | -0.47721 | 3.0711
51 | -0.0085665 | -0.0021458 | 0.0085671 | 0.002146 | 5.4191e-07 | 2.4128e-07 | 0.013071 | 0.013071 | 0.013071 | 0.97521 | -0.47721 | 0.97528 | -0.47588 | 3.5909
52 | -0.0090295 | -0.0022619 | 0.0090306 | 0.0022624 | 1.1527e-06 | 5.3558e-07 | 0.013776 | 0.013776 | 0.013776 | 0.97528 | -0.47588 | 0.97541 | -0.4732 | 3.7847
53 | -0.073084 | -0.018352 | 0.073087 | 0.018353 | 2.885e-06 | 1.7228e-06 | 0.1115 | 0.1115 | 0.1115 | 0.97541 | -0.4732 | 0.97546 | -0.47237 | 7.6582
54 | 0.064053 | 0.016089 | -0.064036 | -0.016079 | 1.7474e-05 | 1.0209e-05 | 0.097727 | 0.097728 | 0.097728 | 0.97541 | -0.4732 | 0.97512 | -0.47892 | 6.7121
55 | -0.0066747 | -0.0016723 | 0.0066762 | 0.0016728 | 1.4483e-06 | 4.5968e-07 | 0.010171 | 0.01017 | 0.010171 | 0.97654 | -0.45111 | 0.97677 | -0.44656 | 2.7941
56 | -0.084942 | -0.021357 | 0.084965 | 0.021371 | 2.2205e-05 | 1.3503e-05 | 0.12943 | 0.12943 | 0.12943 | 0.97677 | -0.44656 | 0.97705 | -0.44109 | 8.8892
57 | 0.078266 | 0.019684 | -0.078222 | -0.019658 | 4.4258e-05 | 2.6664e-05 | 0.11926 | 0.11926 | 0.11926 | 0.97677 | -0.44656 | 0.97617 | -0.4584 | 8.1907
58 | -0.089013 | -0.022385 | 0.089079 | 0.022425 | 6.5468e-05 | 3.9995e-05 | 0.13559 | 0.13559 | 0.13559 | 0.97705 | -0.44109 | 0.97783 | -0.4257 | 9.3126
59 | 0.077219 | 0.019407 | -0.077214 | -0.019404 | 5.3318e-06 | 3.2072e-06 | 0.11773 | 0.11773 | 0.11773 | 0.97617 | -0.4584 | 0.97609 | -0.45985 | 8.0857
60 | 0.0010027 | 0.00025103 | -0.0010027 | -0.0002513 | 1.9605e-08 | -2.6721e-07 | 0.0015284 | 0.0015285 | 0.0015285 | 0.97617 | -0.4584 | 0.97615 | -0.45882 | 0.41992
61 | -0.089535 | -0.02254 | 0.089751 | 0.022672 | 0.00021662 | 0.00013238 | 0.13629 | 0.13628 | 0.13629 | 0.97783 | -0.4257 | 0.98042 | -0.37521 | 9.3603
62 | 0.075236 | 0.018908 | -0.075191 | -0.018881 | 4.4938e-05 | 2.694e-05 | 0.11471 | 0.11471 | 0.11471 | 0.97609 | -0.45985 | 0.97546 | -0.47237 | 7.8787
63 | 0.0082389 | 0.0020644 | -0.0082376 | -0.0020638 | 1.3112e-06 | 5.572e-07 | 0.012504 | 0.012504 | 0.012504 | 0.98042 | -0.37521 | 0.98025 | -0.37856 | 3.4353
64 | -0.09799 | -0.024736 | 0.098036 | 0.024764 | 4.5482e-05 | 2.8003e-05 | 0.14879 | 0.14879 | 0.14879 | 0.98042 | -0.37521 | 0.98091 | -0.36553 | 10.2189
65 | 0.0060707 | 0.0015207 | -0.0060698 | -0.0015205 | 8.8524e-07 | 2.1617e-07 | 0.0092151 | 0.0092152 | 0.0092152 | 0.98025 | -0.37856 | 0.98009 | -0.38162 | 2.5317
66 | -0.10147 | -0.025624 | 0.10147 | 0.025625 | 1.5599e-06 | 9.6292e-07 | 0.15399 | 0.15399 | 0.15399 | 0.98091 | -0.36553 | 0.98093 | -0.36521 | 10.5764
67 | -0.0096691 | -0.0024277 | 0.0096707 | 0.0024284 | 1.5125e-06 | 7.1981e-07 | 0.014496 | 0.014496 | 0.014496 | 0.99266 | -0.13941 | 0.99283 | -0.13613 | 3.9823
68 | 0.0096691 | 0.0024277 | -0.0096601 | -0.0024234 | 8.9946e-06 | 4.2824e-06 | 0.014496 | 0.014496 | 0.014496 | 0.99266 | -0.13941 | 0.99165 | -0.15893 | 3.9825
69 | -0.01229 | -0.0030849 | 0.012303 | 0.003092 | 1.3283e-05 | 7.1495e-06 | 0.018421 | 0.018421 | 0.018421 | 0.99283 | -0.13613 | 0.994 | -0.11349 | 5.0608
70 | 0.0096601 | 0.0024234 | -0.0096482 | -0.0024177 | 1.1902e-05 | 5.6716e-06 | 0.014496 | 0.014497 | 0.014497 | 0.99165 | -0.15893 | 0.99032 | -0.1848 | 3.9827
71 | -0.0011941 | -0.00029928 | 0.0011942 | 0.00029885 | 4.5675e-08 | -4.2493e-07 | 0.0018257 | 0.0018255 | 0.0018257 | 0.97326 | -0.51566 | 0.9733 | -0.51486 | 0.50157
72 | -0.0033618 | -0.00084211 | 0.003362 | 0.00084201 | 1.5713e-07 | -9.66e-08 | 0.0051395 | 0.0051394 | 0.0051395 | 0.9733 | -0.51486 | 0.97335 | -0.51387 | 1.4119
73 | -0.003624 | -0.0009077 | 0.0036243 | 0.00090759 | 2.3702e-07 | -1.0429e-07 | 0.00554 | 0.00554 | 0.00554 | 0.97335 | -0.51387 | 0.97342 | -0.5125 | 1.522
74 | -0.0056142 | -0.0014063 | 0.0056159 | 0.0014066 | 1.7069e-06 | 3.2383e-07 | 0.0085818 | 0.0085816 | 0.0085818 | 0.97342 | -0.5125 | 0.97375 | -0.50612 | 2.3576
75 | 0.0044483 | 0.0011147 | -0.0044479 | -0.0011147 | 4.0699e-07 | -5.1527e-08 | 0.0066867 | 0.0066869 | 0.0066869 | 0.98989 | -0.19318 | 0.98979 | -0.19511 | 1.837
76 | -0.0044483 | -0.0011147 | 0.0044487 | 0.0011146 | 3.9907e-07 | -5.0595e-08 | 0.0066867 | 0.0066866 | 0.0066867 | 0.98989 | -0.19318 | 0.98999 | -0.1913 | 1.837
77 | 0.0028059 | 0.00070323 | -0.0028059 | -0.00070323 | 5.175e-09 | -6.6558e-09 | 0.0042184 | 0.0042184 | 0.0042184 | 0.98979 | -0.19511 | 0.98979 | -0.19514 | 1.1589
78 | -0.0044487 | -0.0011146 | 0.0044494 | 0.0011146 | 6.5116e-07 | -8.2706e-08 | 0.0066866 | 0.0066865 | 0.0066866 | 0.98999 | -0.1913 | 0.99014 | -0.18823 | 1.837
79 | 0.0010097 | 0.00025264 | -0.0010097 | -0.00025277 | 9.7071e-09 | -1.2907e-07 | 0.0015428 | 0.0015428 | 0.0015428 | 0.97375 | -0.50612 | 0.97374 | -0.50632 | 0.42386
80 | -0.0066256 | -0.0016593 | 0.006626 | 0.0016594 | 3.8147e-07 | 1.2068e-07 | 0.010124 | 0.010124 | 0.010124 | 0.97375 | -0.50612 | 0.97381 | -0.50491 | 2.7814
81 | -0.0012347 | -0.00030944 | 0.0012348 | 0.0003085 | 1.0856e-07 | -9.4773e-07 | 0.0018843 | 0.0018839 | 0.0018843 | 0.97503 | -0.48076 | 0.97512 | -0.47892 | 0.51766
82 | 0.062801 | 0.015771 | -0.062787 | -0.015762 | 1.4248e-05 | 8.2931e-06 | 0.095844 | 0.095844 | 0.095844 | 0.97512 | -0.47892 | 0.97488 | -0.48367 | 6.5827
83 | -0.0072886 | -0.0018261 | 0.0072891 | 0.0018263 | 4.9275e-07 | 1.7448e-07 | 0.010953 | 0.010953 | 0.010953 | 0.99014 | -0.18823 | 0.99022 | -0.18681 | 3.0091
84 | 0.0010097 | 0.00025277 | -0.0010097 | -0.00025304 | 2.1e-08 | -2.7917e-07 | 0.0015428 | 0.0015429 | 0.0015429 | 0.97374 | -0.50632 | 0.97371 | -0.50676 | 0.42389
85 | -0.0084447 | -0.0021152 | 0.0084467 | 0.0021161 | 1.9928e-06 | 8.7819e-07 | 0.012903 | 0.012903 | 0.012903 | 0.97381 | -0.50491 | 0.97406 | -0.49995 | 3.5449
86 | 0.043801 | 0.011001 | -0.043775 | -0.010987 | 2.6092e-05 | 1.3596e-05 | 0.066865 | 0.066866 | 0.066866 | 0.97488 | -0.48367 | 0.97425 | -0.49616 | 4.5924
87 | 0.018985 | 0.0047614 | -0.018976 | -0.0047559 | 9.1871e-06 | 5.5162e-06 | 0.028979 | 0.028979 | 0.028979 | 0.97488 | -0.48367 | 0.97437 | -0.49383 | 7.9614
88 | -0.0083759 | -0.0020987 | 0.0083767 | 0.002099 | 8.0243e-07 | 3.3978e-07 | 0.012586 | 0.012586 | 0.012586 | 0.99022 | -0.18681 | 0.99032 | -0.1848 | 3.4578
89 | 0.14547 | 0.037224 | -0.14528 | -0.037105 | 0.0001896 | 0.00011914 | 0.21804 | 0.21804 | 0.21804 | 0.994 | -0.11349 | 0.99259 | -0.14045 | 14.9753
90 | 0.041858 | 0.010507 | -0.041847 | -0.010501 | 1.0678e-05 | 5.4463e-06 | 0.063937 | 0.063938 | 0.063938 | 0.97425 | -0.49616 | 0.97398 | -0.50151 | 4.3913
91 | 0.0020221 | 0.00050662 | -0.002022 | -0.00050677 | 5.327e-08 | -1.5144e-07 | 0.003088 | 0.0030881 | 0.0030881 | 0.97437 | -0.49383 | 0.97434 | -0.49438 | 0.84837
92 | 0.016954 | 0.0042492 | -0.016953 | -0.0042485 | 1.2878e-06 | 7.6042e-07 | 0.025891 | 0.025892 | 0.025892 | 0.97437 | -0.49383 | 0.97429 | -0.49542 | 7.1131
93 | -0.11794 | -0.029917 | 0.11802 | 0.029968 | 8.2095e-05 | 5.1136e-05 | 0.17825 | 0.17825 | 0.17825 | 0.98526 | -0.28125 | 0.98601 | -0.26678 | 12.2426
94 | 0.116 | 0.029432 | -0.116 | -0.029428 | 5.262e-06 | 3.2747e-06 | 0.17533 | 0.17533 | 0.17533 | 0.98526 | -0.28125 | 0.98521 | -0.28219 | 12.0417
95 | -0.11984 | -0.030424 | 0.11985 | 0.030432 | 1.2534e-05 | 7.8137e-06 | 0.181 | 0.181 | 0.181 | 0.98601 | -0.26678 | 0.98612 | -0.26461 | 12.4311
96 | 0.11436 | 0.029017 | -0.11428 | -0.028967 | 7.9284e-05 | 4.9301e-05 | 0.17285 | 0.17285 | 0.17285 | 0.98521 | -0.28219 | 0.98446 | -0.29662 | 11.8713
97 | -0.1217 | -0.030894 | 0.12177 | 0.030938 | 7.0833e-05 | 4.4191e-05 | 0.18378 | 0.18378 | 0.18378 | 0.98612 | -0.26461 | 0.98675 | -0.25252 | 12.6223
98 | 0.11198 | 0.028392 | -0.1119 | -0.028339 | 8.4259e-05 | 5.2334e-05 | 0.16937 | 0.16938 | 0.16938 | 0.98446 | -0.29662 | 0.98365 | -0.31228 | 11.6329
99 | -0.12357 | -0.031389 | 0.12363 | 0.031426 | 5.9644e-05 | 3.7237e-05 | 0.18649 | 0.18649 | 0.18649 | 0.98675 | -0.25252 | 0.98727 | -0.2425 | 12.8083
100 | 0.11059 | 0.028012 | -0.11057 | -0.027997 | 2.456e-05 | 1.5244e-05 | 0.1674 | 0.1674 | 0.1674 | 0.98365 | -0.31228 | 0.98342 | -0.31691 | 11.4973
101 | -0.1247 | -0.031696 | 0.12474 | 0.03172 | 3.8901e-05 | 2.4296e-05 | 0.18811 | 0.18811 | 0.18811 | 0.98727 | -0.2425 | 0.9876 | -0.23602 | 12.9199
102 | 0.11015 | 0.027892 | -0.11012 | -0.027872 | 3.2164e-05 | 1.9959e-05 | 0.16677 | 0.16677 | 0.16677 | 0.98342 | -0.31691 | 0.9831 | -0.32299 | 11.454
103 | -0.12673 | -0.032218 | 0.12676 | 0.032235 | 2.7012e-05 | 1.6884e-05 | 0.1911 | 0.1911 | 0.1911 | 0.9876 | -0.23602 | 0.98783 | -0.2316 | 13.1253
104 | 0.10916 | 0.027633 | -0.10914 | -0.027622 | 1.8147e-05 | 1.1255e-05 | 0.16533 | 0.16533 | 0.16533 | 0.9831 | -0.32299 | 0.98292 | -0.32645 | 11.3548
105 | -0.010566 | -0.0026472 | 0.010568 | 0.0026483 | 2.2799e-06 | 1.1685e-06 | 0.01614 | 0.01614 | 0.01614 | 0.97406 | -0.49995 | 0.97429 | -0.49542 | 4.4341
106 | 0.041847 | 0.010501 | -0.041842 | -0.010499 | 4.6557e-06 | 2.375e-06 | 0.063938 | 0.063938 | 0.063938 | 0.97398 | -0.50151 | 0.97386 | -0.50385 | 4.3913
107 | 0.0073004 | 0.0018279 | -0.0072996 | -0.0018276 | 7.8497e-07 | 2.9306e-07 | 0.011154 | 0.011154 | 0.011154 | 0.97386 | -0.50385 | 0.97374 | -0.5061 | 3.0643
108 | 0.034542 | 0.008671 | -0.034541 | -0.0086705 | 1.2318e-06 | 5.5365e-07 | 0.052784 | 0.052784 | 0.052784 | 0.97386 | -0.50385 | 0.97382 | -0.50459 | 3.6253
109 | -0.14154 | -0.036093 | 0.14159 | 0.036126 | 5.2203e-05 | 3.2776e-05 | 0.21273 | 0.21273 | 0.21273 | 0.99109 | -0.169 | 0.99149 | -0.16137 | 14.6105
110 | 0.13966 | 0.035621 | -0.1396 | -0.035583 | 6.0213e-05 | 3.7785e-05 | 0.2099 | 0.2099 | 0.2099 | 0.99109 | -0.169 | 0.99063 | -0.17794 | 14.4162
111 | -0.14256 | -0.036368 | 0.14265 | 0.036425 | 9.0582e-05 | 5.6885e-05 | 0.21418 | 0.21418 | 0.21418 | 0.99149 | -0.16137 | 0.99218 | -0.14822 | 14.7101
112 | 0.13795 | 0.035172 | -0.13786 | -0.035114 | 9.136e-05 | 5.7305e-05 | 0.20743 | 0.20743 | 0.20743 | 0.99063 | -0.17794 | 0.98991 | -0.19166 | 14.2468
113 | -0.14412 | -0.036793 | 0.14412 | 0.036795 | 2.3067e-06 | 1.4491e-06 | 0.21638 | 0.21638 | 0.21638 | 0.99218 | -0.14822 | 0.9922 | -0.14789 | 14.8613
114 | 0.13562 | 0.034551 | -0.13558 | -0.034527 | 3.8986e-05 | 2.4438e-05 | 0.20406 | 0.20406 | 0.20406 | 0.98991 | -0.19166 | 0.9896 | -0.19762 | 14.015
115 | -0.14523 | -0.037072 | 0.14528 | 0.037105 | 5.22e-05 | 3.2803e-05 | 0.21804 | 0.21804 | 0.21804 | 0.9922 | -0.14789 | 0.99259 | -0.14045 | 14.9753
116 | 0.13415 | 0.03417 | -0.13407 | -0.034116 | 8.5615e-05 | 5.3643e-05 | 0.20192 | 0.20192 | 0.20192 | 0.9896 | -0.19762 | 0.98891 | -0.21086 | 13.8678
117 | 0.13251 | 0.033727 | -0.13245 | -0.033689 | 6.0302e-05 | 3.7765e-05 | 0.19958 | 0.19958 | 0.19958 | 0.98891 | -0.21086 | 0.98842 | -0.22031 | 13.7074
118 | 0.13007 | 0.033092 | -0.13004 | -0.033072 | 3.1343e-05 | 1.9614e-05 | 0.19599 | 0.19599 | 0.19599 | 0.98842 | -0.22031 | 0.98816 | -0.22531 | 13.461
119 | 0.02163 | 0.0054226 | -0.021626 | -0.0054204 | 3.5468e-06 | 2.1632e-06 | 0.033122 | 0.033122 | 0.033122 | 0.97173 | -0.54584 | 0.97156 | -0.54928 | 9.0995
120 | 0.012024 | 0.0030146 | -0.012023 | -0.0030137 | 1.7229e-06 | 9.3492e-07 | 0.018417 | 0.018417 | 0.018417 | 0.97156 | -0.54928 | 0.97141 | -0.55229 | 5.0595
121 | 0.0096017 | 0.0024058 | -0.0096002 | -0.002405 | 1.4825e-06 | 7.2243e-07 | 0.014705 | 0.014706 | 0.014706 | 0.97156 | -0.54928 | 0.97139 | -0.55253 | 4.04
122 | 0.0098891 | 0.002479 | -0.0098874 | -0.0024781 | 1.6902e-06 | 8.3864e-07 | 0.015148 | 0.015149 | 0.015149 | 0.97141 | -0.55229 | 0.97122 | -0.55588 | 4.1617
123 | 0.0092123 | 0.002309 | -0.0092105 | -0.0023081 | 1.7822e-06 | 8.4545e-07 | 0.014114 | 0.014114 | 0.014114 | 0.97122 | -0.55588 | 0.97102 | -0.55994 | 3.8776
124 | 0.0073362 | 0.0018384 | -0.0073357 | -0.0018382 | 4.8078e-07 | 1.8223e-07 | 0.011242 | 0.011242 | 0.011242 | 0.97102 | -0.55994 | 0.97095 | -0.56132 | 3.0885
125 | 0.02986 | 0.0074974 | -0.029852 | -0.0074942 | 8.4019e-06 | 3.236e-06 | 0.045632 | 0.045633 | 0.045633 | 0.97382 | -0.50459 | 0.97352 | -0.51049 | 3.1341
126 | 0.10789 | 0.027309 | -0.10783 | -0.02727 | 6.2706e-05 | 3.8863e-05 | 0.16343 | 0.16343 | 0.16343 | 0.98292 | -0.32645 | 0.9823 | -0.33857 | 11.2248
127 | 0.10783 | 0.02727 | -0.10774 | -0.027216 | 8.7043e-05 | 5.3949e-05 | 0.16343 | 0.16343 | 0.16343 | 0.9823 | -0.33857 | 0.98143 | -0.35541 | 11.2249
128 | 0.0042529 | 0.0010657 | -0.0042526 | -0.0010658 | 3.3459e-07 | -5.7015e-08 | 0.006448 | 0.0064481 | 0.0064481 | 0.98143 | -0.35541 | 0.98135 | -0.35706 | 1.7715
129 | 0.10349 | 0.02615 | -0.10344 | -0.02612 | 4.8583e-05 | 3.0031e-05 | 0.15699 | 0.15699 | 0.15699 | 0.98143 | -0.35541 | 0.98093 | -0.36521 | 10.782
130 | 0.0056648 | 0.0014194 | -0.0056647 | -0.0014194 | 6.2341e-08 | 1.2617e-08 | 0.0086814 | 0.0086814 | 0.0086814 | 0.97095 | -0.56132 | 0.97094 | -0.56155 | 2.385
131 | 0.12649 | 0.032061 | -0.12617 | -0.031866 | 0.00031224 | 0.00019517 | 0.19084 | 0.19084 | 0.19084 | 0.98693 | -0.24917 | 0.98427 | -0.30068 | 13.107
132 | -0.12787 | -0.032514 | 0.12791 | 0.032538 | 3.8737e-05 | 2.4222e-05 | 0.19278 | 0.19278 | 0.19278 | 0.98783 | -0.2316 | 0.98816 | -0.22531 | 13.2404
133 | -0.0016697 | -0.00041807 | 0.0016698 | 0.00041779 | 6.4945e-08 | -2.8515e-07 | 0.0025597 | 0.0025596 | 0.0025597 | 0.9706 | -0.56937 | 0.97064 | -0.56855 | 0.70321
134 | 0.0015568 | 0.00038977 | -0.0015567 | -0.00038999 | 4.2929e-08 | -2.2092e-07 | 0.0023865 | 0.0023866 | 0.0023866 | 0.9706 | -0.56937 | 0.97057 | -0.56995 | 0.65567
135 | -0.0017286 | -0.00043253 | 0.0017297 | 0.00042811 | 1.0893e-06 | -4.4236e-06 | 0.0026497 | 0.0026479 | 0.0026497 | 0.97064 | -0.56855 | 0.97131 | -0.55526 | 0.72795
136 | 6.0036e-05 | 1.4882e-05 | -6.0036e-05 | -1.5046e-05 | 4.2278e-11 | -1.6452e-07 | 9.1984e-05 | 9.2043e-05 | 9.2043e-05 | 0.97057 | -0.56995 | 0.97057 | -0.56996 | 0.025286
137 | -0.0021392 | -0.00053073 | 0.0021395 | 0.0005298 | 3.7907e-07 | -9.2417e-07 | 0.0032752 | 0.0032748 | 0.0032752 | 0.97131 | -0.55526 | 0.9715 | -0.55151 | 0.89977
138 | 0.00053385 | 0.00013216 | -0.00053385 | -0.00013222 | 1.2994e-09 | -6.3428e-08 | 0.00081709 | 0.00081712 | 0.00081712 | 0.9715 | -0.55151 | 0.97149 | -0.55156 | 0.22448
139 | -0.0026734 | -0.00066196 | 0.0026736 | 0.00066165 | 2.3566e-07 | -3.1398e-07 | 0.0040919 | 0.0040917 | 0.0040919 | 0.9715 | -0.55151 | 0.97159 | -0.54964 | 1.1241
140 | 0.00041757 | 0.00010308 | -0.00041756 | -0.00010409 | 1.2595e-08 | -1.0098e-06 | 0.00063902 | 0.00063938 | 0.00063938 | 0.97149 | -0.55156 | 0.97146 | -0.55219 | 0.17565
141 | 0.0038304 | 0.00095467 | -0.0038291 | -0.00095508 | 1.2821e-06 | -4.1006e-07 | 0.0058645 | 0.0058649 | 0.0058649 | 0.97159 | -0.54964 | 0.97124 | -0.55669 | 1.6112
142 | -0.006504 | -0.0016163 | 0.0065065 | 0.0016171 | 2.4429e-06 | 7.492e-07 | 0.0099562 | 0.0099559 | 0.0099562 | 0.97159 | -0.54964 | 0.97199 | -0.5417 | 2.7352
143 | 8.3864e-05 | 2.0834e-05 | -8.3864e-05 | -2.1018e-05 | 9.2335e-11 | -1.8479e-07 | 0.00012839 | 0.00012846 | 0.00012846 | 0.97146 | -0.55219 | 0.97146 | -0.55222 | 0.03529
144 | 0.00033369 | 8.3256e-05 | -0.00033369 | -8.363e-05 | 2.9729e-09 | -3.7391e-07 | 0.00051099 | 0.00051112 | 0.00051112 | 0.97146 | -0.55219 | 0.97145 | -0.55238 | 0.14042
145 | 0.00025712 | 6.3627e-05 | -0.00025712 | -6.4041e-05 | 1.9508e-09 | -4.1407e-07 | 0.00039363 | 0.00039378 | 0.00039378 | 0.97124 | -0.55669 | 0.97123 | -0.55685 | 0.10818
146 | 0.003572 | 0.00089145 | -0.0035718 | -0.00089154 | 1.9512e-07 | -9.0212e-08 | 0.0054713 | 0.0054714 | 0.0054714 | 0.97124 | -0.55669 | 0.97118 | -0.55784 | 1.5031
147 | -0.0066019 | -0.001641 | 0.0066025 | 0.0016412 | 5.8078e-07 | 1.8357e-07 | 0.010102 | 0.010102 | 0.010102 | 0.97199 | -0.5417 | 0.97208 | -0.53985 | 2.7753
148 | 0.00018087 | 4.4932e-05 | -0.00018087 | -4.5058e-05 | 2.9345e-10 | -1.2603e-07 | 0.00027697 | 0.00027701 | 0.00027701 | 0.97123 | -0.55685 | 0.97123 | -0.55689 | 0.076102
149 | 0.0034853 | 0.00086985 | -0.0034849 | -0.00087005 | 3.888e-07 | -2.0121e-07 | 0.0053388 | 0.0053389 | 0.0053389 | 0.97118 | -0.55784 | 0.97106 | -0.56019 | 1.4667
150 | -0.0070719 | -0.0017588 | 0.0070756 | 0.0017601 | 3.6989e-06 | 1.3223e-06 | 0.01082 | 0.01082 | 0.01082 | 0.97208 | -0.53985 | 0.97264 | -0.52881 | 2.9727
151 | 0.00014507 | 3.6086e-05 | -0.00014507 | -3.6358e-05 | 4.0741e-10 | -2.7202e-07 | 0.00022216 | 0.00022226 | 0.00022226 | 0.97123 | -0.55689 | 0.97122 | -0.55695 | 0.061061
152 | 0.0014867 | 0.00037168 | -0.0014867 | -0.00037182 | 2.3959e-08 | -1.3699e-07 | 0.0022779 | 0.0022779 | 0.0022779 | 0.97106 | -0.56019 | 0.97104 | -0.56053 | 0.62581
153 | 0.0019982 | 0.00049837 | -0.0019981 | -0.00049861 | 8.1711e-08 | -2.3537e-07 | 0.003061 | 0.0030611 | 0.0030611 | 0.97106 | -0.56019 | 0.97102 | -0.56105 | 0.84097
154 | 0.0031661 | 0.00079316 | -0.0031657 | -0.00079341 | 3.2225e-07 | -2.4514e-07 | 0.004852 | 0.0048522 | 0.0048522 | 0.97094 | -0.56155 | 0.97083 | -0.56368 | 1.333
155 | -0.0003561 | -8.9246e-05 | 0.0003561 | 8.8494e-05 | 6.8308e-09 | -7.5228e-07 | 0.00054577 | 0.00054549 | 0.00054577 | 0.97088 | -0.5637 | 0.9709 | -0.56329 | 0.14994
156 | -0.00041728 | -0.00010383 | 0.00041728 | 0.00010368 | 1.843e-09 | -1.4757e-07 | 0.00063925 | 0.0006392 | 0.00063925 | 0.9709 | -0.56329 | 0.97091 | -0.5632 | 0.17562
157 | -0.00055895 | -0.00013919 | 0.00055896 | 0.0001389 | 6.4788e-09 | -2.8727e-07 | 0.00085633 | 0.00085623 | 0.00085633 | 0.97091 | -0.5632 | 0.97092 | -0.56296 | 0.23526
158 | -0.00080982 | -0.00020177 | 0.00080982 | 0.00020161 | 7.6456e-09 | -1.5892e-07 | 0.0012407 | 0.0012406 | 0.0012407 | 0.97092 | -0.56296 | 0.97093 | -0.56276 | 0.34085
159 | -0.00087183 | -0.00021715 | 0.00087185 | 0.00021681 | 1.8953e-08 | -3.383e-07 | 0.0013357 | 0.0013355 | 0.0013357 | 0.97093 | -0.56276 | 0.97095 | -0.5623 | 0.36694
160 | -0.00093916 | -0.00023368 | 0.00093916 | 0.00023364 | 2.7842e-09 | -4.2585e-08 | 0.0014387 | 0.0014387 | 0.0014387 | 0.97095 | -0.5623 | 0.97096 | -0.56224 | 0.39524
161 | 0.019068 | 0.0047845 | -0.019064 | -0.0047819 | 4.4153e-06 | 2.6458e-06 | 0.02883 | 0.02883 | 0.02883 | 0.98427 | -0.30068 | 0.98402 | -0.30553 | 7.9202
162 | 0.10711 | 0.027081 | -0.10702 | -0.027025 | 9.033e-05 | 5.5947e-05 | 0.16201 | 0.16201 | 0.16201 | 0.98427 | -0.30068 | 0.98336 | -0.31828 | 11.127
163 | 0.013428 | 0.003367 | -0.013423 | -0.0033643 | 4.8051e-06 | 2.693e-06 | 0.020468 | 0.020468 | 0.020468 | 0.97622 | -0.45801 | 0.97584 | -0.46552 | 5.6231
164 | -0.014542 | -0.0036464 | 0.014543 | 0.0036468 | 6.7648e-07 | 3.8705e-07 | 0.022167 | 0.022167 | 0.022167 | 0.97622 | -0.45801 | 0.97627 | -0.45703 | 6.0899
165 | 0.012534 | 0.0031415 | -0.012533 | -0.0031409 | 1.0035e-06 | 5.5071e-07 | 0.019112 | 0.019112 | 0.019112 | 0.97584 | -0.46552 | 0.97575 | -0.4672 | 5.2506
166 | -0.016533 | -0.0041455 | 0.016537 | 0.0041481 | 4.5487e-06 | 2.6723e-06 | 0.0252 | 0.0252 | 0.0252 | 0.97627 | -0.45703 | 0.97656 | -0.45126 | 6.9231
167 | 0.0096506 | 0.0024186 | -0.0096495 | -0.0024181 | 1.0685e-06 | 5.1954e-07 | 0.014717 | 0.014717 | 0.014717 | 0.97575 | -0.4672 | 0.97563 | -0.46952 | 4.0432
168 | -0.019606 | -0.0049172 | 0.019615 | 0.0049224 | 8.7604e-06 | 5.279e-06 | 0.029875 | 0.029875 | 0.029875 | 0.97656 | -0.45126 | 0.97704 | -0.44189 | 8.2075
169 | 0.0071712 | 0.0017969 | -0.0071712 | -0.0017969 | 2.505e-09 | 9.0778e-10 | 0.010937 | 0.010937 | 0.010937 | 0.97563 | -0.46952 | 0.97563 | -0.46953 | 3.0047
170 | -0.027592 | -0.0069217 | 0.027592 | 0.0069219 | 3.1227e-07 | 1.9395e-07 | 0.042024 | 0.042024 | 0.042024 | 0.97704 | -0.44189 | 0.97705 | -0.44165 | 11.5451
171 | 0.0065191 | 0.0016335 | -0.0065188 | -0.0016334 | 2.8674e-07 | 8.6929e-08 | 0.0099427 | 0.0099427 | 0.0099427 | 0.97563 | -0.46953 | 0.97559 | -0.47046 | 2.7315
172 | -0.028596 | -0.0071736 | 0.028609 | 0.0071816 | 1.2815e-05 | 7.9757e-06 | 0.043554 | 0.043554 | 0.043554 | 0.97705 | -0.44165 | 0.97753 | -0.43226 | 11.9653
173 | -0.069037 | -0.017324 | 0.069056 | 0.017335 | 1.9384e-05 | 1.1467e-05 | 0.1051 | 0.1051 | 0.1051 | 0.97753 | -0.43226 | 0.97783 | -0.42637 | 7.2182
174 | 0.040428 | 0.010142 | -0.040418 | -0.010137 | 9.8805e-06 | 4.9286e-06 | 0.061544 | 0.061544 | 0.061544 | 0.97753 | -0.43226 | 0.97727 | -0.43738 | 4.2269
175 | 0.0015957 | 0.00039944 | -0.0015957 | -0.00039957 | 2.5777e-08 | -1.2775e-07 | 0.0024365 | 0.0024365 | 0.0024365 | 0.97446 | -0.49261 | 0.97445 | -0.49295 | 0.66938
176 | -0.0019746 | -0.00049441 | 0.0019747 | 0.00049417 | 8.0348e-08 | -2.4222e-07 | 0.0030151 | 0.003015 | 0.0030151 | 0.97446 | -0.49261 | 0.97451 | -0.49176 | 0.82833
177 | 0.00049679 | 0.00012416 | -0.00049679 | -0.00012451 | 6.0116e-09 | -3.4321e-07 | 0.0007585 | 0.00075862 | 0.00075862 | 0.97445 | -0.49295 | 0.97443 | -0.49321 | 0.20841
178 | 0.00069396 | 0.00017368 | -0.00069395 | -0.00017392 | 8.3757e-09 | -2.4249e-07 | 0.0010595 | 0.0010596 | 0.0010596 | 0.97451 | -0.49176 | 0.97449 | -0.49201 | 0.29111
179 | -0.0026687 | -0.00066785 | 0.0026693 | 0.00066698 | 6.3281e-07 | -8.6185e-07 | 0.0040746 | 0.0040741 | 0.0040746 | 0.97451 | -0.49176 | 0.97476 | -0.48677 | 1.1194
180 | -0.0035049 | -0.0008764 | 0.0035049 | 0.00087638 | 4.9417e-08 | -2.5772e-08 | 0.0053497 | 0.0053496 | 0.0053497 | 0.97476 | -0.48677 | 0.97477 | -0.48648 | 1.4697
181 | -0.005567 | -0.0013932 | 0.0055684 | 0.0013934 | 1.3719e-06 | 2.4626e-07 | 0.0084975 | 0.0084973 | 0.0084975 | 0.97477 | -0.48648 | 0.97504 | -0.4813 | 2.3345
182 | 0.016357 | 0.0040937 | -0.016354 | -0.0040919 | 3.0256e-06 | 1.7749e-06 | 0.024961 | 0.024961 | 0.024961 | 0.97504 | -0.4813 | 0.97484 | -0.48519 | 6.8573
183 | -0.021925 | -0.0054871 | 0.021933 | 0.0054919 | 7.9429e-06 | 4.8473e-06 | 0.033458 | 0.033458 | 0.033458 | 0.97504 | -0.4813 | 0.97542 | -0.47369 | 9.1917
184 | 0.014567 | 0.0036441 | -0.014565 | -0.0036427 | 2.4781e-06 | 1.4194e-06 | 0.022234 | 0.022234 | 0.022234 | 0.97484 | -0.48519 | 0.97466 | -0.48876 | 6.1081
185 | -0.023307 | -0.0058361 | 0.023332 | 0.0058515 | 2.5143e-05 | 1.5429e-05 | 0.035553 | 0.035552 | 0.035553 | 0.97542 | -0.47369 | 0.97657 | -0.45105 | 9.7672
186 | -0.0016733 | -0.00041763 | 0.0016734 | 0.00041732 | 7.084e-08 | -3.1016e-07 | 0.0025638 | 0.0025636 | 0.0025638 | 0.97096 | -0.56224 | 0.971 | -0.56134 | 0.70433
187 | -0.001803 | -0.00044981 | 0.001803 | 0.00044979 | 2.9794e-09 | -1.0973e-08 | 0.0027623 | 0.0027622 | 0.0027623 | 0.971 | -0.56134 | 0.971 | -0.56131 | 0.75886
188 | -0.0018995 | -0.00047397 | 0.0018995 | 0.00047389 | 2.3173e-08 | -7.5432e-08 | 0.0029101 | 0.00291 | 0.0029101 | 0.971 | -0.56131 | 0.97102 | -0.56105 | 0.79947
189 | 0.0013399 | 0.00033502 | -0.0013399 | -0.00033505 | 3.4486e-09 | -2.4785e-08 | 0.002053 | 0.002053 | 0.002053 | 0.97104 | -0.56053 | 0.97104 | -0.56058 | 0.564
190 | 0.006503 | 0.0016294 | -0.0065023 | -0.0016292 | 7.674e-07 | 2.3031e-07 | 0.0099079 | 0.009908 | 0.009908 | 0.97664 | -0.44973 | 0.97651 | -0.45221 | 2.722
191 | -0.0071595 | -0.001794 | 0.0071596 | 0.001794 | 8.8013e-08 | 3.1645e-08 | 0.010908 | 0.010908 | 0.010908 | 0.97664 | -0.44973 | 0.97665 | -0.44947 | 2.9968
192 | 0.0053652 | 0.0013442 | -0.0053651 | -0.0013442 | 7.5067e-08 | 1.0575e-08 | 0.0081754 | 0.0081754 | 0.0081754 | 0.97651 | -0.45221 | 0.9765 | -0.4525 | 2.246
193 | -0.0093704 | -0.0023481 | 0.0093722 | 0.0023489 | 1.8103e-06 | 8.6214e-07 | 0.014276 | 0.014276 | 0.014276 | 0.97665 | -0.44947 | 0.97686 | -0.44542 | 3.9221
194 | 0.0040254 | 0.0010085 | -0.0040254 | -0.0010085 | 1.8894e-08 | -4.6596e-09 | 0.0061339 | 0.0061339 | 0.0061339 | 0.9765 | -0.4525 | 0.97649 | -0.4526 | 1.6851
195 | -0.01011 | -0.0025338 | 0.01011 | 0.0025338 | 6.456e-08 | 3.2231e-08 | 0.0154 | 0.0154 | 0.0154 | 0.97686 | -0.44542 | 0.97686 | -0.44528 | 4.2308
196 | 0.0027868 | 0.00069804 | -0.0027867 | -0.00069816 | 9.5611e-08 | -1.1567e-07 | 0.0042465 | 0.0042466 | 0.0042466 | 0.97649 | -0.4526 | 0.97646 | -0.45332 | 1.1666
197 | -0.011916 | -0.0029865 | 0.011918 | 0.0029874 | 1.6256e-06 | 8.7567e-07 | 0.018151 | 0.018151 | 0.018151 | 0.97686 | -0.44528 | 0.97701 | -0.44242 | 4.9866
198 | 0.0011789 | 0.00029519 | -0.0011788 | -0.00029545 | 2.6359e-08 | -2.5558e-07 | 0.0017964 | 0.0017965 | 0.0017965 | 0.97646 | -0.45332 | 0.97643 | -0.45379 | 0.49354
199 | -0.037069 | -0.0092959 | 0.037077 | 0.0093001 | 8.8981e-06 | 4.2028e-06 | 0.056459 | 0.056458 | 0.056459 | 0.97701 | -0.44242 | 0.97727 | -0.43738 | 3.8777
200 | 0.025151 | 0.0063085 | -0.025146 | -0.0063072 | 4.7837e-06 | 1.3202e-06 | 0.038307 | 0.038308 | 0.038308 | 0.97701 | -0.44242 | 0.97681 | -0.44641 | 2.631
201 | 0.024629 | 0.0061775 | -0.024623 | -0.0061752 | 5.4501e-06 | 2.3253e-06 | 0.03752 | 0.03752 | 0.03752 | 0.97681 | -0.44641 | 0.97657 | -0.45105 | 3.4359
202 | -0.0077983 | -0.0019413 | 0.0077992 | 0.0019416 | 9.536e-07 | 3.8836e-07 | 0.011926 | 0.011926 | 0.011926 | 0.97264 | -0.52881 | 0.97277 | -0.52623 | 3.2763
203 | -0.0088227 | -0.0021981 | 0.0088238 | 0.0021987 | 1.1278e-06 | 5.1663e-07 | 0.013491 | 0.013491 | 0.013491 | 0.97277 | -0.52623 | 0.9729 | -0.52353 | 3.7063
204 | -0.0088238 | -0.0021987 | 0.0088247 | 0.0021991 | 9.4008e-07 | 4.3059e-07 | 0.013491 | 0.013491 | 0.013491 | 0.9729 | -0.52353 | 0.97302 | -0.52129 | 3.7063
205 | -0.0090842 | -0.0022641 | 0.0090872 | 0.0022655 | 2.9729e-06 | 1.3919e-06 | 0.013888 | 0.013888 | 0.013888 | 0.97302 | -0.52129 | 0.97336 | -0.51439 | 3.8153
206 | -0.0093525 | -0.002332 | 0.0093536 | 0.0023325 | 1.0971e-06 | 5.241e-07 | 0.014293 | 0.014293 | 0.014293 | 0.97336 | -0.51439 | 0.97349 | -0.51192 | 3.9267
207 | -0.0097676 | -0.0024363 | 0.0097704 | 0.0024376 | 2.7529e-06 | 1.3521e-06 | 0.014926 | 0.014926 | 0.014926 | 0.97349 | -0.51192 | 0.97379 | -0.50598 | 4.1005
208 | -0.09926 | -0.02504 | 0.099334 | 0.025086 | 7.4099e-05 | 4.5654e-05 | 0.15045 | 0.15045 | 0.15045 | 0.98213 | -0.34212 | 0.98293 | -0.32655 | 10.3328
209 | 0.098386 | 0.024821 | -0.098347 | -0.024797 | 3.9104e-05 | 2.4077e-05 | 0.14912 | 0.14912 | 0.14912 | 0.98213 | -0.34212 | 0.98171 | -0.35043 | 10.2419
210 | -0.10068 | -0.025423 | 0.10072 | 0.025447 | 3.9903e-05 | 2.4609e-05 | 0.15248 | 0.15248 | 0.15248 | 0.98293 | -0.32655 | 0.98336 | -0.31828 | 10.4725
211 | 0.098347 | 0.024797 | -0.098319 | -0.02478 | 2.7684e-05 | 1.7046e-05 | 0.14912 | 0.14912 | 0.14912 | 0.98171 | -0.35043 | 0.98141 | -0.35631 | 10.2419
212 | 0.0047214 | 0.001183 | -0.0047206 | -0.001183 | 8.2576e-07 | -1.871e-08 | 0.0071443 | 0.0071445 | 0.0071445 | 0.98336 | -0.31828 | 0.98317 | -0.32195 | 1.9628
213 | 0.097263 | 0.024515 | -0.097227 | -0.024493 | 3.6564e-05 | 2.2495e-05 | 0.14752 | 0.14752 | 0.14752 | 0.98141 | -0.35631 | 0.981 | -0.36417 | 10.132
214 | 0.0034444 | 0.00086314 | -0.0034443 | -0.00086322 | 1.2175e-07 | -7.358e-08 | 0.005213 | 0.0052131 | 0.0052131 | 0.98317 | -0.32195 | 0.98313 | -0.32269 | 1.4322
215 | 0.096204 | 0.024237 | -0.096134 | -0.024194 | 7.0054e-05 | 4.3065e-05 | 0.14597 | 0.14597 | 0.14597 | 0.981 | -0.36417 | 0.98022 | -0.37941 | 10.0254
216 | 0.094694 | 0.023833 | -0.094669 | -0.023817 | 2.558e-05 | 1.5706e-05 | 0.14379 | 0.14379 | 0.14379 | 0.98022 | -0.37941 | 0.97993 | -0.38506 | 9.8754
217 | -3.6345e-05 | -9.1088e-06 | 3.6345e-05 | 8.8282e-06 | 2.6351e-11 | -2.8066e-07 | 5.5696e-05 | 5.5596e-05 | 5.5696e-05 | 0.97101 | -0.56109 | 0.97101 | -0.56107 | 0.015301
218 | -0.00029774 | -7.4339e-05 | 0.00029774 | 7.4309e-05 | 1.8822e-10 | -2.9724e-08 | 0.00045616 | 0.00045615 | 0.00045616 | 0.97101 | -0.56107 | 0.97102 | -0.56106 | 0.12532
219 | 0.093362 | 0.02349 | -0.093329 | -0.02347 | 3.2517e-05 | 1.9942e-05 | 0.1418 | 0.1418 | 0.1418 | 0.97993 | -0.38506 | 0.97956 | -0.39235 | 9.7391
220 | -0.00056174 | -0.00014048 | 0.00056175 | 0.00014022 | 5.7515e-09 | -2.5244e-07 | 0.00086072 | 0.00086063 | 0.00086072 | 0.97102 | -0.56106 | 0.97103 | -0.56085 | 0.23646
221 | -0.00073718 | -0.00018419 | 0.00073718 | 0.00018405 | 5.5605e-09 | -1.4023e-07 | 0.0011295 | 0.0011294 | 0.0011295 | 0.97103 | -0.56085 | 0.97103 | -0.56069 | 0.31029
222 | -0.0012155 | -0.00030392 | 0.0012155 | 0.00030386 | 5.9097e-09 | -5.2428e-08 | 0.0018623 | 0.0018623 | 0.0018623 | 0.97103 | -0.56069 | 0.97104 | -0.56058 | 0.51162
223 | 0.013323 | 0.0033405 | -0.013318 | -0.0033381 | 4.3062e-06 | 2.3975e-06 | 0.020158 | 0.020158 | 0.020158 | 0.98348 | -0.31597 | 0.98314 | -0.32276 | 5.5379
224 | 0.012564 | 0.003149 | -0.012562 | -0.0031483 | 1.3521e-06 | 7.3891e-07 | 0.019016 | 0.019016 | 0.019016 | 0.98314 | -0.32276 | 0.98302 | -0.32502 | 5.2241
225 | 0.092869 | 0.023354 | -0.092847 | -0.023341 | 2.1676e-05 | 1.3288e-05 | 0.1411 | 0.1411 | 0.1411 | 0.97956 | -0.39235 | 0.97931 | -0.39724 | 9.6911
226 | 0.091822 | 0.023084 | -0.091793 | -0.023066 | 2.9472e-05 | 1.805e-05 | 0.13954 | 0.13955 | 0.13955 | 0.97931 | -0.39724 | 0.97897 | -0.40397 | 9.5841
227 | 0.090379 | 0.022712 | -0.090327 | -0.02268 | 5.2182e-05 | 3.1914e-05 | 0.1374 | 0.1374 | 0.1374 | 0.97897 | -0.40397 | 0.97835 | -0.41607 | 9.4366
228 | 0.00075514 | 0.00018892 | -0.00075513 | -0.00018925 | 1.332e-08 | -3.2963e-07 | 0.0011484 | 0.0011485 | 0.0011485 | 0.97835 | -0.41607 | 0.97833 | -0.41644 | 0.31553
229 | 0.089572 | 0.022491 | -0.089554 | -0.02248 | 1.7459e-05 | 1.067e-05 | 0.13625 | 0.13625 | 0.13625 | 0.97835 | -0.41607 | 0.97814 | -0.42016 | 9.3578
230 | 0.013121 | 0.0032883 | -0.013117 | -0.0032857 | 4.658e-06 | 2.59e-06 | 0.019961 | 0.019961 | 0.019961 | 0.97814 | -0.42016 | 0.97776 | -0.42761 | 5.4838
231 | 0.076433 | 0.019192 | -0.076411 | -0.019178 | 2.2659e-05 | 1.3605e-05 | 0.11629 | 0.11629 | 0.11629 | 0.97814 | -0.42016 | 0.97783 | -0.42637 | 7.9869
232 | 0.011932 | 0.0029888 | -0.011932 | -0.0029887 | 1.6209e-07 | 8.7298e-08 | 0.018158 | 0.018158 | 0.018158 | 0.97776 | -0.42761 | 0.97775 | -0.4279 | 4.9885
233 | -0.003935 | -0.00098604 | 0.0039366 | 0.00098559 | 1.5424e-06 | -4.4734e-07 | 0.0059934 | 0.0059929 | 0.0059934 | 0.97695 | -0.44354 | 0.97737 | -0.43532 | 1.6465
234 | -0.0089183 | -0.0022328 | 0.0089215 | 0.0022342 | 3.1509e-06 | 1.4451e-06 | 0.013577 | 0.013577 | 0.013577 | 0.97737 | -0.43532 | 0.97775 | -0.4279 | 3.7299
235 | 0.014565 | 0.0036427 | -0.01456 | -0.0036397 | 5.2533e-06 | 3.0091e-06 | 0.022234 | 0.022234 | 0.022234 | 0.97466 | -0.48876 | 0.97427 | -0.49635 | 6.1082
236 | 0.01048 | 0.0026263 | -0.010479 | -0.0026261 | 3.8084e-07 | 1.9258e-07 | 0.015863 | 0.015863 | 0.015863 | 0.98302 | -0.32502 | 0.98298 | -0.32578 | 4.358
237 | 0.0045099 | 0.00113 | -0.0045096 | -0.0011301 | 3.0575e-07 | -2.6062e-08 | 0.0068269 | 0.006827 | 0.006827 | 0.98298 | -0.32578 | 0.98291 | -0.3272 | 1.8756
238 | 0.0021903 | 0.00054879 | -0.0021902 | -0.00054892 | 5.3906e-08 | -1.3121e-07 | 0.0033158 | 0.0033159 | 0.0033159 | 0.98291 | -0.3272 | 0.98288 | -0.32772 | 0.91095
239 | 0.01298 | 0.0032437 | -0.012974 | -0.0032408 | 5.1646e-06 | 2.869e-06 | 0.01982 | 0.01982 | 0.01982 | 0.97427 | -0.49635 | 0.97385 | -0.50472 | 5.4452
240 | 0.010262 | 0.002561 | -0.010261 | -0.0025607 | 6.1367e-07 | 3.099e-07 | 0.015676 | 0.015676 | 0.015676 | 0.97385 | -0.50472 | 0.97379 | -0.50598 | 4.3067

## res_trafo
| p_hv_mw | q_hv_mvar | p_lv_mw | q_lv_mvar | pl_mw | ql_mvar | i_hv_ka | i_lv_ka | vm_hv_pu | va_hv_degree | vm_lv_pu | va_lv_degree | loading_percent
0 | -1.2729e-15 | -1.3162e-15 | 0.00165 | 1.2699e-07 | 0.00165 | 1.2699e-07 | 5.2857e-17 | 0.0023815 | 0.99998 | 149.9956 | 1 | 0 | 0.2619

## res_ext_grid
| p_mw | q_mvar
0 | 0.3006 | 0.077014

## res_load
| p_mw | q_mvar
0 | 0.0005853 | 0.00014669
1 | 0.0022495 | 0.00056379
2 | 0.0011216 | 0.0002811
3 | 0.0014524 | 0.000364
4 | 0.001277 | 0.00032005
5 | 0.00022992 | 5.7624e-05
6 | 0.00073144 | 0.00018332
7 | 0.0030251 | 0.00075816
8 | 0.0018579 | 0.00046562
9 | 0.0020756 | 0.0005202
10 | 0.0011091 | 0.00027797
11 | 0.00065009 | 0.00016293
12 | 0.0040688 | 0.0010197
13 | 0.001611 | 0.00040376
14 | 0.0022881 | 0.00057346
15 | 0.001502 | 0.00037645
16 | 0.0018285 | 0.00045825
17 | 0.003856 | 0.0009664
18 | 0.0016318 | 0.00040896
19 | 0.0037445 | 0.00093845
20 | 0.0023554 | 0.00059032
21 | 0.00059437 | 0.00014896
22 | 0.0012342 | 0.00030933
23 | 0.00048255 | 0.00012094
24 | 0.00083226 | 0.00020858
25 | 0.0029905 | 0.00074948
26 | 0.00025542 | 6.4014e-05
27 | 0.0024204 | 0.00060662
28 | 0.00029242 | 7.3288e-05
29 | 0.0012899 | 0.00032329
30 | 0.0018915 | 0.00047407
31 | 0.00083601 | 0.00020952
32 | 0.00124 | 0.00031077
33 | 0.0004624 | 0.00011589
34 | 0.0033439 | 0.00083806
35 | 0.0040485 | 0.0010146
36 | 0.0004563 | 0.00011436
37 | 0.0019775 | 0.00049562
38 | 0.0010027 | 0.0002513
39 | 0.0021049 | 0.00052755
40 | 0.0021669 | 0.00054308
41 | 0.0034316 | 0.00086005
42 | 0.0026194 | 0.00065647
43 | 0.0021695 | 0.00054374
44 | 0.0011941 | 0.00029928
45 | 0.0021676 | 0.00054326
46 | 0.00026208 | 6.5682e-05
47 | 0.0019899 | 0.00049872
48 | 0.001642 | 0.00041152
49 | 0.0012347 | 0.00030944
50 | 0.0028059 | 0.00070323
51 | 0.0028392 | 0.00071157
52 | 0.0018187 | 0.00045581
53 | 0.0010869 | 0.00027239
54 | 0.0012715 | 0.00031867
55 | 0.0019175 | 0.00048058
56 | 0.0019364 | 0.00048531
57 | 0.0018197 | 0.00045607
58 | 0.0016428 | 0.00041173
59 | 0.0018443 | 0.00046223
60 | 0.002297 | 0.00057569
61 | 0.0017963 | 0.00045019
62 | 0.0013056 | 0.0003272
63 | 0.0010779 | 0.00027016
64 | 0.0004167 | 0.00010443
65 | 0.0019857 | 0.00049767
66 | 0.00095461 | 0.00023925
67 | 0.002119 | 0.00053107
68 | 0.0063847 | 0.0016002
69 | 0.002022 | 0.00050677
70 | 0.0010097 | 0.00025304
71 | 0.0018842 | 0.00047223
72 | 0.00096623 | 0.00024216
73 | 0.0016424 | 0.00041163
74 | 0.0014687 | 0.00036809
75 | 0.0022458 | 0.00056284
76 | 0.0011063 | 0.00027728
77 | 0.0014251 | 0.00035716
78 | 0.0015529 | 0.00038918
79 | 0.0023825 | 0.00059712
80 | 0.0015468 | 0.00038766
81 | 0.0021335 | 0.00053471
82 | 0.0010586 | 0.00026532
83 | 0.00062884 | 0.0001576
84 | 0.00067506 | 0.00016918
85 | 0.0018743 | 0.00046975
86 | 0.0015811 | 0.00039627
87 | 0.0010018 | 0.00025108
88 | 0.0046804 | 0.001173
89 | 0.00026846 | 6.7283e-05
90 | 0.0012502 | 0.00031333
91 | 0.0042526 | 0.0010658
92 | 0.0019733 | 0.00049455
93 | 0.0016709 | 0.00041878
94 | 0.0066362 | 0.0016632
95 | 0.0011128 | 0.0002789
96 | 0.0021331 | 0.00053461
97 | 0.00011293 | 2.8304e-05
98 | 5.8814e-05 | 1.474e-05
99 | 0.0014967 | 0.00037511
100 | 0.00040947 | 0.00010262
101 | 6.0036e-05 | 1.5046e-05
102 | 0.00011628 | 2.9142e-05
103 | 9.5439e-05 | 2.3919e-05
104 | 7.6246e-05 | 1.9109e-05
105 | 8.6542e-05 | 2.169e-05
106 | 8.3864e-05 | 2.1018e-05
107 | 0.00033369 | 8.363e-05
108 | 0.00046943 | 0.00011765
109 | 3.5799e-05 | 8.9721e-06
110 | 0.0024987 | 0.00062623
111 | 0.0031657 | 0.00079341
112 | 0.0003561 | 8.9246e-05
113 | 6.1174e-05 | 1.5332e-05
114 | 0.00014168 | 3.5507e-05
115 | 0.00025086 | 6.2871e-05
116 | 6.2008e-05 | 1.5541e-05
117 | 6.7305e-05 | 1.6868e-05
118 | 0.0011146 | 0.00027935
119 | 0.00088932 | 0.00022288
120 | 0.0019898 | 0.00049869
121 | 0.002882 | 0.0007223
122 | 0.0030684 | 0.00076902
123 | 0.0024784 | 0.00062114
124 | 0.0079771 | 0.0019992
125 | 0.00065207 | 0.00016342
126 | 0.0010044 | 0.00025172
127 | 0.0011424 | 0.00028631
128 | 0.00037893 | 9.4969e-05
129 | 0.0010989 | 0.00027541
130 | 0.00049679 | 0.00012451
131 | 0.00069395 | 0.00017392
132 | 0.00083559 | 0.00020942
133 | 0.0020621 | 0.00051681
134 | 0.0017866 | 0.00044776
135 | 0.0013732 | 0.00034415
136 | 0.00073415 | 0.000184
137 | 0.00012961 | 3.2483e-05
138 | 9.646e-05 | 2.4175e-05
139 | 9.8605e-05 | 2.4713e-05
140 | 0.00014681 | 3.6795e-05
141 | 0.0006565 | 0.00016453
142 | 0.0011371 | 0.00028497
143 | 0.0022108 | 0.00055407
144 | 0.0013397 | 0.00033576
145 | 0.00073769 | 0.00018488
146 | 0.0012386 | 0.00031042
147 | 0.0018062 | 0.00045267
148 | 0.0016079 | 0.00040297
149 | 0.0011788 | 0.00029545
150 | 0.0033402 | 0.00083714
151 | 0.00051737 | 0.00012966
152 | 0.00072265 | 0.00018111
153 | 0.0010234 | 0.00025649
154 | 0.00025949 | 6.5035e-05
155 | 0.00026529 | 6.6487e-05
156 | 0.00041405 | 0.00010377
157 | 0.00087401 | 0.00021905
158 | 0.0013435 | 0.00033672
159 | 0.0015767 | 0.00039516
160 | 0.0010561 | 0.00026469
161 | 0.0012762 | 0.00031984
162 | 0.0034443 | 0.00086322
163 | 0.0010229 | 0.00025635
164 | 0.0017827 | 0.00044678
165 | 0.0014392 | 0.0003607
166 | 3.6345e-05 | 9.1088e-06
167 | 0.00026139 | 6.5511e-05
168 | 0.001307 | 0.00032757
169 | 0.00026401 | 6.6167e-05
170 | 0.00017543 | 4.3966e-05
171 | 0.00047827 | 0.00011987
172 | 0.0015949 | 0.00039972
173 | 0.00012444 | 3.1186e-05
174 | 0.00075464 | 0.00018913
175 | 0.00046076 | 0.00011548
176 | 0.0010248 | 0.00025683
177 | 0.0014134 | 0.00035423
178 | 0.00075513 | 0.00018925
179 | 0.0011845 | 0.00029687
180 | 0.0073544 | 0.0018432
181 | 0.0022182 | 0.00055593
182 | 0.0030104 | 0.00075447
183 | 0.0011243 | 0.00028178
184 | 0.0012915 | 0.00032368
185 | 0.0020827 | 0.00052198
186 | 0.0059693 | 0.001496
187 | 0.0023193 | 0.00058128
188 | 0.0021902 | 0.00054892
189 | 0.0015802 | 0.00039604
190 | 0.0027123 | 0.00067975
191 | 0.0004911 | 0.00012308
192 | 0.00014507 | 3.6358e-05

## dtypes
| element | column | dtype
0 | bus | name | object
1 | bus | vn_kv | float64
2 | bus | type | object
3 | bus | zone | object
4 | bus | in_service | bool
5 | load | name | object
6 | load | bus | uint32
7 | load | p_mw | float64
8 | load | q_mvar | float64
9 | load | const_z_percent | float64
10 | load | const_i_percent | float64
11 | load | sn_mva | float64
12 | load | scaling | float64
13 | load | in_service | bool
14 | load | type | object
15 | ext_grid | name | object
16 | ext_grid | bus | uint32
17 | ext_grid | vm_pu | float64
18 | ext_grid | va_degree | float64
19 | ext_grid | slack_weight | float64
20 | ext_grid | in_service | bool
21 | line | name | object
22 | line | std_type | object
23 | line | from_bus | uint32
24 | line | to_bus | uint32
25 | line | length_km | float64
26 | line | r_ohm_per_km | float64
27 | line | x_ohm_per_km | float64
28 | line | c_nf_per_km | float64
29 | line | g_us_per_km | float64
30 | line | max_i_ka | float64
31 | line | df | float64
32 | line | parallel | uint32
33 | line | type | object
34 | line | in_service | bool
35 | trafo | name | object
36 | trafo | std_type | object
37 | trafo | hv_bus | uint32
38 | trafo | lv_bus | uint32
39 | trafo | sn_mva | float64
40 | trafo | vn_hv_kv | float64
41 | trafo | vn_lv_kv | float64
42 | trafo | vk_percent | float64
43 | trafo | vkr_percent | float64
44 | trafo | pfe_kw | float64
45 | trafo | i0_percent | float64
46 | trafo | shift_degree | float64
47 | trafo | tap_side | object
48 | trafo | tap_neutral | int32
49 | trafo | tap_min | int32
50 | trafo | tap_max | int32
51 | trafo | tap_step_percent | float64
52 | trafo | tap_step_degree | float64
53 | trafo | tap_pos | int32
54 | trafo | tap_phase_shifter | bool
55 | trafo | parallel | uint32
56 | trafo | df | float64
57 | trafo | in_service | bool
58 | line_geodata | coords | object
59 | bus_geodata | x | float64
60 | bus_geodata | y | float64
61 | bus_geodata | coords | object
62 | res_bus | vm_pu | float64
63 | res_bus | va_degree | float64
64 | res_bus | p_mw | float64
65 | res_bus | q_mvar | float64
66 | res_line | p_from_mw | float64
67 | res_line | q_from_mvar | float64
68 | res_line | p_to_mw | float64
69 | res_line | q_to_mvar | float64
70 | res_line | pl_mw | float64
71 | res_line | ql_mvar | float64
72 | res_line | i_from_ka | float64
73 | res_line | i_to_ka | float64
74 | res_line | i_ka | float64
75 | res_line | vm_from_pu | float64
76 | res_line | va_from_degree | float64
77 | res_line | vm_to_pu | float64
78 | res_line | va_to_degree | float64
79 | res_line | loading_percent | float64
80 | res_trafo | p_hv_mw | float64
81 | res_trafo | q_hv_mvar | float64
82 | res_trafo | p_lv_mw | float64
83 | res_trafo | q_lv_mvar | float64
84 | res_trafo | pl_mw | float64
85 | res_trafo | ql_mvar | float64
86 | res_trafo | i_hv_ka | float64
87 | res_trafo | i_lv_ka | float64
88 | res_trafo | vm_hv_pu | float64
89 | res_trafo | va_hv_degree | float64
90 | res_trafo | vm_lv_pu | float64
91 | res_trafo | va_lv_degree | float64
92 | res_trafo | loading_percent | float64
93 | res_ext_grid | p_mw | float64
94 | res_ext_grid | q_mvar | float64
95 | res_load | p_mw | float64
96 | res_load | q_mvar | float64

## parameters
| version | format_version | converged | OPF_converged | name | f_hz | sn_mva
0 | 2.14.6 | 2.14.0 | TRUE | FALSE |  | 50 | 1