## bus
| name | vn_kv | type | zone | in_service
0 | bus_LV_248-2_0_4_node_0 | 0.4 | n |  | TRUE
1 | bus_LV_248-2_0_4_node_1 | 0.4 | n |  | TRUE
2 | bus_LV_248-2_0_4_node_2 | 0.4 | n |  | TRUE
3 | bus_LV_248-2_0_4_node_3 | 0.4 | n |  | TRUE
4 | bus_LV_248-2_0_4_node_4 | 0.4 | n |  | TRUE
5 | bus_LV_248-2_0_4_node_18 | 0.4 | n |  | TRUE
6 | bus_LV_248-2_0_4_node_6 | 0.4 | n |  | TRUE
7 | bus_LV_248-2_0_4_node_19 | 0.4 | n |  | TRUE
8 | bus_LV_248-2_0_4_node_10 | 0.4 | n |  | TRUE
9 | bus_LV_248-2_0_4_node_5 | 0.4 | n |  | TRUE
10 | bus_LV_248-2_0_4_node_9 | 0.4 | n |  | TRUE
11 | bus_LV_248-2_0_4_node_13 | 0.4 | n |  | TRUE
12 | bus_LV_248-2_0_4_node_79 | 0.4 | n |  | TRUE
13 | bus_LV_248-2_0_4_node_25 | 0.4 | n |  | TRUE
14 | bus_LV_248-2_0_4_node_26 | 0.4 | n |  | TRUE
15 | bus_LV_248-2_0_4_node_11 | 0.4 | n |  | TRUE
16 | bus_LV_248-2_0_4_node_12 | 0.4 | n |  | TRUE
17 | bus_LV_248-2_0_4_node_130 | 0.4 | n |  | TRUE
18 | bus_LV_248-2_0_4_node_17 | 0.4 | n |  | TRUE
19 | bus_LV_248-2_0_4_node_28 | 0.4 | n |  | TRUE
20 | bus_LV_248-2_0_4_node_60 | 0.4 | n |  | TRUE
21 | bus_LV_248-2_0_4_node_14 | 0.4 | n |  | TRUE
22 | bus_LV_248-2_0_4_node_139 | 0.4 | n |  | TRUE
23 | bus_LV_248-2_0_4_node_140 | 0.4 | n |  | TRUE
24 | bus_LV_248-2_0_4_node_16 | 0.4 | n |  | TRUE
25 | bus_LV_248-2_0_4_node_29 | 0.4 | n |  | TRUE
26 | bus_LV_248-2_0_4_node_27 | 0.4 | n |  | TRUE
27 | bus_LV_248-2_0_4_node_24 | 0.4 | n |  | TRUE
28 | bus_LV_248-2_0_4_node_77 | 0.4 | n |  | TRUE
29 | bus_LV_248-2_0_4_node_47 | 0.4 | n |  | TRUE
30 | bus_LV_248-2_0_4_node_58 | 0.4 | n |  | TRUE
31 | bus_LV_248-2_0_4_node_53 | 0.4 | n |  | TRUE
32 | bus_LV_248-2_0_4_node_51 | 0.4 | n |  | TRUE
33 | bus_LV_248-2_0_4_node_141 | 0.4 | n |  | TRUE
34 | bus_LV_248-2_0_4_node_138 | 0.4 | n |  | TRUE
35 | bus_LV_248-2_0_4_node_88 | 0.4 | n |  | TRUE
36 | bus_LV_248-2_0_4_node_90 | 0.4 | n |  | TRUE
37 | bus_LV_248-2_0_4_node_86 | 0.4 | n |  | TRUE
38 | bus_LV_248-2_0_4_node_109 | 0.4 | n |  | TRUE
39 | bus_LV_248-2_0_4_node_107 | 0.4 | n |  | TRUE
40 | bus_LV_248-2_0_4_node_30 | 0.4 | n |  | TRUE
41 | bus_LV_248-2_0_4_node_22 | 0.4 | n |  | TRUE
42 | bus_LV_248-2_0_4_node_20 | 0.4 | n |  | TRUE
43 | bus_LV_248-2_0_4_node_21 | 0.4 | n |  | TRUE
44 | bus_LV_248-2_0_4_node_23 | 0.4 | n |  | TRUE
45 | bus_LV_248-2_0_4_node_134 | 0.4 | n |  | TRUE
46 | bus_LV_248-2_0_4_node_135 | 0.4 | n |  | TRUE
47 | bus_LV_248-2_0_4_node_31 | 0.4 | n |  | TRUE
48 | bus_LV_248-2_0_4_node_32 | 0.4 | n |  | TRUE
49 | bus_LV_248-2_0_4_node_33 | 0.4 | n |  | TRUE
50 | bus_LV_248-2_0_4_node_34 | 0.4 | n |  | TRUE
51 | bus_LV_248-2_0_4_node_35 | 0.4 | n |  | TRUE
52 | bus_LV_248-2_0_4_node_37 | 0.4 | n |  | TRUE
53 | bus_LV_248-2_0_4_node_59 | 0.4 | n |  | TRUE
54 | bus_LV_248-2_0_4_node_36 | 0.4 | n |  | TRUE
55 | bus_LV_248-2_0_4_node_143 | 0.4 | n |  | TRUE
56 | bus_LV_248-2_0_4_node_61 | 0.4 | n |  | TRUE
57 | bus_LV_248-2_0_4_node_54 | 0.4 | n |  | TRUE
58 | bus_LV_248-2_0_4_node_123 | 0.4 | n |  | TRUE
59 | bus_LV_248-2_0_4_node_55 | 0.4 | n |  | TRUE
60 | bus_LV_248-2_0_4_node_62 | 0.4 | n |  | TRUE
61 | bus_LV_248-2_0_4_node_38 | 0.4 | n |  | TRUE
62 | bus_LV_248-2_0_4_node_39 | 0.4 | n |  | TRUE
63 | bus_LV_248-2_0_4_node_40 | 0.4 | n |  | TRUE
64 | bus_LV_248-2_0_4_node_41 | 0.4 | n |  | TRUE
65 | bus_LV_248-2_0_4_node_42 | 0.4 | n |  | TRUE
66 | bus_LV_248-2_0_4_node_43 | 0.4 | n |  | TRUE
67 | bus_LV_248-2_0_4_node_52 | 0.4 | n |  | TRUE
68 | bus_LV_248-2_0_4_node_112 | 0.4 | n |  | TRUE
69 | bus_LV_248-2_0_4_node_121 | 0.4 | n |  | TRUE
70 | bus_LV_248-2_0_4_node_84 | 0.4 | n |  | TRUE
71 | bus_LV_248-2_0_4_node_122 | 0.4 | n |  | TRUE
72 | bus_LV_248-2_0_4_node_50 | 0.4 | n |  | TRUE
73 | bus_LV_248-2_0_4_node_111 | 0.4 | n |  | TRUE
74 | bus_LV_248-2_0_4_node_120 | 0.4 | n |  | TRUE
75 | bus_LV_248-2_0_4_node_44 | 0.4 | n |  | TRUE
76 | bus_LV_248-2_0_4_node_45 | 0.4 | n |  | TRUE
77 | bus_LV_248-2_0_4_node_46 | 0.4 | n |  | TRUE
78 | bus_LV_248-2_0_4_node_48 | 0.4 | n |  | TRUE
79 | bus_LV_248-2_0_4_node_132 | 0.4 | n |  | TRUE
80 | bus_LV_248-2_0_4_node_131 | 0.4 | n |  | TRUE
81 | bus_LV_248-2_0_4_node_49 | 0.4 | n |  | TRUE
82 | bus_LV_248-2_0_4_node_82 | 0.4 | n |  | TRUE
83 | bus_LV_248-2_0_4_node_56 | 0.4 | n |  | TRUE
84 | bus_LV_248-2_0_4_node_57 | 0.4 | n |  | TRUE
85 | bus_LV_248-2_0_4_node_63 | 0.4 | n |  | TRUE
86 | bus_LV_248-2_0_4_node_64 | 0.4 | n |  | TRUE
87 | bus_LV_248-2_0_4_node_65 | 0.4 | n |  | TRUE
88 | bus_LV_248-2_0_4_node_66 | 0.4 | n |  | TRUE
89 | bus_LV_248-2_0_4_node_67 | 0.4 | n |  | TRUE
90 | bus_LV_248-2_0_4_node_91 | 0.4 | n |  | TRUE
91 | bus_LV_248-2_0_4_node_68 | 0.4 | n |  | TRUE
92 | bus_LV_248-2_0_4_node_92 | 0.4 | n |  | TRUE
93 | bus_LV_248-2_0_4_node_69 | 0.4 | n |  | TRUE
94 | bus_LV_248-2_0_4_node_70 | 0.4 | n |  | TRUE
95 | bus_LV_248-2_0_4_node_73 | 0.4 | n |  | TRUE
96 | bus_LV_248-2_0_4_node_98 | 0.4 | n |  | TRUE
97 | bus_LV_248-2_0_4_node_71 | 0.4 | n |  | TRUE
98 | bus_LV_248-2_0_4_node_96 | 0.4 | n |  | TRUE
99 | bus_LV_248-2_0_4_node_72 | 0.4 | n |  | TRUE
100 | bus_LV_248-2_0_4_node_74 | 0.4 | n |  | TRUE
101 | bus_LV_248-2_0_4_node_85 | 0.4 | n |  | TRUE
102 | bus_LV_248-2_0_4_node_103 | 0.4 | n |  | TRUE
103 | bus_LV_248-2_0_4_node_104 | 0.4 | n |  | TRUE
104 | bus_LV_248-2_0_4_node_75 | 0.4 | n |  | TRUE
105 | bus_LV_248-2_0_4_node_76 | 0.4 | n |  | TRUE
106 | bus_LV_248-2_0_4_node_78 | 0.4 | n |  | TRUE
107 | bus_LV_248-2_0_4_node_80 | 0.4 | n |  | TRUE
108 | bus_LV_248-2_0_4_node_81 | 0.4 | n |  | TRUE
109 | bus_LV_248-2_0_4_node_83 | 0.4 | n |  | TRUE
110 | bus_LV_248-2_0_4_node_119 | 0.4 | n |  | TRUE
111 | bus_LV_248-2_0_4_node_117 | 0.4 | n |  | TRUE
112 | bus_LV_248-2_0_4_node_87 | 0.4 | n |  | TRUE
113 | bus_LV_248-2_0_4_node_89 | 0.4 | n |  | TRUE
114 | bus_LV_248-2_0_4_node_93 | 0.4 | n |  | TRUE
115 | bus_LV_248-2_0_4_node_94 | 0.4 | n |  | TRUE
116 | bus_LV_248-2_0_4_node_101 | 0.4 | n |  | TRUE
117 | bus_LV_248-2_0_4_node_95 | 0.4 | n |  | TRUE
118 | bus_LV_248-2_0_4_node_97 | 0.4 | n |  | TRUE
119 | bus_LV_248-2_0_4_node_100 | 0.4 | n |  | TRUE
120 | bus_LV_248-2_0_4_node_126 | 0.4 | n |  | TRUE
121 | bus_LV_248-2_0_4_node_118 | 0.4 | n |  | TRUE
122 | bus_LV_248-2_0_4_node_124 | 0.4 | n |  | TRUE
123 | bus_LV_248-2_0_4_node_105 | 0.4 | n |  | TRUE
124 | bus_LV_248-2_0_4_node_128 | 0.4 | n |  | TRUE
125 | bus_LV_248-2_0_4_node_106 | 0.4 | n |  | TRUE
126 | bus_LV_248-2_0_4_node_108 | 0.4 | n |  | TRUE
127 | bus_LV_248-2_0_4_node_110 | 0.4 | n |  | TRUE
128 | bus_LV_248-2_0_4_node_115 | 0.4 | n |  | TRUE
129 | bus_LV_248-2_0_4_node_116 | 0.4 | n |  | TRUE
130 | bus_LV_248-2_0_4_node_113 | 0.4 | n |  | TRUE
131 | bus_LV_248-2_0_4_node_114 | 0.4 | n |  | TRUE
132 | bus_LV_248-2_0_4_node_129 | 0.4 | n |  | TRUE
133 | bus_LV_248-2_0_4_node_125 | 0.4 | n |  | TRUE
134 | bus_LV_248-2_0_4_node_127 | 0.4 | n |  | TRUE
135 | bus_LV_248-2_0_4_node_142 | 0.4 | n |  | TRUE
136 | bus_LV_248-2_0_4_node_136 | 0.4 | n |  | TRUE
137 | bus_LV_248-2_0_4_node_137 | 0.4 | n |  | TRUE
138 | bus_MV_358_1_node_76 | 20 | n |  | TRUE

## load
| name | bus | p_mw | q_mvar | const_z_percent | const_i_percent | sn_mva | scaling | in_service | type
0 | LV_248-2_0_4_load_0 | 0 | 0.0062585 | 0.0015685 | 0 | 0 |  | 1 | TRUE | wye
1 | LV_248-2_0_4_load_1 | 1 | 0.019275 | 0.0048308 | 0 | 0 |  | 1 | TRUE | wye
2 | LV_248-2_0_4_load_2 | 2 | 0.0018213 | 0.00045647 | 0 | 0 |  | 1 | TRUE | wye
3 | LV_248-2_0_4_load_3 | 3 | 0.0063178 | 0.0015834 | 0 | 0 |  | 1 | TRUE | wye
4 | LV_248-2_0_4_load_18 | 5 | 0.0016672 | 0.00041783 | 0 | 0 |  | 1 | TRUE | wye
5 | LV_248-2_0_4_load_19 | 7 | 0.0077965 | 0.001954 | 0 | 0 |  | 1 | TRUE | wye
6 | LV_248-2_0_4_load_5 | 9 | 0.0037394 | 0.00093718 | 0 | 0 |  | 1 | TRUE | wye
7 | LV_248-2_0_4_load_79 | 12 | 0.0016797 | 0.00042098 | 0 | 0 |  | 1 | TRUE | wye
8 | LV_248-2_0_4_load_26 | 14 | 0.0092895 | 0.0023282 | 0 | 0 |  | 1 | TRUE | wye
9 | LV_248-2_0_4_load_130 | 17 | 0.00028375 | 7.1115e-05 | 0 | 0 |  | 1 | TRUE | wye
10 | LV_248-2_0_4_load_28 | 19 | 0.0016654 | 0.00041739 | 0 | 0 |  | 1 | TRUE | wye
11 | LV_248-2_0_4_load_140 | 23 | 0.0086125 | 0.0021585 | 0 | 0 |  | 1 | TRUE | wye
12 | LV_248-2_0_4_load_27 | 26 | 0.0022199 | 0.00055636 | 0 | 0 |  | 1 | TRUE | wye
13 | LV_248-2_0_4_load_24 | 27 | 0.0019088 | 0.00047839 | 0 | 0 |  | 1 | TRUE | wye
14 | LV_248-2_0_4_load_77 | 28 | 0.0021643 | 0.00054242 | 0 | 0 |  | 1 | TRUE | wye
15 | LV_248-2_0_4_load_47 | 29 | 0.0013804 | 0.00034597 | 0 | 0 |  | 1 | TRUE | wye
16 | LV_248-2_0_4_load_58 | 30 | 0.0010688 | 0.00026786 | 0 | 0 |  | 1 | TRUE | wye
17 | LV_248-2_0_4_load_53 | 31 | 0.0015802 | 0.00039605 | 0 | 0 |  | 1 | TRUE | wye
18 | LV_248-2_0_4_load_51 | 32 | 0.0016825 | 0.00042168 | 0 | 0 |  | 1 | TRUE | wye
19 | LV_248-2_0_4_load_141 | 33 | 0.0072002 | 0.0018045 | 0 | 0 |  | 1 | TRUE | wye
20 | LV_248-2_0_4_load_138 | 34 | 0.0024401 | 0.00061155 | 0 | 0 |  | 1 | TRUE | wye
21 | LV_248-2_0_4_load_90 | 36 | 0.0049973 | 0.0012524 | 0 | 0 |  | 1 | TRUE | wye
22 | LV_248-2_0_4_load_86 | 37 | 0.0060127 | 0.0015069 | 0 | 0 |  | 1 | TRUE | wye
23 | LV_248-2_0_4_load_109 | 38 | 0.0024037 | 0.00060241 | 0 | 0 |  | 1 | TRUE | wye
24 | LV_248-2_0_4_load_107 | 39 | 0.041505 | 0.010402 | 0 | 0 |  | 1 | TRUE | wye
25 | LV_248-2_0_4_load_30 | 40 | 0.00046672 | 0.00011697 | 0 | 0 |  | 1 | TRUE | wye
26 | LV_248-2_0_4_load_22 | 41 | 0.0021828 | 0.00054706 | 0 | 0 |  | 1 | TRUE | wye
27 | LV_248-2_0_4_load_20 | 42 | 0.0023904 | 0.0005991 | 0 | 0 |  | 1 | TRUE | wye
28 | LV_248-2_0_4_load_134 | 45 | 0.0034535 | 0.00086552 | 0 | 0 |  | 1 | TRUE | wye
29 | LV_248-2_0_4_load_135 | 46 | 0.0029167 | 0.000731 | 0 | 0 |  | 1 | TRUE | wye
30 | LV_248-2_0_4_load_31 | 47 | 0.0038044 | 0.00095347 | 0 | 0 |  | 1 | TRUE | wye
31 | LV_248-2_0_4_load_32 | 48 | 0.00069831 | 0.00017501 | 0 | 0 |  | 1 | TRUE | wye
32 | LV_248-2_0_4_load_34 | 50 | 0.00079553 | 0.00019938 | 0 | 0 |  | 1 | TRUE | wye
33 | LV_248-2_0_4_load_59 | 53 | 0.000869 | 0.00021779 | 0 | 0 |  | 1 | TRUE | wye
34 | LV_248-2_0_4_load_143 | 55 | 0.0085695 | 0.0021477 | 0 | 0 |  | 1 | TRUE | wye
35 | LV_248-2_0_4_load_61 | 56 | 0.0066747 | 0.0016728 | 0 | 0 |  | 1 | TRUE | wye
36 | LV_248-2_0_4_load_54 | 57 | 0.0017006 | 0.0004262 | 0 | 0 |  | 1 | TRUE | wye
37 | LV_248-2_0_4_load_123 | 58 | 0.004098 | 0.0010271 | 0 | 0 |  | 1 | TRUE | wye
38 | LV_248-2_0_4_load_62 | 60 | 0.00076416 | 0.00019152 | 0 | 0 |  | 1 | TRUE | wye
39 | LV_248-2_0_4_load_38 | 61 | 0.0030763 | 0.000771 | 0 | 0 |  | 1 | TRUE | wye
40 | LV_248-2_0_4_load_39 | 62 | 0.0010132 | 0.00025394 | 0 | 0 |  | 1 | TRUE | wye
41 | LV_248-2_0_4_load_42 | 65 | 0.0039936 | 0.0010009 | 0 | 0 |  | 1 | TRUE | wye
42 | LV_248-2_0_4_load_52 | 67 | 0.001873 | 0.00046943 | 0 | 0 |  | 1 | TRUE | wye
43 | LV_248-2_0_4_load_112 | 68 | 0.002911 | 0.00072956 | 0 | 0 |  | 1 | TRUE | wye
44 | LV_248-2_0_4_load_121 | 69 | 0.0011921 | 0.00029876 | 0 | 0 |  | 1 | TRUE | wye
45 | LV_248-2_0_4_load_84 | 70 | 0.0032666 | 0.00081869 | 0 | 0 |  | 1 | TRUE | wye
46 | LV_248-2_0_4_load_122 | 71 | 0.0033356 | 0.00083598 | 0 | 0 |  | 1 | TRUE | wye
47 | LV_248-2_0_4_load_50 | 72 | 0.0020906 | 0.00052395 | 0 | 0 |  | 1 | TRUE | wye
48 | LV_248-2_0_4_load_111 | 73 | 0.0010619 | 0.00026615 | 0 | 0 |  | 1 | TRUE | wye
49 | LV_248-2_0_4_load_120 | 74 | 0.0010983 | 0.00027526 | 0 | 0 |  | 1 | TRUE | wye
50 | LV_248-2_0_4_load_44 | 75 | 0.0029276 | 0.00073372 | 0 | 0 |  | 1 | TRUE | wye
51 | LV_248-2_0_4_load_45 | 76 | 0.0029342 | 0.00073538 | 0 | 0 |  | 1 | TRUE | wye
52 | LV_248-2_0_4_load_48 | 78 | 0.0041477 | 0.0010395 | 0 | 0 |  | 1 | TRUE | wye
53 | LV_248-2_0_4_load_132 | 79 | 0.0041842 | 0.0010487 | 0 | 0 |  | 1 | TRUE | wye
54 | LV_248-2_0_4_load_131 | 80 | 0.0041537 | 0.001041 | 0 | 0 |  | 1 | TRUE | wye
55 | LV_248-2_0_4_load_49 | 81 | 0.0027515 | 0.00068959 | 0 | 0 |  | 1 | TRUE | wye
56 | LV_248-2_0_4_load_56 | 83 | 0.0013505 | 0.00033847 | 0 | 0 |  | 1 | TRUE | wye
57 | LV_248-2_0_4_load_57 | 84 | 0.0010969 | 0.00027492 | 0 | 0 |  | 1 | TRUE | wye
58 | LV_248-2_0_4_load_63 | 85 | 0.002135 | 0.00053508 | 0 | 0 |  | 1 | TRUE | wye
59 | LV_248-2_0_4_load_64 | 86 | 0.00076344 | 0.00019134 | 0 | 0 |  | 1 | TRUE | wye
60 | LV_248-2_0_4_load_65 | 87 | 0.001541 | 0.0003862 | 0 | 0 |  | 1 | TRUE | wye
61 | LV_248-2_0_4_load_66 | 88 | 0.00076344 | 0.00019134 | 0 | 0 |  | 1 | TRUE | wye
62 | LV_248-2_0_4_load_67 | 89 | 0.0048536 | 0.0012164 | 0 | 0 |  | 1 | TRUE | wye
63 | LV_248-2_0_4_load_91 | 90 | 0.0064922 | 0.0016271 | 0 | 0 |  | 1 | TRUE | wye
64 | LV_248-2_0_4_load_68 | 91 | 0.0012921 | 0.00032383 | 0 | 0 |  | 1 | TRUE | wye
65 | LV_248-2_0_4_load_92 | 92 | 0.0011306 | 0.00028336 | 0 | 0 |  | 1 | TRUE | wye
66 | LV_248-2_0_4_load_69 | 93 | 0.0020281 | 0.00050828 | 0 | 0 |  | 1 | TRUE | wye
67 | LV_248-2_0_4_load_73 | 95 | 0.0021328 | 0.00053453 | 0 | 0 |  | 1 | TRUE | wye
68 | LV_248-2_0_4_load_98 | 96 | 0.0018265 | 0.00045775 | 0 | 0 |  | 1 | TRUE | wye
69 | LV_248-2_0_4_load_71 | 97 | 0.0027069 | 0.0006784 | 0 | 0 |  | 1 | TRUE | wye
70 | LV_248-2_0_4_load_96 | 98 | 0.0019215 | 0.00048158 | 0 | 0 |  | 1 | TRUE | wye
71 | LV_248-2_0_4_load_72 | 99 | 0.0018083 | 0.00045319 | 0 | 0 |  | 1 | TRUE | wye
72 | LV_248-2_0_4_load_85 | 101 | 0.0020465 | 0.0005129 | 0 | 0 |  | 1 | TRUE | wye
73 | LV_248-2_0_4_load_103 | 102 | 0.0024642 | 0.00061759 | 0 | 0 |  | 1 | TRUE | wye
74 | LV_248-2_0_4_load_104 | 103 | 0.0026685 | 0.0006688 | 0 | 0 |  | 1 | TRUE | wye
75 | LV_248-2_0_4_load_75 | 104 | 0.004573 | 0.0011461 | 0 | 0 |  | 1 | TRUE | wye
76 | LV_248-2_0_4_load_76 | 105 | 0.0010619 | 0.00026614 | 0 | 0 |  | 1 | TRUE | wye
77 | LV_248-2_0_4_load_78 | 106 | 0.0011061 | 0.00027723 | 0 | 0 |  | 1 | TRUE | wye
78 | LV_248-2_0_4_load_80 | 107 | 0.0043902 | 0.0011003 | 0 | 0 |  | 1 | TRUE | wye
79 | LV_248-2_0_4_load_81 | 108 | 0.0020225 | 0.00050689 | 0 | 0 |  | 1 | TRUE | wye
80 | LV_248-2_0_4_load_83 | 109 | 0.0024537 | 0.00061496 | 0 | 0 |  | 1 | TRUE | wye
81 | LV_248-2_0_4_load_119 | 110 | 0.004778 | 0.0011975 | 0 | 0 |  | 1 | TRUE | wye
82 | LV_248-2_0_4_load_117 | 111 | 0.0052181 | 0.0013078 | 0 | 0 |  | 1 | TRUE | wye
83 | LV_248-2_0_4_load_87 | 112 | 0.0033478 | 0.00083903 | 0 | 0 |  | 1 | TRUE | wye
84 | LV_248-2_0_4_load_89 | 113 | 0.0011404 | 0.00028582 | 0 | 0 |  | 1 | TRUE | wye
85 | LV_248-2_0_4_load_93 | 114 | 0.0031821 | 0.0007975 | 0 | 0 |  | 1 | TRUE | wye
86 | LV_248-2_0_4_load_94 | 115 | 0.0022795 | 0.00057131 | 0 | 0 |  | 1 | TRUE | wye
87 | LV_248-2_0_4_load_101 | 116 | 0.0053669 | 0.0013451 | 0 | 0 |  | 1 | TRUE | wye
88 | LV_248-2_0_4_load_95 | 117 | 0.0048751 | 0.0012218 | 0 | 0 |  | 1 | TRUE | wye
89 | LV_248-2_0_4_load_126 | 120 | 0.0036645 | 0.00091842 | 0 | 0 |  | 1 | TRUE | wye
90 | LV_248-2_0_4_load_118 | 121 | 0.0011235 | 0.00028157 | 0 | 0 |  | 1 | TRUE | wye
91 | LV_248-2_0_4_load_124 | 122 | 0.0020966 | 0.00052546 | 0 | 0 |  | 1 | TRUE | wye
92 | LV_248-2_0_4_load_105 | 123 | 0.0026445 | 0.00066277 | 0 | 0 |  | 1 | TRUE | wye
93 | LV_248-2_0_4_load_128 | 124 | 0.0070305 | 0.001762 | 0 | 0 |  | 1 | TRUE | wye
94 | LV_248-2_0_4_load_106 | 125 | 0.017274 | 0.0043293 | 0 | 0 |  | 1 | TRUE | wye
95 | LV_248-2_0_4_load_108 | 126 | 0.0010621 | 0.00026619 | 0 | 0 |  | 1 | TRUE | wye
96 | LV_248-2_0_4_load_110 | 127 | 0.0010616 | 0.00026606 | 0 | 0 |  | 1 | TRUE | wye
97 | LV_248-2_0_4_load_115 | 128 | 0.0010551 | 0.00026444 | 0 | 0 |  | 1 | TRUE | wye
98 | LV_248-2_0_4_load_116 | 129 | 0.0010684 | 0.00026777 | 0 | 0 |  | 1 | TRUE | wye
99 | LV_248-2_0_4_load_113 | 130 | 0.0010621 | 0.0002662 | 0 | 0 |  | 1 | TRUE | wye
100 | LV_248-2_0_4_load_114 | 131 | 0.005718 | 0.0014331 | 0 | 0 |  | 1 | TRUE | wye
101 | LV_248-2_0_4_load_129 | 132 | 0.0010679 | 0.00026764 | 0 | 0 |  | 1 | TRUE | wye
102 | LV_248-2_0_4_load_125 | 133 | 0.0011007 | 0.00027585 | 0 | 0 |  | 1 | TRUE | wye
103 | LV_248-2_0_4_load_127 | 134 | 0.0024556 | 0.00061542 | 0 | 0 |  | 1 | TRUE | wye
104 | LV_248-2_0_4_load_142 | 135 | 0.0023556 | 0.00059037 | 0 | 0 |  | 1 | TRUE | wye
105 | LV_248-2_0_4_load_137 | 137 | 0.0081244 | 0.0020362 | 0 | 0 |  | 1 | TRUE | wye

## ext_grid
| name | bus | vm_pu | va_degree | slack_weight | in_service
0 |  | 131 | 1 | 0 | 1 | TRUE

## line
| name | std_type | from_bus | to_bus | length_km | r_ohm_per_km | x_ohm_per_km | c_nf_per_km | g_us_per_km | max_i_ka | df | parallel | type | in_service
0 | LV_248-2_0_4_line_0 |  | 0 | 1 | 0.018238 | 0.125 | 0.08 | 261 | 0 | 0.364 | 1 | 1 | cs | TRUE
1 | LV_248-2_0_4_line_1 |  | 0 | 2 | 0.0094949 | 0.125 | 0.08 | 261 | 0 | 0.364 | 1 | 1 | cs | TRUE
2 | LV_248-2_0_4_line_2 |  | 1 | 3 | 0.015674 | 0.125 | 0.08 | 261 | 0 | 0.364 | 1 | 1 | cs | TRUE
3 | LV_248-2_0_4_line_3 |  | 2 | 4 | 0.013474 | 0.125 | 0.08 | 261 | 0 | 0.364 | 1 | 1 | cs | TRUE
4 | LV_248-2_0_4_line_4 |  | 3 | 5 | 0.012287 | 0.125 | 0.08 | 261 | 0 | 0.364 | 1 | 1 | cs | TRUE
5 | LV_248-2_0_4_line_5 |  | 4 | 6 | 0.046321 | 0.125 | 0.08 | 261 | 0 | 0.364 | 1 | 1 | cs | TRUE
6 | LV_248-2_0_4_line_6 |  | 5 | 7 | 0.015186 | 0.125 | 0.08 | 261 | 0 | 0.364 | 1 | 1 | cs | TRUE
7 | LV_248-2_0_4_line_7 |  | 6 | 8 | 0.035917 | 0.125 | 0.08 | 261 | 0 | 0.364 | 1 | 1 | cs | TRUE
8 | LV_248-2_0_4_line_8 |  | 6 | 9 | 0.084195 | 0.125 | 0.08 | 261 | 0 | 0.364 | 1 | 1 | cs | TRUE
9 | LV_248-2_0_4_line_9 |  | 8 | 13 | 0.034146 | 0.125 | 0.08 | 261 | 0 | 0.364 | 1 | 1 | cs | TRUE
10 | LV_248-2_0_4_line_10 |  | 8 | 14 | 0.020557 | 0.125 | 0.08 | 261 | 0 | 0.364 | 1 | 1 | cs | TRUE
11 | LV_248-2_0_4_line_11 |  | 10 | 11 | 0.004194 | 0.125 | 0.08 | 261 | 0 | 0.364 | 1 | 1 | cs | TRUE
12 | LV_248-2_0_4_line_12 |  | 10 | 12 | 0.014546 | 0.125 | 0.08 | 261 | 0 | 0.364 | 1 | 1 | cs | TRUE
13 | LV_248-2_0_4_line_13 |  | 11 | 20 | 0.010581 | 0.125 | 0.08 | 261 | 0 | 0.364 | 1 | 1 | cs | TRUE
14 | LV_248-2_0_4_line_14 |  | 12 | 28 | 0.012643 | 0.125 | 0.08 | 261 | 0 | 0.364 | 1 | 1 | cs | TRUE
15 | LV_248-2_0_4_line_15 |  | 13 | 23 | 0.02899 | 0.125 | 0.08 | 261 | 0 | 0.364 | 1 | 1 | cs | TRUE
16 | LV_248-2_0_4_line_16 |  | 15 | 16 | 0.11604 | 0.125 | 0.08 | 261 | 0 | 0.364 | 1 | 1 | cs | TRUE
17 | LV_248-2_0_4_line_17 |  | 15 | 17 | 0.038969 | 0.125 | 0.08 | 261 | 0 | 0.364 | 1 | 1 | cs | TRUE
18 | LV_248-2_0_4_line_18 |  | 16 | 18 | 0.05611 | 0.125 | 0.08 | 261 | 0 | 0.364 | 1 | 1 | cs | TRUE
19 | LV_248-2_0_4_line_19 |  | 16 | 19 | 0.018981 | 0.125 | 0.08 | 261 | 0 | 0.364 | 1 | 1 | cs | TRUE
20 | LV_248-2_0_4_line_20 |  | 18 | 26 | 0.017345 | 0.125 | 0.08 | 261 | 0 | 0.364 | 1 | 1 | cs | TRUE
21 | LV_248-2_0_4_line_21 |  | 18 | 27 | 0.018973 | 0.125 | 0.08 | 261 | 0 | 0.364 | 1 | 1 | cs | TRUE
22 | LV_248-2_0_4_line_22 |  | 20 | 29 | 0.01797 | 0.125 | 0.08 | 261 | 0 | 0.364 | 1 | 1 | cs | TRUE
23 | LV_248-2_0_4_line_23 |  | 20 | 30 | 0.024585 | 0.125 | 0.08 | 261 | 0 | 0.364 | 1 | 1 | cs | TRUE
24 | LV_248-2_0_4_line_24 |  | 20 | 21 | 0.014245 | 0.125 | 0.08 | 261 | 0 | 0.364 | 1 | 1 | cs | TRUE
25 | LV_248-2_0_4_line_25 |  | 21 | 22 | 0.060383 | 0.125 | 0.08 | 261 | 0 | 0.364 | 1 | 1 | cs | TRUE
26 | LV_248-2_0_4_line_26 |  | 21 | 23 | 0.030898 | 0.125 | 0.08 | 261 | 0 | 0.364 | 1 | 1 | cs | TRUE
27 | LV_248-2_0_4_line_27 |  | 22 | 33 | 0.004756 | 0.125 | 0.08 | 261 | 0 | 0.364 | 1 | 1 | cs | TRUE
28 | LV_248-2_0_4_line_28 |  | 22 | 34 | 0.021632 | 0.125 | 0.08 | 261 | 0 | 0.364 | 1 | 1 | cs | TRUE
29 | LV_248-2_0_4_line_29 |  | 24 | 25 | 0.011649 | 0.125 | 0.08 | 261 | 0 | 0.364 | 1 | 1 | cs | TRUE
30 | LV_248-2_0_4_line_30 |  | 24 | 26 | 0.05776 | 0.125 | 0.08 | 261 | 0 | 0.364 | 1 | 1 | cs | TRUE
31 | LV_248-2_0_4_line_31 |  | 25 | 40 | 0.047588 | 0.125 | 0.08 | 261 | 0 | 0.364 | 1 | 1 | cs | TRUE
32 | LV_248-2_0_4_line_32 |  | 25 | 41 | 0.016769 | 0.125 | 0.08 | 261 | 0 | 0.364 | 1 | 1 | cs | TRUE
33 | LV_248-2_0_4_line_33 |  | 28 | 104 | 0.027217 | 0.125 | 0.08 | 261 | 0 | 0.364 | 1 | 1 | cs | TRUE
34 | LV_248-2_0_4_line_34 |  | 29 | 76 | 0.02976 | 0.125 | 0.08 | 261 | 0 | 0.364 | 1 | 1 | cs | TRUE
35 | LV_248-2_0_4_line_35 |  | 30 | 84 | 0.0055835 | 0.125 | 0.08 | 261 | 0 | 0.364 | 1 | 1 | cs | TRUE
36 | LV_248-2_0_4_line_36 |  | 31 | 32 | 0.0071097 | 0.125 | 0.08 | 261 | 0 | 0.364 | 1 | 1 | cs | TRUE
37 | LV_248-2_0_4_line_37 |  | 32 | 81 | 0.023282 | 0.125 | 0.08 | 261 | 0 | 0.364 | 1 | 1 | cs | TRUE
38 | LV_248-2_0_4_line_38 |  | 34 | 137 | 0.012121 | 0.125 | 0.08 | 261 | 0 | 0.364 | 1 | 1 | cs | TRUE
39 | LV_248-2_0_4_line_39 |  | 35 | 36 | 0.023344 | 0.125 | 0.08 | 261 | 0 | 0.364 | 1 | 1 | cs | TRUE
40 | LV_248-2_0_4_line_40 |  | 35 | 37 | 0.036553 | 0.125 | 0.08 | 261 | 0 | 0.364 | 1 | 1 | cs | TRUE
41 | LV_248-2_0_4_line_41 |  | 36 | 114 | 0.045649 | 0.125 | 0.08 | 261 | 0 | 0.364 | 1 | 1 | cs | TRUE
42 | LV_248-2_0_4_line_42 |  | 37 | 112 | 0.010819 | 0.125 | 0.08 | 261 | 0 | 0.364 | 1 | 1 | cs | TRUE
43 | LV_248-2_0_4_line_43 |  | 38 | 39 | 0.022277 | 0.125 | 0.08 | 261 | 0 | 0.364 | 1 | 1 | cs | TRUE
44 | LV_248-2_0_4_line_44 |  | 39 | 125 | 0.012224 | 0.125 | 0.08 | 261 | 0 | 0.364 | 1 | 1 | cs | TRUE
45 | LV_248-2_0_4_line_45 |  | 41 | 43 | 0.011489 | 0.125 | 0.08 | 261 | 0 | 0.364 | 1 | 1 | cs | TRUE
46 | LV_248-2_0_4_line_46 |  | 42 | 43 | 0.018262 | 0.125 | 0.08 | 261 | 0 | 0.364 | 1 | 1 | cs | TRUE
47 | LV_248-2_0_4_line_47 |  | 43 | 44 | 0.03145 | 0.125 | 0.08 | 261 | 0 | 0.364 | 1 | 1 | cs | TRUE
48 | LV_248-2_0_4_line_48 |  | 44 | 45 | 0.017852 | 0.125 | 0.08 | 261 | 0 | 0.364 | 1 | 1 | cs | TRUE
49 | LV_248-2_0_4_line_49 |  | 45 | 46 | 0.040203 | 0.125 | 0.08 | 261 | 0 | 0.364 | 1 | 1 | cs | TRUE
50 | LV_248-2_0_4_line_50 |  | 46 | 136 | 0.01127 | 0.125 | 0.08 | 261 | 0 | 0.364 | 1 | 1 | cs | TRUE
51 | LV_248-2_0_4_line_51 |  | 47 | 48 | 0.0076985 | 0.125 | 0.08 | 261 | 0 | 0.364 | 1 | 1 | cs | TRUE
52 | LV_248-2_0_4_line_52 |  | 47 | 49 | 0.073135 | 0.125 | 0.08 | 261 | 0 | 0.364 | 1 | 1 | cs | TRUE
53 | LV_248-2_0_4_line_53 |  | 48 | 50 | 0.032841 | 0.125 | 0.08 | 261 | 0 | 0.364 | 1 | 1 | cs | TRUE
54 | LV_248-2_0_4_line_54 |  | 49 | 51 | 0.004243 | 0.125 | 0.08 | 261 | 0 | 0.364 | 1 | 1 | cs | TRUE
55 | LV_248-2_0_4_line_55 |  | 49 | 52 | 0.38127 | 0.125 | 0.08 | 261 | 0 | 0.364 | 1 | 1 | cs | TRUE
56 | LV_248-2_0_4_line_56 |  | 50 | 53 | 0.0064829 | 0.125 | 0.08 | 261 | 0 | 0.364 | 1 | 1 | cs | TRUE
57 | LV_248-2_0_4_line_57 |  | 51 | 54 | 0.022742 | 0.125 | 0.08 | 261 | 0 | 0.364 | 1 | 1 | cs | TRUE
58 | LV_248-2_0_4_line_58 |  | 52 | 56 | 0.032823 | 0.125 | 0.08 | 261 | 0 | 0.364 | 1 | 1 | cs | TRUE
59 | LV_248-2_0_4_line_59 |  | 53 | 57 | 0.022783 | 0.125 | 0.08 | 261 | 0 | 0.364 | 1 | 1 | cs | TRUE
60 | LV_248-2_0_4_line_60 |  | 54 | 55 | 0.069507 | 0.125 | 0.08 | 261 | 0 | 0.364 | 1 | 1 | cs | TRUE
61 | LV_248-2_0_4_line_61 |  | 56 | 60 | 0.0041278 | 0.125 | 0.08 | 261 | 0 | 0.364 | 1 | 1 | cs | TRUE
62 | LV_248-2_0_4_line_62 |  | 57 | 64 | 0.010351 | 0.125 | 0.08 | 261 | 0 | 0.364 | 1 | 1 | cs | TRUE
63 | LV_248-2_0_4_line_63 |  | 58 | 59 | 0.029467 | 0.125 | 0.08 | 261 | 0 | 0.364 | 1 | 1 | cs | TRUE
64 | LV_248-2_0_4_line_64 |  | 59 | 70 | 0.030402 | 0.125 | 0.08 | 261 | 0 | 0.364 | 1 | 1 | cs | TRUE
65 | LV_248-2_0_4_line_65 |  | 59 | 71 | 0.027758 | 0.125 | 0.08 | 261 | 0 | 0.364 | 1 | 1 | cs | TRUE
66 | LV_248-2_0_4_line_66 |  | 59 | 64 | 0.005935 | 0.125 | 0.08 | 261 | 0 | 0.364 | 1 | 1 | cs | TRUE
67 | LV_248-2_0_4_line_67 |  | 61 | 62 | 0.023689 | 0.125 | 0.08 | 261 | 0 | 0.364 | 1 | 3 | cs | TRUE
68 | LV_248-2_0_4_line_68 |  | 61 | 63 | 0.022753 | 0.125 | 0.08 | 261 | 0 | 0.364 | 1 | 3 | cs | TRUE
69 | LV_248-2_0_4_line_69 |  | 62 | 64 | 0.013854 | 0.125 | 0.08 | 261 | 0 | 0.364 | 1 | 2 | cs | TRUE
70 | LV_248-2_0_4_line_70 |  | 63 | 65 | 0.0018682 | 0.125 | 0.08 | 261 | 0 | 0.364 | 1 | 1 | cs | TRUE
71 | LV_248-2_0_4_line_71 |  | 63 | 66 | 0.00357 | 0.125 | 0.08 | 261 | 0 | 0.364 | 1 | 3 | cs | TRUE
72 | LV_248-2_0_4_line_72 |  | 65 | 67 | 0.024649 | 0.125 | 0.08 | 261 | 0 | 0.364 | 1 | 1 | cs | TRUE
73 | LV_248-2_0_4_line_73 |  | 66 | 68 | 0.01662 | 0.125 | 0.08 | 261 | 0 | 0.364 | 1 | 3 | cs | TRUE
74 | LV_248-2_0_4_line_74 |  | 66 | 69 | 0.017472 | 0.125 | 0.08 | 261 | 0 | 0.364 | 1 | 3 | cs | TRUE
75 | LV_248-2_0_4_line_75 |  | 67 | 72 | 0.014392 | 0.125 | 0.08 | 261 | 0 | 0.364 | 1 | 1 | cs | TRUE
76 | LV_248-2_0_4_line_76 |  | 68 | 73 | 0.034247 | 0.125 | 0.08 | 261 | 0 | 0.364 | 1 | 3 | cs | TRUE
77 | LV_248-2_0_4_line_77 |  | 69 | 74 | 0.0089192 | 0.125 | 0.08 | 261 | 0 | 0.364 | 1 | 3 | cs | TRUE
78 | LV_248-2_0_4_line_78 |  | 70 | 82 | 0.03445 | 0.125 | 0.08 | 261 | 0 | 0.364 | 1 | 1 | cs | TRUE
79 | LV_248-2_0_4_line_79 |  | 72 | 81 | 0.0021737 | 0.125 | 0.08 | 261 | 0 | 0.364 | 1 | 1 | cs | TRUE
80 | LV_248-2_0_4_line_80 |  | 73 | 130 | 0.0059088 | 0.125 | 0.08 | 261 | 0 | 0.364 | 1 | 3 | cs | TRUE
81 | LV_248-2_0_4_line_81 |  | 74 | 106 | 0.024551 | 0.125 | 0.08 | 261 | 0 | 0.364 | 1 | 3 | cs | TRUE
82 | LV_248-2_0_4_line_82 |  | 75 | 76 | 0.00032766 | 0.125 | 0.08 | 261 | 0 | 0.364 | 1 | 1 | cs | TRUE
83 | LV_248-2_0_4_line_83 |  | 75 | 77 | 0.048899 | 0.125 | 0.08 | 261 | 0 | 0.364 | 1 | 1 | cs | TRUE
84 | LV_248-2_0_4_line_84 |  | 77 | 78 | 0.042829 | 0.125 | 0.08 | 261 | 0 | 0.364 | 1 | 1 | cs | TRUE
85 | LV_248-2_0_4_line_85 |  | 78 | 79 | 0.026418 | 0.125 | 0.08 | 261 | 0 | 0.364 | 1 | 1 | cs | TRUE
86 | LV_248-2_0_4_line_86 |  | 79 | 80 | 0.026361 | 0.125 | 0.08 | 261 | 0 | 0.364 | 1 | 1 | cs | TRUE
87 | LV_248-2_0_4_line_87 |  | 82 | 101 | 0.019468 | 0.125 | 0.08 | 261 | 0 | 0.364 | 1 | 1 | cs | TRUE
88 | LV_248-2_0_4_line_88 |  | 82 | 107 | 0.016489 | 0.125 | 0.08 | 261 | 0 | 0.364 | 1 | 1 | cs | TRUE
89 | LV_248-2_0_4_line_89 |  | 83 | 84 | 0.0055378 | 0.125 | 0.08 | 261 | 0 | 0.364 | 1 | 1 | cs | TRUE
90 | LV_248-2_0_4_line_90 |  | 85 | 86 | 0.0070519 | 0.125 | 0.08 | 261 | 0 | 0.364 | 1 | 1 | cs | TRUE
91 | LV_248-2_0_4_line_91 |  | 85 | 87 | 0.00082069 | 0.125 | 0.08 | 261 | 0 | 0.364 | 1 | 1 | cs | TRUE
92 | LV_248-2_0_4_line_92 |  | 86 | 88 | 0.0072518 | 0.125 | 0.08 | 261 | 0 | 0.364 | 1 | 1 | cs | TRUE
93 | LV_248-2_0_4_line_93 |  | 87 | 89 | 0.02316 | 0.125 | 0.08 | 261 | 0 | 0.364 | 1 | 1 | cs | TRUE
94 | LV_248-2_0_4_line_94 |  | 88 | 90 | 0.0096003 | 0.125 | 0.08 | 261 | 0 | 0.364 | 1 | 1 | cs | TRUE
95 | LV_248-2_0_4_line_95 |  | 89 | 91 | 0.011279 | 0.125 | 0.08 | 261 | 0 | 0.364 | 1 | 1 | cs | TRUE
96 | LV_248-2_0_4_line_96 |  | 90 | 92 | 0.011784 | 0.125 | 0.08 | 261 | 0 | 0.364 | 1 | 1 | cs | TRUE
97 | LV_248-2_0_4_line_97 |  | 91 | 93 | 0.0062712 | 0.125 | 0.08 | 261 | 0 | 0.364 | 1 | 1 | cs | TRUE
98 | LV_248-2_0_4_line_98 |  | 92 | 113 | 0.011273 | 0.125 | 0.08 | 261 | 0 | 0.364 | 1 | 1 | cs | TRUE
99 | LV_248-2_0_4_line_99 |  | 93 | 94 | 0.019672 | 0.125 | 0.08 | 261 | 0 | 0.364 | 1 | 1 | cs | TRUE
100 | LV_248-2_0_4_line_100 |  | 94 | 95 | 0.01634 | 0.125 | 0.08 | 261 | 0 | 0.364 | 1 | 1 | cs | TRUE
101 | LV_248-2_0_4_line_101 |  | 94 | 96 | 0.032223 | 0.125 | 0.08 | 261 | 0 | 0.364 | 1 | 1 | cs | TRUE
102 | LV_248-2_0_4_line_102 |  | 95 | 97 | 0.0058261 | 0.125 | 0.08 | 261 | 0 | 0.364 | 1 | 1 | cs | TRUE
103 | LV_248-2_0_4_line_103 |  | 96 | 98 | 0.019645 | 0.125 | 0.08 | 261 | 0 | 0.364 | 1 | 1 | cs | TRUE
104 | LV_248-2_0_4_line_104 |  | 97 | 99 | 0.0078201 | 0.125 | 0.08 | 261 | 0 | 0.364 | 1 | 1 | cs | TRUE
105 | LV_248-2_0_4_line_105 |  | 98 | 117 | 0.0040992 | 0.125 | 0.08 | 261 | 0 | 0.364 | 1 | 1 | cs | TRUE
106 | LV_248-2_0_4_line_106 |  | 99 | 100 | 0.017615 | 0.125 | 0.08 | 261 | 0 | 0.364 | 1 | 1 | cs | TRUE
107 | LV_248-2_0_4_line_107 |  | 100 | 101 | 0.004101 | 0.125 | 0.08 | 261 | 0 | 0.364 | 1 | 1 | cs | TRUE
108 | LV_248-2_0_4_line_108 |  | 100 | 102 | 0.021061 | 0.125 | 0.08 | 261 | 0 | 0.364 | 1 | 1 | cs | TRUE
109 | LV_248-2_0_4_line_109 |  | 102 | 103 | 0.01237 | 0.125 | 0.08 | 261 | 0 | 0.364 | 1 | 1 | cs | TRUE
110 | LV_248-2_0_4_line_110 |  | 103 | 123 | 0.0089237 | 0.125 | 0.08 | 261 | 0 | 0.364 | 1 | 1 | cs | TRUE
111 | LV_248-2_0_4_line_111 |  | 104 | 105 | 0.026478 | 0.125 | 0.08 | 261 | 0 | 0.364 | 1 | 3 | cs | TRUE
112 | LV_248-2_0_4_line_112 |  | 105 | 106 | 0.0037245 | 0.125 | 0.08 | 261 | 0 | 0.364 | 1 | 3 | cs | TRUE
113 | LV_248-2_0_4_line_113 |  | 107 | 108 | 0.021037 | 0.125 | 0.08 | 261 | 0 | 0.364 | 1 | 1 | cs | TRUE
114 | LV_248-2_0_4_line_114 |  | 108 | 109 | 0.014597 | 0.125 | 0.08 | 261 | 0 | 0.364 | 1 | 1 | cs | TRUE
115 | LV_248-2_0_4_line_115 |  | 109 | 110 | 0.0049139 | 0.125 | 0.08 | 261 | 0 | 0.364 | 1 | 1 | cs | TRUE
116 | LV_248-2_0_4_line_116 |  | 110 | 111 | 0.00018935 | 0.125 | 0.08 | 261 | 0 | 0.364 | 1 | 1 | cs | TRUE
117 | LV_248-2_0_4_line_117 |  | 111 | 121 | 0.012726 | 0.125 | 0.08 | 261 | 0 | 0.364 | 1 | 1 | cs | TRUE
118 | LV_248-2_0_4_line_118 |  | 112 | 113 | 0.013891 | 0.125 | 0.08 | 261 | 0 | 0.364 | 1 | 1 | cs | TRUE
119 | LV_248-2_0_4_line_119 |  | 114 | 115 | 0.066998 | 0.125 | 0.08 | 261 | 0 | 0.364 | 1 | 1 | cs | TRUE
120 | LV_248-2_0_4_line_120 |  | 115 | 116 | 0.035043 | 0.125 | 0.08 | 261 | 0 | 0.364 | 1 | 1 | cs | TRUE
121 | LV_248-2_0_4_line_121 |  | 117 | 118 | 0.10583 | 0.125 | 0.08 | 261 | 0 | 0.364 | 1 | 1 | cs | TRUE
122 | LV_248-2_0_4_line_122 |  | 118 | 119 | 0.10122 | 0.125 | 0.08 | 261 | 0 | 0.364 | 1 | 1 | cs | TRUE
123 | LV_248-2_0_4_line_123 |  | 119 | 120 | 0.088404 | 0.125 | 0.08 | 261 | 0 | 0.364 | 1 | 1 | cs | TRUE
124 | LV_248-2_0_4_line_124 |  | 120 | 122 | 0.037095 | 0.125 | 0.08 | 261 | 0 | 0.364 | 1 | 1 | cs | TRUE
125 | LV_248-2_0_4_line_125 |  | 122 | 133 | 0.031194 | 0.125 | 0.08 | 261 | 0 | 0.364 | 1 | 1 | cs | TRUE
126 | LV_248-2_0_4_line_126 |  | 123 | 124 | 0.023108 | 0.125 | 0.08 | 261 | 0 | 0.364 | 1 | 1 | cs | TRUE
127 | LV_248-2_0_4_line_127 |  | 125 | 126 | 0.039789 | 0.125 | 0.08 | 261 | 0 | 0.364 | 1 | 1 | cs | TRUE
128 | LV_248-2_0_4_line_128 |  | 126 | 127 | 0.0050884 | 0.125 | 0.08 | 261 | 0 | 0.364 | 1 | 1 | cs | TRUE
129 | LV_248-2_0_4_line_129 |  | 127 | 128 | 0.00081979 | 0.125 | 0.08 | 261 | 0 | 0.364 | 1 | 1 | cs | TRUE
130 | LV_248-2_0_4_line_130 |  | 128 | 129 | 0.0050729 | 0.125 | 0.08 | 261 | 0 | 0.364 | 1 | 1 | cs | TRUE
131 | LV_248-2_0_4_line_131 |  | 129 | 132 | 0.0071135 | 0.125 | 0.08 | 261 | 0 | 0.364 | 1 | 1 | cs | TRUE
132 | LV_248-2_0_4_line_132 |  | 130 | 131 | 0.0042136 | 0.125 | 0.08 | 261 | 0 | 0.364 | 1 | 3 | cs | TRUE
133 | LV_248-2_0_4_line_133 |  | 131 | 132 | 0.00082994 | 0.125 | 0.08 | 261 | 0 | 0.364 | 1 | 1 | cs | TRUE
134 | LV_248-2_0_4_line_134 |  | 133 | 134 | 0.0029938 | 0.125 | 0.08 | 261 | 0 | 0.364 | 1 | 1 | cs | TRUE
135 | LV_248-2_0_4_line_135 |  | 133 | 135 | 0.051943 | 0.125 | 0.08 | 261 | 0 | 0.364 | 1 | 1 | cs | TRUE
136 | LV_248-2_0_4_line_136 |  | 136 | 137 | 0.013608 | 0.125 | 0.08 | 261 | 0 | 0.364 | 1 | 1 | cs | TRUE

## trafo
| name | std_type | hv_bus | lv_bus | sn_mva | vn_hv_kv | vn_lv_kv | vk_percent | vkr_percent | pfe_kw | i0_percent | shift_degree | tap_side | tap_neutral | tap_min | tap_max | tap_step_percent | tap_step_degree | tap_pos | tap_phase_shifter | parallel | df | in_service
0 | LV_248-2_0_4_trafo_114 | 0.63 MVA 20/0.4 kV | 138 | 131 | 0.63 | 20 | 0.4 | 6 | 1.206 | 1.65 | 0.2619 | 150 | hv | 0 | -2 | 2 | 2.5 | 0 | 0 | FALSE | 1 | 1 | TRUE

## line_geodata
| x0 | y0 | x1 | y1 | x2 | y2 | x3 | y3 | x4 | y4 | x5 | y5 | x6 | y6 | x7 | y7 | x8 | y8 | x9 | y9 | x10 | y10 | x11 | y11 | x12 | y12 | x13 | y13 | x14 | y14 | x15 | y15 | x16 | y16 | x17 | y17 | x18 | y18 | x19 | y19 | x20 | y20
0 | 2677349.9324 | 1246900.2304 | 2677362.7926 | 1246913.1628
1 | 2677349.9324 | 1246900.2304 | 2677343.2373 | 1246893.4977
2 | 2677373.8448 | 1246924.2771 | 2677362.7926 | 1246913.1628
3 | 2677334.4931 | 1246883.4033 | 2677335.7589 | 1246885.9772 | 2677343.2373 | 1246893.4977
4 | 2677373.8448 | 1246924.2771 | 2677382.5084 | 1246932.9893
5 | 2677374.9778 | 1246869.9216 | 2677372.7937 | 1246868.8368 | 2677368.0118 | 1246867.1065 | 2677364.1146 | 1246867.0556 | 2677358.7075 | 1246868.664 | 2677354.8712 | 1246870.8934 | 2677354.3467 | 1246873.455 | 2677334.4931 | 1246883.4033
6 | 2677393.2162 | 1246943.7573 | 2677382.5084 | 1246932.9893
7 | 2677349.1978 | 1246852.3838 | 2677354.6139 | 1246861.6611 | 2677358.7075 | 1246868.664 | 2677364.1146 | 1246867.0556 | 2677368.0118 | 1246867.1065 | 2677372.7937 | 1246868.8368 | 2677374.9778 | 1246869.9216
8 | 2677374.9778 | 1246869.9216 | 2677411.8025 | 1246903.0037 | 2677436.3734 | 1246927.4957
9 | 2677349.1978 | 1246852.3838 | 2677344.5112 | 1246856.6702 | 2677320.7747 | 1246871.2602
10 | 2677349.1978 | 1246852.3838 | 2677343.3226 | 1246850.5058 | 2677330.0774 | 1246856.127
11 | 2677272.3013 | 1246901.2946 | 2677273.7608 | 1246905.2276
12 | 2677273.7608 | 1246905.2276 | 2677260.2488 | 1246910.6135
13 | 2677266.0585 | 1246896.3208 | 2677270.0684 | 1246895.2612 | 2677272.3013 | 1246901.2946
14 | 2677248.5044 | 1246915.2948 | 2677260.2488 | 1246910.6135
15 | 2677320.7747 | 1246871.2602 | 2677316.194 | 1246874.3805 | 2677311.6622 | 1246869.6958 | 2677295.3186 | 1246874.1131
16 | 2677347.2611 | 1246808.0266 | 2677348.2006 | 1246798.5542 | 2677349.2784 | 1246775.585 | 2677350.7581 | 1246768.1323 | 2677353.0208 | 1246760.8788 | 2677356.0354 | 1246753.902 | 2677359.84 | 1246747.1689 | 2677364.3565 | 1246740.8677 | 2677369.5159 | 1246735.0975 | 2677382.8807 | 1246724.5865 | 2677400.3651 | 1246713.8847
17 | 2677400.3651 | 1246713.8847 | 2677422.4321 | 1246746.0033
18 | 2677319.0906 | 1246775.0911 | 2677325.2478 | 1246772.7363 | 2677331.1793 | 1246786.5236 | 2677342.2133 | 1246812.2082 | 2677347.2611 | 1246808.0266
19 | 2677347.2611 | 1246808.0266 | 2677353.3594 | 1246818.8695 | 2677357.5418 | 1246823.898
20 | 2677319.0906 | 1246775.0911 | 2677312.588 | 1246759.0111
21 | 2677319.0906 | 1246775.0911 | 2677326.2057 | 1246792.6797
22 | 2677266.0585 | 1246896.3208 | 2677252.8677 | 1246884.1177
23 | 2677266.0585 | 1246896.3208 | 2677250.1598 | 1246906.5544 | 2677244.8194 | 1246908.4813
24 | 2677266.0585 | 1246896.3208 | 2677270.0684 | 1246895.2612 | 2677279.4538 | 1246891.5363
25 | 2677279.4538 | 1246891.5363 | 2677263.7069 | 1246851.291 | 2677262.5372 | 1246848.307 | 2677270.3222 | 1246845.0838 | 2677268.2437 | 1246839.9531
26 | 2677279.4538 | 1246891.5363 | 2677286.5899 | 1246888.2491 | 2677287.1966 | 1246886.3334 | 2677291.5633 | 1246884.5557 | 2677288.3891 | 1246875.9859 | 2677295.3186 | 1246874.1131
27 | 2677272.6854 | 1246838.2208 | 2677268.2437 | 1246839.9531
28 | 2677268.2437 | 1246839.9531 | 2677260.1102 | 1246819.9082
29 | 2677290.3829 | 1246705.7003 | 2677279.7221 | 1246710.4648
30 | 2677290.3829 | 1246705.7003 | 2677296.2358 | 1246718.5747 | 2677312.588 | 1246759.0111
31 | 2677279.7221 | 1246710.4648 | 2677293.9426 | 1246742.0729 | 2677281.9572 | 1246747.0425
32 | 2677279.7221 | 1246710.4648 | 2677264.4175 | 1246717.319
33 | 2677248.5044 | 1246915.2948 | 2677231.298 | 1246922.1534 | 2677223.222 | 1246925.372
34 | 2677231.022 | 1246863.9078 | 2677252.8677 | 1246884.1177
35 | 2677244.8194 | 1246908.4813 | 2677239.5674 | 1246910.3763
36 | 2677213.7259 | 1246925.2612 | 2677207.1386 | 1246927.9362
37 | 2677185.5675 | 1246936.6959 | 2677207.1386 | 1246927.9362
38 | 2677255.5528 | 1246808.6766 | 2677260.1102 | 1246819.9082
39 | 2677237.7656 | 1247087.2567 | 2677241.6176 | 1247103.5186 | 2677239.7563 | 1247109.8844
40 | 2677237.7656 | 1247087.2567 | 2677233.1111 | 1247084.4608 | 2677223.7009 | 1247075.0425 | 2677208.0686 | 1247083.5751
41 | 2677239.7563 | 1247109.8844 | 2677226.9455 | 1247153.6993
42 | 2677198.5719 | 1247088.7587 | 2677208.0686 | 1247083.5751
43 | 2677243.7584 | 1247043.2889 | 2677245.0412 | 1247044.2649 | 2677264.6703 | 1247037.8034
44 | 2677234.0302 | 1247035.8872 | 2677243.7584 | 1247043.2889
45 | 2677253.9322 | 1246722.015 | 2677264.4175 | 1246717.319
46 | 2677253.9322 | 1246722.015 | 2677261.2257 | 1246738.7577
47 | 2677224.3804 | 1246731.8261 | 2677229.4754 | 1246729.8243 | 2677245.634 | 1246723.4524 | 2677249.704 | 1246721.8487 | 2677253.9322 | 1246722.015
48 | 2677224.3804 | 1246731.8261 | 2677231.0902 | 1246748.369
49 | 2677231.0902 | 1246748.369 | 2677246.2007 | 1246785.624
50 | 2677250.4364 | 1246796.0672 | 2677246.2007 | 1246785.624
51 | 2677021.8834 | 1247000.9057 | 2677014.7269 | 1247003.7432
52 | 2676946.7411 | 1247030.7 | 2677014.7269 | 1247003.7432
53 | 2677021.8834 | 1247000.9057 | 2677052.4117 | 1246988.801
54 | 2676946.7411 | 1247030.7 | 2676948.1318 | 1247034.7098
55 | 2676864.8549 | 1246759.4095 | 2676843.3246 | 1246799.0924 | 2676824.4958 | 1246830.271 | 2676841.9445 | 1246835.6231 | 2676850.101 | 1246839.854 | 2676853.8248 | 1246860.8507 | 2676857.2099 | 1246874.7713 | 2676873.1364 | 1246908.3574 | 2676876.9795 | 1246924.2298 | 2676877.6069 | 1246956.817 | 2676876.9389 | 1246965.8037 | 2676897.4082 | 1246960.7098 | 2676902.6712 | 1246974.2655 | 2676895.1057 | 1246989.7119 | 2676888.6454 | 1246997.9897 | 2676907.6395 | 1247014.6035 | 2676918.527 | 1247010.9309 | 2676929.8556 | 1247019.8398 | 2676933.6004 | 1247029.2952 | 2676944.8915 | 1247025.9615 | 2676946.7411 | 1247030.7
56 | 2677058.4382 | 1246986.4115 | 2677052.4117 | 1246988.801
57 | 2676946.3636 | 1247051.6324 | 2676940.8928 | 1247037.807 | 2676948.1318 | 1247034.7098
58 | 2676864.8549 | 1246759.4095 | 2676849.4523 | 1246748.3019 | 2676835.9465 | 1246745.3094
59 | 2677079.6175 | 1246978.0138 | 2677058.4382 | 1246986.4115
60 | 2676946.3636 | 1247051.6324 | 2676951.9536 | 1247056.8531 | 2676968.1475 | 1247059.8877 | 2676983.2468 | 1247052.9675 | 2676989.954 | 1247047.7842 | 2676998.9596 | 1247045.9331 | 2677009.2253 | 1247041.2852
61 | 2676831.9164 | 1246744.4164 | 2676835.9465 | 1246745.3094
62 | 2677089.2398 | 1246974.1985 | 2677079.6175 | 1246978.0138
63 | 2677091.3659 | 1246979.7412 | 2677084.6112 | 1246982.1774 | 2677080.5722 | 1246981.4133 | 2677073.2434 | 1246985.0095 | 2677063.9508 | 1246988.7365
64 | 2677091.3659 | 1246979.7412 | 2677093.3096 | 1246988.2726 | 2677086.3688 | 1247008.7817
65 | 2677091.3659 | 1246979.7412 | 2677097.5745 | 1246977.4758 | 2677103.3127 | 1246975.3711 | 2677111.3159 | 1246969.8712 | 2677116.2759 | 1246967.9306
66 | 2677091.3659 | 1246979.7412 | 2677089.2398 | 1246974.1985
67 | 2677124.3244 | 1246960.8366 | 2677102.1854 | 1246969.2651
68 | 2677145.6505 | 1246952.9054 | 2677128.5111 | 1246959.2427 | 2677124.3244 | 1246960.8366
69 | 2677089.2398 | 1246974.1985 | 2677091.6843 | 1246973.2629 | 2677102.1854 | 1246969.2651
70 | 2677145.6505 | 1246952.9054 | 2677147.3813 | 1246952.2026
71 | 2677147.9414 | 1246955.6483 | 2677145.6505 | 1246952.9054
72 | 2677147.3813 | 1246952.2026 | 2677170.219 | 1246942.9286
73 | 2677147.9414 | 1246955.6483 | 2677158.5926 | 1246968.4072
74 | 2677147.9414 | 1246955.6483 | 2677154.9764 | 1246952.5709 | 2677164.074 | 1246948.9451
75 | 2677170.219 | 1246942.9286 | 2677183.5535 | 1246937.5137
76 | 2677186.0624 | 1246988.8581 | 2677158.5926 | 1246968.4072 | 2677158.5926 | 1246968.4072
77 | 2677164.074 | 1246948.9451 | 2677172.3594 | 1246945.643
78 | 2677082.2003 | 1247042.6786 | 2677082.2127 | 1247024.2988 | 2677085.603 | 1247011.0444 | 2677086.3688 | 1247008.7817
79 | 2677185.5675 | 1246936.6959 | 2677183.5535 | 1246937.5137
80 | 2677186.0624 | 1246988.8581 | 2677190.8019 | 1246992.3866
81 | 2677195.1656 | 1246936.5538 | 2677172.3594 | 1246945.643
82 | 2677230.8904 | 1246863.6077 | 2677231.022 | 1246863.9078 | 2677231.022 | 1246863.9078
83 | 2677211.2434 | 1246818.8289 | 2677230.8904 | 1246863.6077
84 | 2677211.2434 | 1246818.8289 | 2677204.2278 | 1246804.7385 | 2677193.4499 | 1246779.8865
85 | 2677182.9389 | 1246755.6498 | 2677193.4499 | 1246779.8865
86 | 2677172.4504 | 1246731.465 | 2677182.9389 | 1246755.6498
87 | 2677082.2003 | 1247042.6786 | 2677085.6136 | 1247061.8449
88 | 2677082.2003 | 1247042.6786 | 2677071.7559 | 1247046.5457 | 2677066.4514 | 1247047.255
89 | 2677234.3583 | 1246912.2559 | 2677239.5674 | 1246910.3763
90 | 2677147.6669 | 1247118.1678 | 2677154.0602 | 1247115.1922
91 | 2677146.9228 | 1247118.5141 | 2677147.6669 | 1247118.1678
92 | 2677160.6348 | 1247112.1322 | 2677154.0602 | 1247115.1922
93 | 2677125.9261 | 1247128.2865 | 2677146.9228 | 1247118.5141
94 | 2677160.6348 | 1247112.1322 | 2677169.3385 | 1247108.0812
95 | 2677114.972 | 1247126.4909 | 2677116.1804 | 1247127.2257 | 2677121.3101 | 1247128.3377 | 2677125.9261 | 1247128.2865 | 2677125.9261 | 1247128.2865
96 | 2677169.3385 | 1247108.0812 | 2677180.0219 | 1247103.1088
97 | 2677114.972 | 1247126.4909 | 2677109.6136 | 1247123.2326
98 | 2677180.0219 | 1247103.1088 | 2677190.2422 | 1247098.3521
99 | 2677092.8051 | 1247113.0116 | 2677109.6136 | 1247123.2326
100 | 2677092.8051 | 1247113.0116 | 2677091.9302 | 1247101.2918 | 2677091.2139 | 1247096.7602
101 | 2677092.8051 | 1247113.0116 | 2677088.5395 | 1247125.6097 | 2677081.5565 | 1247137.4831 | 2677077.497 | 1247140.6492
102 | 2677091.2139 | 1247096.7602 | 2677090.3042 | 1247091.0056
103 | 2677061.4197 | 1247151.7325 | 2677065.5006 | 1247150.0057 | 2677077.497 | 1247140.6492
104 | 2677090.3042 | 1247091.0056 | 2677089.0831 | 1247083.2815
105 | 2677057.6445 | 1247153.3299 | 2677061.4197 | 1247151.7325
106 | 2677086.3326 | 1247065.8824 | 2677089.0831 | 1247083.2815
107 | 2677086.3326 | 1247065.8824 | 2677085.6136 | 1247061.8449
108 | 2677086.3326 | 1247065.8824 | 2677105.3936 | 1247056.9234
109 | 2677105.3936 | 1247056.9234 | 2677116.5887 | 1247051.6616
110 | 2677124.6648 | 1247047.8657 | 2677116.5887 | 1247051.6616
111 | 2677223.222 | 1246925.372 | 2677198.6254 | 1246935.1749
112 | 2677195.1656 | 1246936.5538 | 2677198.6254 | 1246935.1749
113 | 2677066.4514 | 1247047.255 | 2677066.4514 | 1247047.255 | 2677054.5826 | 1247052.0265 | 2677050.621 | 1247059.258 | 2677050.621 | 1247059.258
114 | 2677037.1083 | 1247064.7784 | 2677050.621 | 1247059.258
115 | 2677037.1083 | 1247064.7784 | 2677032.5593 | 1247066.6368
116 | 2677032.3841 | 1247066.7084 | 2677032.5593 | 1247066.6368
117 | 2677032.3841 | 1247066.7084 | 2677020.6029 | 1247071.5213
118 | 2677198.5719 | 1247088.7587 | 2677198.5719 | 1247088.7587 | 2677196.483 | 1247095.4474 | 2677190.2422 | 1247098.3521
119 | 2677226.9455 | 1247153.6993 | 2677223.1568 | 1247166.6571 | 2677225.1036 | 1247203.3423 | 2677209.3331 | 1247209.0189
120 | 2677223.5472 | 1247241.0493 | 2677223.5472 | 1247241.0493 | 2677218.2565 | 1247229.1162 | 2677209.3331 | 1247209.0189 | 2677209.3331 | 1247209.0189
121 | 2676961.7605 | 1247197.4818 | 2676975.9879 | 1247187.8817 | 2677057.6445 | 1247153.3299
122 | 2676961.7605 | 1247197.4818 | 2676950.6539 | 1247208.1565 | 2676982.1693 | 1247238.2872 | 2676984.2462 | 1247236.5685 | 2676990.3246 | 1247237.3257 | 2677017.2534 | 1247257.0785
123 | 2677017.2534 | 1247257.0785 | 2677023.169 | 1247250.5951 | 2677030.6936 | 1247244.6885 | 2677037.7304 | 1247240.866 | 2677045.1732 | 1247237.7716 | 2677097.1933 | 1247223.3095
124 | 2677132.9324 | 1247213.3738 | 2677097.1933 | 1247223.3095
125 | 2677132.9324 | 1247213.3738 | 2677162.987 | 1247205.0183
126 | 2677124.6648 | 1247047.8657 | 2677143.9052 | 1247038.8225 | 2677144.789 | 1247037.1991
127 | 2677234.0302 | 1247035.8872 | 2677227.8528 | 1247031.1872 | 2677224.5781 | 1247021.0483 | 2677215.8404 | 1247011.0274 | 2677209.3614 | 1247006.2039
128 | 2677205.2799 | 1247003.1653 | 2677209.3614 | 1247006.2039
129 | 2677205.2799 | 1247003.1653 | 2677204.6224 | 1247002.6757
130 | 2677204.6224 | 1247002.6757 | 2677200.5533 | 1246999.6464
131 | 2677200.5533 | 1246999.6464 | 2677194.8475 | 1246995.3984
132 | 2677194.1818 | 1246994.9028 | 2677190.8019 | 1246992.3866
133 | 2677194.8475 | 1246995.3984 | 2677194.1818 | 1246994.9028
134 | 2677165.8714 | 1247204.2165 | 2677162.987 | 1247205.0183
135 | 2677162.987 | 1247205.0183 | 2677165.132 | 1247256.9166
136 | 2677250.4364 | 1246796.0672 | 2677255.5528 | 1246808.6766

## bus_geodata
| x | y | coords
0 | 2677349.9324 | 1246900.2304
1 | 2677362.7926 | 1246913.1628
2 | 2677343.2373 | 1246893.4977
3 | 2677373.8448 | 1246924.2771
4 | 2677334.4931 | 1246883.4033
5 | 2677382.5084 | 1246932.9893
6 | 2677374.9778 | 1246869.9216
7 | 2677393.2162 | 1246943.7572
8 | 2677349.1978 | 1246852.3838
9 | 2677436.3734 | 1246927.4957
10 | 2677273.7608 | 1246905.2276
11 | 2677272.3013 | 1246901.2946
12 | 2677260.2488 | 1246910.6135
13 | 2677320.7747 | 1246871.2602
14 | 2677330.0774 | 1246856.127
15 | 2677400.3651 | 1246713.8847
16 | 2677347.2611 | 1246808.0266
17 | 2677422.4321 | 1246746.0033
18 | 2677319.0906 | 1246775.0911
19 | 2677357.5418 | 1246823.898
20 | 2677266.0585 | 1246896.3208
21 | 2677279.4538 | 1246891.5363
22 | 2677268.2437 | 1246839.9531
23 | 2677295.3186 | 1246874.1131
24 | 2677290.3829 | 1246705.7003
25 | 2677279.7221 | 1246710.4648
26 | 2677312.588 | 1246759.0111
27 | 2677326.2057 | 1246792.6797
28 | 2677248.5044 | 1246915.2948
29 | 2677252.8677 | 1246884.1177
30 | 2677244.8194 | 1246908.4813
31 | 2677213.7259 | 1246925.2612
32 | 2677207.1386 | 1246927.9362
33 | 2677272.6854 | 1246838.2208
34 | 2677260.1102 | 1246819.9082
35 | 2677237.7656 | 1247087.2567
36 | 2677239.7563 | 1247109.8844
37 | 2677208.0686 | 1247083.5751
38 | 2677264.6703 | 1247037.8034
39 | 2677243.7584 | 1247043.2889
40 | 2677281.9572 | 1246747.0425
41 | 2677264.4175 | 1246717.319
42 | 2677261.2257 | 1246738.7577
43 | 2677253.9322 | 1246722.015
44 | 2677224.3804 | 1246731.8261
45 | 2677231.0902 | 1246748.369
46 | 2677246.2007 | 1246785.624
47 | 2677014.7269 | 1247003.7432
48 | 2677021.8834 | 1247000.9057
49 | 2676946.7411 | 1247030.7
50 | 2677052.4117 | 1246988.801
51 | 2676948.1318 | 1247034.7098
52 | 2676864.8549 | 1246759.4095
53 | 2677058.4382 | 1246986.4115
54 | 2676946.3636 | 1247051.6324
55 | 2677009.2253 | 1247041.2852
56 | 2676835.9465 | 1246745.3094
57 | 2677079.6175 | 1246978.0138
58 | 2677063.9508 | 1246988.7365
59 | 2677091.3659 | 1246979.7412
60 | 2676831.9164 | 1246744.4164
61 | 2677124.3244 | 1246960.8366
62 | 2677102.1854 | 1246969.2651
63 | 2677145.6504 | 1246952.9054
64 | 2677089.2398 | 1246974.1985
65 | 2677147.3813 | 1246952.2026
66 | 2677147.9414 | 1246955.6483
67 | 2677170.219 | 1246942.9286
68 | 2677158.5926 | 1246968.4072
69 | 2677164.074 | 1246948.9451
70 | 2677086.3688 | 1247008.7817
71 | 2677116.2759 | 1246967.9306
72 | 2677183.5535 | 1246937.5137
73 | 2677186.0624 | 1246988.8581
74 | 2677172.3594 | 1246945.643
75 | 2677230.8904 | 1246863.6077
76 | 2677231.022 | 1246863.9078
77 | 2677211.2434 | 1246818.8289
78 | 2677193.4499 | 1246779.8865
79 | 2677182.9389 | 1246755.6498
80 | 2677172.4504 | 1246731.465
81 | 2677185.5675 | 1246936.6959
82 | 2677082.2003 | 1247042.6786
83 | 2677234.3583 | 1246912.2559
84 | 2677239.5674 | 1246910.3763
85 | 2677147.6669 | 1247118.1678
86 | 2677154.0602 | 1247115.1921
87 | 2677146.9228 | 1247118.5141
88 | 2677160.6348 | 1247112.1322
89 | 2677125.9261 | 1247128.2865
90 | 2677169.3385 | 1247108.0812
91 | 2677114.972 | 1247126.4909
92 | 2677180.0219 | 1247103.1088
93 | 2677109.6136 | 1247123.2326
94 | 2677092.8051 | 1247113.0116
95 | 2677091.2139 | 1247096.7602
96 | 2677077.497 | 1247140.6492
97 | 2677090.3042 | 1247091.0056
98 | 2677061.4197 | 1247151.7325
99 | 2677089.0831 | 1247083.2815
100 | 2677086.3326 | 1247065.8824
101 | 2677085.6136 | 1247061.8449
102 | 2677105.3936 | 1247056.9234
103 | 2677116.5887 | 1247051.6616
104 | 2677223.222 | 1246925.372
105 | 2677198.6254 | 1246935.1749
106 | 2677195.1656 | 1246936.5538
107 | 2677066.4514 | 1247047.255
108 | 2677050.621 | 1247059.258
109 | 2677037.1083 | 1247064.7784
110 | 2677032.5593 | 1247066.6368
111 | 2677032.3841 | 1247066.7084
112 | 2677198.5719 | 1247088.7587
113 | 2677190.2422 | 1247098.3521
114 | 2677226.9455 | 1247153.6993
115 | 2677209.3331 | 1247209.0189
116 | 2677223.5472 | 1247241.0493
117 | 2677057.6445 | 1247153.3299
118 | 2676961.7605 | 1247197.4818
119 | 2677017.2534 | 1247257.0785
120 | 2677097.1933 | 1247223.3095
121 | 2677020.6029 | 1247071.5213
122 | 2677132.9324 | 1247213.3738
123 | 2677124.6648 | 1247047.8657
124 | 2677144.789 | 1247037.1991
125 | 2677234.0302 | 1247035.8872
126 | 2677209.3614 | 1247006.2039
127 | 2677205.2799 | 1247003.1653
128 | 2677204.6224 | 1247002.6757
129 | 2677200.5533 | 1246999.6464
130 | 2677190.8019 | 1246992.3866
131 | 2677194.1818 | 1246994.9028
132 | 2677194.8475 | 1246995.3984
133 | 2677162.987 | 1247205.0183
134 | 2677165.8714 | 1247204.2165
135 | 2677165.132 | 1247256.9166
136 | 2677250.4364 | 1246796.0672
137 | 2677255.5528 | 1246808.6766
138 | 2677147.9414 | 1246955.6483

## line_std_types
| c_nf_per_km | r_ohm_per_km | x_ohm_per_km | max_i_ka | type | q_mm2 | alpha | voltage_rating
NAYY 4x50 SE | 210 | 0.642 | 0.083 | 0.142 | cs | 50 | 0.00403 | LV
NAYY 4x120 SE | 264 | 0.225 | 0.08 | 0.242 | cs | 120 | 0.00403 | LV
NAYY 4x150 SE | 261 | 0.208 | 0.08 | 0.27 | cs | 150 | 0.00403 | LV
NA2XS2Y 1x95 RM/25 12/20 kV | 216 | 0.313 | 0.132 | 0.252 | cs | 95 | 0.00403 | MV
NA2XS2Y 1x185 RM/25 12/20 kV | 273 | 0.161 | 0.117 | 0.362 | cs | 185 | 0.00403 | MV
NA2XS2Y 1x240 RM/25 12/20 kV | 304 | 0.122 | 0.112 | 0.421 | cs | 240 | 0.00403 | MV
NA2XS2Y 1x95 RM/25 6/10 kV | 315 | 0.313 | 0.123 | 0.249 | cs | 95 | 0.00403 | MV
NA2XS2Y 1x185 RM/25 6/10 kV | 406 | 0.161 | 0.11 | 0.358 | cs | 185 | 0.00403 | MV
NA2XS2Y 1x240 RM/25 6/10 kV | 456 | 0.122 | 0.105 | 0.416 | cs | 240 | 0.00403 | MV
NA2XS2Y 1x150 RM/25 12/20 kV | 250 | 0.206 | 0.116 | 0.319 | cs | 150 | 0.00403 | MV
NA2XS2Y 1x120 RM/25 12/20 kV | 230 | 0.253 | 0.119 | 0.283 | cs | 120 | 0.00403 | MV
NA2XS2Y 1x70 RM/25 12/20 kV | 190 | 0.443 | 0.132 | 0.22 | cs | 70 | 0.00403 | MV
NA2XS2Y 1x150 RM/25 6/10 kV | 360 | 0.206 | 0.11 | 0.315 | cs | 150 | 0.00403 | MV
NA2XS2Y 1x120 RM/25 6/10 kV | 340 | 0.253 | 0.113 | 0.28 | cs | 120 | 0.00403 | MV
NA2XS2Y 1x70 RM/25 6/10 kV | 280 | 0.443 | 0.123 | 0.217 | cs | 70 | 0.00403 | MV
N2XS(FL)2Y 1x120 RM/35 64/110 kV | 112 | 0.153 | 0.166 | 0.366 | cs | 120 | 0.00393 | HV
N2XS(FL)2Y 1x185 RM/35 64/110 kV | 125 | 0.099 | 0.156 | 0.457 | cs | 185 | 0.00393 | HV
N2XS(FL)2Y 1x240 RM/35 64/110 kV | 135 | 0.075 | 0.149 | 0.526 | cs | 240 | 0.00393 | HV
N2XS(FL)2Y 1x300 RM/35 64/110 kV | 144 | 0.06 | 0.144 | 0.588 | cs | 300 | 0.00393 | HV
15-AL1/3-ST1A 0.4 | 11 | 1.8769 | 0.35 | 0.105 | ol | 16 | 0.00403 | LV
24-AL1/4-ST1A 0.4 | 11.25 | 1.2012 | 0.335 | 0.14 | ol | 24 | 0.00403 | LV
48-AL1/8-ST1A 0.4 | 12.2 | 0.5939 | 0.3 | 0.21 | ol | 48 | 0.00403 | LV
94-AL1/15-ST1A 0.4 | 13.2 | 0.306 | 0.29 | 0.35 | ol | 94 | 0.00403 | LV
34-AL1/6-ST1A 10.0 | 9.7 | 0.8342 | 0.36 | 0.17 | ol | 34 | 0.00403 | MV
48-AL1/8-ST1A 10.0 | 10.1 | 0.5939 | 0.35 | 0.21 | ol | 48 | 0.00403 | MV
70-AL1/11-ST1A 10.0 | 10.4 | 0.4132 | 0.339 | 0.29 | ol | 70 | 0.00403 | MV
94-AL1/15-ST1A 10.0 | 10.75 | 0.306 | 0.33 | 0.35 | ol | 94 | 0.00403 | MV
122-AL1/20-ST1A 10.0 | 11.1 | 0.2376 | 0.323 | 0.41 | ol | 122 | 0.00403 | MV
149-AL1/24-ST1A 10.0 | 11.25 | 0.194 | 0.315 | 0.47 | ol | 149 | 0.00403 | MV
34-AL1/6-ST1A 20.0 | 9.15 | 0.8342 | 0.382 | 0.17 | ol | 34 | 0.00403 | MV
48-AL1/8-ST1A 20.0 | 9.5 | 0.5939 | 0.372 | 0.21 | ol | 48 | 0.00403 | MV
70-AL1/11-ST1A 20.0 | 9.7 | 0.4132 | 0.36 | 0.29 | ol | 70 | 0.00403 | MV
94-AL1/15-ST1A 20.0 | 10 | 0.306 | 0.35 | 0.35 | ol | 94 | 0.00403 | MV
122-AL1/20-ST1A 20.0 | 10.3 | 0.2376 | 0.344 | 0.41 | ol | 122 | 0.00403 | MV
149-AL1/24-ST1A 20.0 | 10.5 | 0.194 | 0.337 | 0.47 | ol | 149 | 0.00403 | MV
184-AL1/30-ST1A 20.0 | 10.75 | 0.1571 | 0.33 | 0.535 | ol | 184 | 0.00403 | MV
243-AL1/39-ST1A 20.0 | 11 | 0.1188 | 0.32 | 0.645 | ol | 243 | 0.00403 | MV
48-AL1/8-ST1A 110.0 | 8 | 0.5939 | 0.46 | 0.21 | ol | 48 | 0.00403 | HV
70-AL1/11-ST1A 110.0 | 8.4 | 0.4132 | 0.45 | 0.29 | ol | 70 | 0.00403 | HV
94-AL1/15-ST1A 110.0 | 8.65 | 0.306 | 0.44 | 0.35 | ol | 94 | 0.00403 | HV
122-AL1/20-ST1A 110.0 | 8.5 | 0.2376 | 0.43 | 0.41 | ol | 122 | 0.00403 | HV
149-AL1/24-ST1A 110.0 | 8.75 | 0.194 | 0.41 | 0.47 | ol | 149 | 0.00403 | HV
184-AL1/30-ST1A 110.0 | 8.8 | 0.1571 | 0.4 | 0.535 | ol | 184 | 0.00403 | HV
243-AL1/39-ST1A 110.0 | 9 | 0.1188 | 0.39 | 0.645 | ol | 243 | 0.00403 | HV
305-AL1/39-ST1A 110.0 | 9.2 | 0.0949 | 0.38 | 0.74 | ol | 305 | 0.00403 | HV
490-AL1/64-ST1A 110.0 | 9.75 | 0.059 | 0.37 | 0.96 | ol | 490 | 0.00403 | HV
679-AL1/86-ST1A 110.0 | 9.95 | 0.042 | 0.36 | 1.15 | ol | 679 | 0.00403 | HV
490-AL1/64-ST1A 220.0 | 10 | 0.059 | 0.285 | 0.96 | ol | 490 | 0.00403 | HV
679-AL1/86-ST1A 220.0 | 11.7 | 0.042 | 0.275 | 1.15 | ol | 679 | 0.00403 | HV
490-AL1/64-ST1A 380.0 | 11 | 0.059 | 0.253 | 0.96 | ol | 490 | 0.00403 | HV
679-AL1/86-ST1A 380.0 | 14.6 | 0.042 | 0.25 | 1.15 | ol | 679 | 0.00403 | HV

## trafo_std_types
| i0_percent | pfe_kw | vkr_percent | sn_mva | vn_lv_kv | vn_hv_kv | vk_percent | shift_degree | vector_group | tap_side | tap_neutral | tap_min | tap_max | tap_step_degree | tap_step_percent | tap_phase_shifter
160 MVA 380/110 kV | 0.06 | 60 | 0.25 | 160 | 110 | 380 | 12.2 | 0 | Yy0 | hv | 0 | -9 | 9 | 0 | 1.5 | FALSE
100 MVA 220/110 kV | 0.06 | 55 | 0.26 | 100 | 110 | 220 | 12 | 0 | Yy0 | hv | 0 | -9 | 9 | 0 | 1.5 | FALSE
63 MVA 110/20 kV | 0.04 | 22 | 0.32 | 63 | 20 | 110 | 18 | 150 | YNd5 | hv | 0 | -9 | 9 | 0 | 1.5 | FALSE
40 MVA 110/20 kV | 0.05 | 18 | 0.34 | 40 | 20 | 110 | 16.2 | 150 | YNd5 | hv | 0 | -9 | 9 | 0 | 1.5 | FALSE
25 MVA 110/20 kV | 0.07 | 14 | 0.41 | 25 | 20 | 110 | 12 | 150 | YNd5 | hv | 0 | -9 | 9 | 0 | 1.5 | FALSE
63 MVA 110/10 kV | 0.04 | 22 | 0.32 | 63 | 10 | 110 | 18 | 150 | YNd5 | hv | 0 | -9 | 9 | 0 | 1.5 | FALSE
40 MVA 110/10 kV | 0.05 | 18 | 0.34 | 40 | 10 | 110 | 16.2 | 150 | YNd5 | hv | 0 | -9 | 9 | 0 | 1.5 | FALSE
25 MVA 110/10 kV | 0.07 | 14 | 0.41 | 25 | 10 | 110 | 12 | 150 | YNd5 | hv | 0 | -9 | 9 | 0 | 1.5 | FALSE
0.25 MVA 20/0.4 kV | 0.32 | 0.8 | 1.44 | 0.25 | 0.4 | 20 | 6 | 150 | Yzn5 | hv | 0 | -2 | 2 | 0 | 2.5 | FALSE
0.4 MVA 20/0.4 kV | 0.3375 | 1.35 | 1.425 | 0.4 | 0.4 | 20 | 6 | 150 | Dyn5 | hv | 0 | -2 | 2 | 0 | 2.5 | FALSE
0.63 MVA 20/0.4 kV | 0.2619 | 1.65 | 1.206 | 0.63 | 0.4 | 20 | 6 | 150 | Dyn5 | hv | 0 | -2 | 2 | 0 | 2.5 | FALSE
0.25 MVA 10/0.4 kV | 0.24 | 0.6 | 1.2 | 0.25 | 0.4 | 10 | 4 | 150 | Dyn5 | hv | 0 | -2 | 2 | 0 | 2.5 | FALSE
0.4 MVA 10/0.4 kV | 0.2375 | 0.95 | 1.325 | 0.4 | 0.4 | 10 | 4 | 150 | Dyn5 | hv | 0 | -2 | 2 | 0 | 2.5 | FALSE
0.63 MVA 10/0.4 kV | 0.1873 | 1.18 | 1.0794 | 0.63 | 0.4 | 10 | 4 | 150 | Dyn5 | hv | 0 | -2 | 2 | 0 | 2.5 | FALSE

## trafo3w_std_types
| sn_hv_mva | sn_mv_mva | sn_lv_mva | vn_hv_kv | vn_mv_kv | vn_lv_kv | vk_hv_percent | vk_mv_percent | vk_lv_percent | vkr_hv_percent | vkr_mv_percent | vkr_lv_percent | pfe_kw | i0_percent | shift_mv_degree | shift_lv_degree | vector_group | tap_side | tap_neutral | tap_min | tap_max | tap_step_percent
63/25/38 MVA 110/20/10 kV | 63 | 25 | 38 | 110 | 20 | 10 | 10.4 | 10.4 | 10.4 | 0.28 | 0.32 | 0.35 | 35 | 0.89 | 0 | 0 | YN0yn0yn0 | hv | 0 | -10 | 10 | 1.2
63/25/38 MVA 110/10/10 kV | 63 | 25 | 38 | 110 | 10 | 10 | 10.4 | 10.4 | 10.4 | 0.28 | 0.32 | 0.35 | 35 | 0.89 | 0 | 0 | YN0yn0yn0 | hv | 0 | -10 | 10 | 1.2

## fuse_std_types
| fuse_type | i_rated_a | t_avg | t_min | t_total | x_avg | x_min | x_total
HV 100A | HV 100A | 100 | 0 | [10.0, 3.64, 0.854, 0.281, 0.1, 0.0531, 0.022, 0.01] | [10.0, 4.267, 1.21, 0.403, 0.1, 0.058, 0.022, 0.01] | 0 | [300.0, 350.0, 450.0, 550.0, 700.0, 850.0, 1200.0, 1752.0] | [600.0, 700.0, 900.0, 1150.0, 1665.0, 2000.0, 3000.0, 4313.0]
HV 10A | HV 10A | 10 | 0 | [10.0, 1675.0, 0.344, 0.156, 0.1, 0.0417, 0.0171, 0.01] | [10.0, 1.3, 0.3, 0.155, 0.1, 0.0555, 0.023, 0.01] | 0 | [30.0, 32.0, 35.0, 37.0, 39.0, 50.0, 70.0, 88.0] | [60.0, 70.0, 80.0, 87.0, 94.0, 110.0, 150.0, 216.0]
HV 125A | HV 125A | 125 | 0 | [10.0, 1.82, 0.344, 0.1, 0.0467, 0.0269, 0.01] | [10.0, 2.478, 0.426, 0.1, 0.0427, 0.0211, 0.01] | 0 | [375.0, 500.0, 700.0, 925.0, 1200.0, 1500.0, 2341.0] | [750.0, 1000.0, 1500.0, 2200.0, 3000.0, 4000.0, 5765.0]
HV 160A | HV 160A | 160 | 0 | [10.0, 4.15, 1.03, 0.198, 0.1, 0.051, 0.0172, 0.01] | [10.0, 2.3, 0.734, 0.274, 0.1, 0.046, 0.0177, 0.01] | 0 | [480.0, 550.0, 700.0, 1000.0, 1260.0, 1600.0, 2500.0, 3227.0] | [960.0, 1300.0, 1700.0, 2200.0, 2996.0, 4000.0, 6000.0, 7946.0]
HV 16A | HV 16A | 16 | 0 | [10.0, 0.352, 0.164, 0.1, 0.0649, 0.0342, 0.01] | [10.0, 2.34, 0.722, 0.181, 0.1, 0.055, 0.0296, 0.01] | 0 | [48.0, 60.0, 65.0, 71.0, 80.0, 100.0, 162.0] | [96.0, 110.0, 125.0, 150.0, 168.0, 200.0, 250.0, 398.0]
HV 200A | HV 200A | 200 | 0 | [10.0, 4.267, 1.21, 0.403, 0.1, 0.058, 0.022, 0.01] | [10.0, 3.73, 1.654, 0.328, 0.1, 0.0531, 0.019, 0.01] | 0 | [600.0, 700.0, 900.0, 1150.0, 1665.0, 2000.0, 3000.0, 4313.0] | [1200.0, 1500.0, 1800.0, 2700.0, 3960.0, 5000.0, 7500.0, 10620.0]
HV 20A | HV 20A | 20 | 0 | [10.0, 1.3, 0.3, 0.155, 0.1, 0.0555, 0.023, 0.01] | [10.0, 1.3, 0.161, 0.1, 0.0611, 0.0399, 0.0141, 0.01] | 0 | [60.0, 70.0, 80.0, 87.0, 94.0, 110.0, 150.0, 216.0] | [120.0, 150.0, 200.0, 223.0, 260.0, 300.0, 450.0, 532.0]
HV 25A | HV 25A | 25 | 0 | [10.0, 2.512, 0.833, 0.299, 0.1, 0.0372, 0.0223, 0.01] | [10.0, 3.125, 0.597, 0.198, 0.1, 0.0378, 0.022, 0.01] | 0 | [75.0, 82.0, 90.0, 100.0, 124.0, 170.0, 200.0, 289.0] | [150.0, 170.0, 210.0, 250.0, 294.0, 400.0, 500.0, 711.0]
HV 31.5A | HV 31.5A | 31.5 | 0 | [10.0, 2.34, 0.722, 0.181, 0.1, 0.055, 0.0296, 0.01] | [10.0, 2.84, 0.368, 0.164, 0.1, 0.0621, 0.0378, 0.0195, 0.01] | 0 | [95.0, 110.0, 125.0, 150.0, 165.0, 200.0, 250.0, 390.0] | [189.0, 220.0, 300.0, 350.0, 393.0, 450.0, 530.0, 700.0, 960.0]
HV 40A | HV 40A | 40 | 0 | [10.0, 1.3, 0.161, 0.1, 0.0611, 0.0399, 0.0141, 0.01] | [10.0, 2.05, 0.369, 0.198, 0.1, 0.051, 0.0298, 0.01] | 0 | [120.0, 150.0, 200.0, 223.0, 260.0, 300.0, 450.0, 532.0] | [240.0, 300.0, 400.0, 450.0, 530.0, 650.0, 800.0, 1311.0]
HV 50A | HV 50A | 50 | 0 | [10.0, 3.215, 0.597, 0.198, 0.1, 0.0378, 0.022, 0.01] | [10.0, 3.64, 0.854, 0.281, 0.1, 0.0531, 0.022, 0.01] | 0 | [150.0, 170.0, 210.0, 250.0, 294.0, 400.0, 500.0, 711.0] | [300.0, 350.0, 450.0, 550.0, 700.0, 850.0, 1200.0, 1752.0]
HV 6.3A | HV 6.3A | 6.3 | 0 | [10.0, 1.39, 0.344, 0.168, 0.1, 0.056, 0.0263, 0.01] | [10.0, 1.711, 0.516, 0.198, 0.1, 0.0634, 0.0303, 0.01] | 0 | [19.0, 19.5, 20.4, 20.8, 22.0, 25.0, 32.0, 48.0] | [38.0, 40.0, 43.0, 48.0, 53.0, 60.0, 75.0, 118.0]
HV 63A | HV 63A | 63 | 0 | [10.0, 2.84, 0.368, 0.164, 0.1, 0.0621, 0.0378, 0.0195, 0.01] | [10.0, 1.82, 0.344, 0.1, 0.0467, 0.0269, 0.01] | 0 | [189.0, 220.0, 300.0, 350.0, 393.0, 450.0, 530.0, 700.0, 961.0] | [378.0, 500.0, 700.0, 934.0, 1200.0, 1500.0, 2366.0]
HV 80A | HV 80A | 80 | 0 | [10.0, 2.05, 0.369, 0.198, 0.1, 0.051, 0.0298, 0.01] | [10.0, 4.15, 1.03, 0.198, 0.1, 0.051, 0.0172, 0.01] | 0 | [240.0, 300.0, 400.0, 450.0, 530.0, 650.0, 800.0, 1311.0] | [480.0, 550.0, 700.0, 1000.0, 1260.0, 1600.0, 2500.0, 3227.0]
Siemens NH-1-100 | Siemens NH-1-100 | 100 | [5400.0, 2000.0, 400.0, 20.0, 1.0, 0.2, 0.012, 0.004] | 0 | 0 | [150.0, 190.0, 250.0, 430.0, 900.0, 1250.0, 2700.0, 3600.0] | 0 | 0
Siemens NH-1-125 | Siemens NH-1-125 | 125 | [4800.0, 120.0, 7.0, 0.1, 0.004] | 0 | 0 | [180.0, 400.0, 740.0, 2000.0, 4250.0] | 0 | 0
Siemens NH-1-16 | Siemens NH-1-16 | 16 | [4000.0, 400.0, 2.0, 0.1, 0.04, 0.01] | 0 | 0 | [26.0, 35.0, 75.0, 150.0, 200.0, 300.0] | 0 | 0
Siemens NH-1-160 | Siemens NH-1-160 | 160 | [4800.0, 120.0, 7.0, 0.1, 0.004] | 0 | 0 | [210.0, 500.0, 900.0, 2300.0, 5000.0] | 0 | 0
Siemens NH-1-25 | Siemens NH-1-25 | 25 | [4000.0, 1000.0, 10.0, 0.2, 0.02, 0.01] | 0 | 0 | [40.0, 50.0, 100.0, 210.0, 400.0, 500.0] | 0 | 0
Siemens NH-1-50 | Siemens NH-1-50 | 50 | [4000.0, 40.0, 4.0, 1.0, 0.02, 0.01] | 0 | 0 | [86.0, 200.0, 300.0, 400.0, 1000.0, 1280.0] | 0 | 0
Siemens NH-1-63 | Siemens NH-1-63 | 63 | [4000.0, 100.0, 10.0, 2.0, 0.04, 0.01] | 0 | 0 | [100.0, 200.0, 300.0, 400.0, 1000.0, 1500.0] | 0 | 0
Siemens NH-1-80 | Siemens NH-1-80 | 80 | [4800.0, 120.0, 7.0, 0.1, 0.01] | 0 | 0 | [150.58, 250.0, 450.0, 1150.0, 2470.0] | 0 | 0
Siemens NH-2-1000 | Siemens NH-2-1000 | 1000 | [4800.0, 120.0, 7.0, 0.1, 0.004] | 0 | 0 | [1900.0, 3500.0, 8400.0, 24000.0, 52000.0] | 0 | 0
Siemens NH-2-200 | Siemens NH-2-200 | 200 | [4800.0, 120.0, 7.0, 0.1, 0.004] | 0 | 0 | [280.0, 650.0, 1200.0, 3000.0, 7000.0] | 0 | 0
Siemens NH-2-224 | Siemens NH-2-224 | 224 | [4800.0, 120.0, 7.0, 0.2, 0.04, 0.004] | 0 | 0 | [400.0, 750.0, 1453.0, 3025.0, 4315.0, 7600.0] | 0 | 0
Siemens NH-2-250 | Siemens NH-2-250 | 250 | [4800.0, 120.0, 7.0, 0.1, 0.004] | 0 | 0 | [450.0, 800.0, 1650.0, 4000.0, 8500.0] | 0 | 0
Siemens NH-2-315 | Siemens NH-2-315 | 315 | [4800.0, 120.0, 7.0, 0.1, 0.004] | 0 | 0 | [550.0, 920.0, 1900.0, 5000.0, 11000.0] | 0 | 0
Siemens NH-2-355 | Siemens NH-2-355 | 355 | [4800.0, 120.0, 6.0, 0.1, 0.004] | 0 | 0 | [650.0, 1116.27, 2350.0, 5840.0, 12790.0] | 0 | 0
Siemens NH-2-400 | Siemens NH-2-400 | 400 | [4800.0, 120.0, 7.0, 0.1, 0.004] | 0 | 0 | [720.0, 1350.0, 2800.0, 6500.0, 15000.0] | 0 | 0
Siemens NH-2-425 | Siemens NH-2-425 | 425 | [4800.0, 120.0, 7.0, 0.1, 0.004] | 0 | 0 | [850.0, 1500.0, 3050.0, 7500.0, 16500.0] | 0 | 0
Siemens NH-2-630 | Siemens NH-2-630 | 630 | [4800.0, 120.0, 7.0, 0.1, 0.004] | 0 | 0 | [1200.0, 2000.0, 4800.0, 12000.0, 26000.0] | 0 | 0

## res_bus
| vm_pu | va_degree | p_mw | q_mvar
0 | 0.97206 | -0.53883 | 0.0062585 | 0.0015685
1 | 0.97146 | -0.55063 | 0.019275 | 0.0048308
2 | 0.97242 | -0.53159 | 0.0018213 | 0.00045647
3 | 0.97123 | -0.5552 | 0.0063178 | 0.0015834
4 | 0.97296 | -0.52088 | 0 | 0
5 | 0.97112 | -0.55735 | 0.0016672 | 0.00041783
6 | 0.97483 | -0.48416 | 0 | 0
7 | 0.97101 | -0.55953 | 0.0077965 | 0.001954
8 | 0.9764 | -0.45333 | 0 | 0
9 | 0.97454 | -0.48994 | 0.0037394 | 0.00093718
10 | 0.98459 | -0.29386 | 0 | 0
11 | 0.98411 | -0.30316 | 0 | 0
12 | 0.98626 | -0.26166 | 0.0016797 | 0.00042098
13 | 0.97819 | -0.41832 | 0 | 0
14 | 0.97622 | -0.45682 | 0.0092895 | 0.0023282
15 | 0.97652 | -0.45173 | 0 | 0
16 | 0.97655 | -0.45113 | 0 | 0
17 | 0.97651 | -0.45194 | 0.00028375 | 7.1115e-05
18 | 0.97665 | -0.44912 | 0 | 0
19 | 0.97652 | -0.4517 | 0.0016654 | 0.00041739
20 | 0.9829 | -0.32667 | 0 | 0
21 | 0.98157 | -0.35242 | 0 | 0
22 | 0.9796 | -0.39103 | 0 | 0
23 | 0.97971 | -0.38871 | 0.0086125 | 0.0021585
24 | 0.97704 | -0.44147 | 0 | 0
25 | 0.9771 | -0.44018 | 0 | 0
26 | 0.97671 | -0.4479 | 0.0022199 | 0.00055636
27 | 0.97661 | -0.44978 | 0.0019088 | 0.00047839
28 | 0.98773 | -0.23339 | 0.0021643 | 0.00054242
29 | 0.98257 | -0.33307 | 0.0013804 | 0.00034597
30 | 0.98282 | -0.32823 | 0.0010688 | 0.00026786
31 | 0.99368 | -0.11983 | 0.0015802 | 0.00039605
32 | 0.99369 | -0.11963 | 0.0016825 | 0.00042168
33 | 0.97957 | -0.39165 | 0.0072002 | 0.0018045
34 | 0.97904 | -0.40207 | 0.0024401 | 0.00061155
35 | 0.97358 | -0.50964 | 0 | 0
36 | 0.97323 | -0.51644 | 0.0049973 | 0.0012524
37 | 0.97412 | -0.499 | 0.0060127 | 0.0015069
38 | 0.99614 | -0.074198 | 0.0024037 | 0.00060241
39 | 0.99619 | -0.073257 | 0.041505 | 0.010402
40 | 0.97708 | -0.44058 | 0.00046672 | 0.00011697
41 | 0.9772 | -0.43817 | 0.0021828 | 0.00054706
42 | 0.97726 | -0.43714 | 0.0023904 | 0.0005991
43 | 0.9773 | -0.43634 | 0 | 0
44 | 0.97762 | -0.42995 | 0 | 0
45 | 0.9778 | -0.42633 | 0.0034535 | 0.00086552
46 | 0.97835 | -0.41564 | 0.0029167 | 0.000731
47 | 0.98949 | -0.2002 | 0.0038044 | 0.00095347
48 | 0.98963 | -0.19748 | 0.00069831 | 0.00017501
49 | 0.98841 | -0.22109 | 0 | 0
50 | 0.99025 | -0.18549 | 0.00079553 | 0.00019938
51 | 0.98838 | -0.22174 | 0 | 0
52 | 0.9858 | -0.27187 | 0 | 0
53 | 0.99037 | -0.18304 | 0.000869 | 0.00021779
54 | 0.9882 | -0.22522 | 0 | 0
55 | 0.98765 | -0.23586 | 0.0085695 | 0.0021477
56 | 0.98558 | -0.27625 | 0.0066747 | 0.0016728
57 | 0.99084 | -0.17405 | 0.0017006 | 0.0004262
58 | 0.99028 | -0.18465 | 0.004098 | 0.0010271
59 | 0.99039 | -0.1825 | 0 | 0
60 | 0.98558 | -0.27631 | 0.00076416 | 0.00019152
61 | 0.99307 | -0.13126 | 0.0030763 | 0.000771
62 | 0.992 | -0.15176 | 0.0010132 | 0.00025394
63 | 0.99412 | -0.1112 | 0 | 0
64 | 0.99106 | -0.16966 | 0 | 0
65 | 0.9941 | -0.11166 | 0.0039936 | 0.0010009
66 | 0.9943 | -0.10776 | 0 | 0
67 | 0.99388 | -0.116 | 0.001873 | 0.00046943
68 | 0.99584 | -0.078503 | 0.002911 | 0.00072956
69 | 0.99357 | -0.12175 | 0.0011921 | 0.00029876
70 | 0.98717 | -0.24451 | 0.0032666 | 0.00081869
71 | 0.99031 | -0.18415 | 0.0033356 | 0.00083598
72 | 0.99377 | -0.11806 | 0.0020906 | 0.00052395
73 | 0.99905 | -0.017921 | 0.0010619 | 0.00026615
74 | 0.99319 | -0.12884 | 0.0010983 | 0.00027526
75 | 0.98206 | -0.34303 | 0.0029276 | 0.00073372
76 | 0.98207 | -0.34294 | 0.0029342 | 0.00073538
77 | 0.9815 | -0.35407 | 0 | 0
78 | 0.98101 | -0.36375 | 0.0041477 | 0.0010395
79 | 0.9808 | -0.36775 | 0.0041842 | 0.0010487
80 | 0.9807 | -0.36973 | 0.0041537 | 0.001041
81 | 0.99376 | -0.11829 | 0.0027515 | 0.00068959
82 | 0.98361 | -0.31324 | 0 | 0
83 | 0.9828 | -0.32862 | 0.0013505 | 0.00033847
84 | 0.98281 | -0.32848 | 0.0010969 | 0.00027492
85 | 0.97601 | -0.4617 | 0.002135 | 0.00053508
86 | 0.97578 | -0.46628 | 0.00076344 | 0.00019134
87 | 0.97604 | -0.46114 | 0.001541 | 0.0003862
88 | 0.97554 | -0.47089 | 0.00076344 | 0.00019134
89 | 0.97688 | -0.44456 | 0.0048536 | 0.0012164
90 | 0.97524 | -0.47686 | 0.0064922 | 0.0016271
91 | 0.97735 | -0.43549 | 0.0012921 | 0.00032383
92 | 0.97494 | -0.4828 | 0.0011306 | 0.00028336
93 | 0.97761 | -0.43031 | 0.0020281 | 0.00050828
94 | 0.97848 | -0.41334 | 0 | 0
95 | 0.9795 | -0.39324 | 0.0021328 | 0.00053453
96 | 0.97787 | -0.42526 | 0.0018265 | 0.00045775
97 | 0.97988 | -0.38586 | 0.0027069 | 0.0006784
98 | 0.97753 | -0.43189 | 0.0019215 | 0.00048158
99 | 0.98041 | -0.37557 | 0.0018083 | 0.00045319
100 | 0.98163 | -0.35187 | 0 | 0
101 | 0.98197 | -0.34526 | 0.0020465 | 0.0005129
102 | 0.98134 | -0.35751 | 0.0024642 | 0.00061759
103 | 0.9812 | -0.36028 | 0.0026685 | 0.0006688
104 | 0.99094 | -0.17176 | 0.004573 | 0.0011461
105 | 0.99202 | -0.15115 | 0.0010619 | 0.00026614
106 | 0.99218 | -0.14823 | 0.0011061 | 0.00027723
107 | 0.98331 | -0.31918 | 0.0043902 | 0.0011003
108 | 0.98301 | -0.3251 | 0.0020225 | 0.00050689
109 | 0.98282 | -0.32867 | 0.0024537 | 0.00061496
110 | 0.98277 | -0.32966 | 0.004778 | 0.0011975
111 | 0.98277 | -0.32968 | 0.0052181 | 0.0013078
112 | 0.97434 | -0.49466 | 0.0033478 | 0.00083903
113 | 0.97466 | -0.48824 | 0.0011404 | 0.00028582
114 | 0.97277 | -0.52554 | 0.0031821 | 0.0007975
115 | 0.97229 | -0.53498 | 0.0022795 | 0.00057131
116 | 0.97212 | -0.53845 | 0.0053669 | 0.0013451
117 | 0.97747 | -0.43312 | 0.0048751 | 0.0012218
118 | 0.97632 | -0.45571 | 0 | 0
119 | 0.97522 | -0.47735 | 0 | 0
120 | 0.97426 | -0.49629 | 0.0036645 | 0.00091842
121 | 0.98276 | -0.32994 | 0.0011235 | 0.00028157
122 | 0.97398 | -0.50175 | 0.0020966 | 0.00052546
123 | 0.98112 | -0.36184 | 0.0026445 | 0.00066277
124 | 0.98097 | -0.36478 | 0.0070305 | 0.001762
125 | 0.99668 | -0.063835 | 0.017274 | 0.0043293
126 | 0.99889 | -0.021214 | 0.0010621 | 0.00026619
127 | 0.99918 | -0.015683 | 0.0010616 | 0.00026606
128 | 0.99923 | -0.014777 | 0.0010551 | 0.00026444
129 | 0.99953 | -0.0090789 | 0.0010684 | 0.00026777
130 | 0.9996 | -0.0074709 | 0.0010621 | 0.0002662
131 | 1 | 0 | -0.37897 | -0.09681
132 | 0.99995 | -0.00096201 | 0.0010679 | 0.00026764
133 | 0.97381 | -0.50514 | 0.0011007 | 0.00027585
134 | 0.9738 | -0.50528 | 0.0024556 | 0.00061542
135 | 0.9737 | -0.50739 | 0.0023556 | 0.00059037
136 | 0.97853 | -0.41205 | 0 | 0
137 | 0.97875 | -0.40772 | 0.0081244 | 0.0020362
138 | 0.99998 | 149.9956 | 0 | 0

## res_line
| p_from_mw | q_from_mvar | p_to_mw | q_to_mvar | pl_mw | ql_mvar | i_from_ka | i_to_ka | i_ka | vm_from_pu | va_from_degree | vm_to_pu | va_to_degree | loading_percent
0 | 0.035082 | 0.0088012 | -0.035062 | -0.0087888 | 1.9727e-05 | 1.2399e-05 | 0.053706 | 0.053706 | 0.053706 | 0.97206 | -0.53883 | 0.97146 | -0.55063 | 14.7544
1 | -0.04134 | -0.01037 | 0.041354 | 0.010379 | 1.4261e-05 | 9.009e-06 | 0.063286 | 0.063286 | 0.063286 | 0.97206 | -0.53883 | 0.97242 | -0.53159 | 17.3863
2 | 0.015787 | 0.003958 | -0.015783 | -0.003956 | 3.4371e-06 | 2.0057e-06 | 0.024182 | 0.024182 | 0.024182 | 0.97146 | -0.55063 | 0.97123 | -0.5552 | 6.6433
3 | -0.043176 | -0.010835 | 0.043198 | 0.010849 | 2.2059e-05 | 1.395e-05 | 0.066073 | 0.066073 | 0.066073 | 0.97242 | -0.53159 | 0.97296 | -0.52088 | 18.152
4 | 0.0094655 | 0.0023726 | -0.0094645 | -0.0023722 | 9.6902e-07 | 4.6814e-07 | 0.014502 | 0.014502 | 0.014502 | 0.97123 | -0.5552 | 0.97112 | -0.55735 | 3.9841
5 | -0.043198 | -0.010849 | 0.043274 | 0.010897 | 7.5833e-05 | 4.7957e-05 | 0.066073 | 0.066073 | 0.066073 | 0.97296 | -0.52088 | 0.97483 | -0.48416 | 18.152
6 | 0.0077974 | 0.0019543 | -0.0077965 | -0.001954 | 8.129e-07 | 3.3239e-07 | 0.011948 | 0.011948 | 0.011948 | 0.97112 | -0.55735 | 0.97101 | -0.55953 | 3.2824
7 | -0.047014 | -0.011834 | 0.047083 | 0.011878 | 6.9401e-05 | 4.3968e-05 | 0.071782 | 0.071782 | 0.071782 | 0.97483 | -0.48416 | 0.9764 | -0.45333 | 19.7204
8 | 0.0037404 | 0.00093679 | -0.0037394 | -0.00093718 | 1.0292e-06 | -3.9066e-07 | 0.0057093 | 0.0057096 | 0.0057096 | 0.97483 | -0.48416 | 0.97454 | -0.48994 | 1.5686
9 | -0.056374 | -0.014207 | 0.056469 | 0.014267 | 9.4575e-05 | 6.01e-05 | 0.085942 | 0.085941 | 0.085942 | 0.9764 | -0.45333 | 0.97819 | -0.41832 | 23.6103
10 | 0.009291 | 0.0023289 | -0.0092895 | -0.0023282 | 1.5455e-06 | 7.3209e-07 | 0.014159 | 0.01416 | 0.01416 | 0.9764 | -0.45333 | 0.97622 | -0.45682 | 3.89
11 | 0.12423 | 0.031492 | -0.12418 | -0.031457 | 5.5516e-05 | 3.5477e-05 | 0.18788 | 0.18788 | 0.18788 | 0.98459 | -0.29386 | 0.98411 | -0.30316 | 51.6154
12 | -0.12423 | -0.031492 | 0.12442 | 0.031615 | 0.00019255 | 0.00012304 | 0.18788 | 0.18788 | 0.18788 | 0.98459 | -0.29386 | 0.98626 | -0.26166 | 51.6153
13 | 0.12418 | 0.031457 | -0.12404 | -0.031367 | 0.00014006 | 8.9504e-05 | 0.18788 | 0.18788 | 0.18788 | 0.98411 | -0.30316 | 0.9829 | -0.32667 | 51.6154
14 | -0.1261 | -0.032036 | 0.12628 | 0.032146 | 0.0001719 | 0.00010985 | 0.19041 | 0.19041 | 0.19041 | 0.98626 | -0.26166 | 0.98773 | -0.23339 | 52.3116
15 | -0.056469 | -0.014267 | 0.056549 | 0.014318 | 8.0295e-05 | 5.1025e-05 | 0.085941 | 0.085941 | 0.085941 | 0.97819 | -0.41832 | 0.97971 | -0.38871 | 23.6103
16 | -0.00028375 | -7.0629e-05 | 0.00028376 | 6.9183e-05 | 8.1192e-09 | -1.4465e-06 | 0.00043221 | 0.0004317 | 0.00043221 | 0.97652 | -0.45173 | 0.97655 | -0.45113 | 0.11874
17 | 0.00028375 | 7.0629e-05 | -0.00028375 | -7.1115e-05 | 2.731e-09 | -4.8576e-07 | 0.00043221 | 0.00043239 | 0.00043239 | 0.97652 | -0.45173 | 0.97651 | -0.45194 | 0.11879
18 | -0.0019492 | -0.00048637 | 0.0019494 | 0.00048578 | 1.8551e-07 | -5.8335e-07 | 0.0029694 | 0.0029691 | 0.0029694 | 0.97655 | -0.45113 | 0.97665 | -0.44912 | 0.81576
19 | 0.0016655 | 0.00041719 | -0.0016654 | -0.00041739 | 4.5839e-08 | -2.0813e-07 | 0.0025377 | 0.0025378 | 0.0025378 | 0.97655 | -0.45113 | 0.97652 | -0.4517 | 0.69719
20 | -0.0038583 | -0.00096398 | 0.0038585 | 0.00096391 | 2.2468e-07 | -7.3268e-08 | 0.0058774 | 0.0058773 | 0.0058774 | 0.97665 | -0.44912 | 0.97671 | -0.4479 | 1.6147
21 | 0.0019089 | 0.00047819 | -0.0019088 | -0.00047839 | 6.018e-08 | -1.989e-07 | 0.0029083 | 0.0029084 | 0.0029084 | 0.97665 | -0.44912 | 0.97661 | -0.44978 | 0.799
22 | 0.019757 | 0.0049604 | -0.019751 | -0.0049568 | 6.0297e-06 | 3.6313e-06 | 0.029913 | 0.029913 | 0.029913 | 0.9829 | -0.32667 | 0.98257 | -0.33307 | 8.2179
23 | 0.0035165 | 0.00088099 | -0.0035163 | -0.00088113 | 2.6128e-07 | -1.4435e-07 | 0.0053236 | 0.0053237 | 0.0053237 | 0.9829 | -0.32667 | 0.98282 | -0.32823 | 1.4625
24 | 0.10076 | 0.025526 | -0.10064 | -0.025447 | 0.00012447 | 7.9478e-05 | 0.15264 | 0.15264 | 0.15264 | 0.9829 | -0.32667 | 0.98157 | -0.35242 | 41.935
25 | 0.035363 | 0.0088979 | -0.035298 | -0.008857 | 6.5107e-05 | 4.0907e-05 | 0.053622 | 0.053622 | 0.053622 | 0.98157 | -0.35242 | 0.9796 | -0.39103 | 14.7313
26 | 0.065275 | 0.016549 | -0.065162 | -0.016476 | 0.00011361 | 7.2322e-05 | 0.099022 | 0.099022 | 0.099022 | 0.98157 | -0.35242 | 0.97971 | -0.38871 | 27.2039
27 | 0.0072004 | 0.0018046 | -0.0072002 | -0.0018045 | 2.1336e-07 | 7.6675e-08 | 0.010937 | 0.010938 | 0.010938 | 0.9796 | -0.39103 | 0.97957 | -0.39165 | 3.0048
28 | 0.028098 | 0.0070524 | -0.028083 | -0.0070432 | 1.478e-05 | 9.1869e-06 | 0.042684 | 0.042684 | 0.042684 | 0.9796 | -0.39103 | 0.97904 | -0.40207 | 11.7265
29 | -0.0060803 | -0.0015207 | 0.0060807 | 0.0015208 | 3.745e-07 | 9.3784e-08 | 0.0092591 | 0.009259 | 0.0092591 | 0.97704 | -0.44147 | 0.9771 | -0.44018 | 2.5437
30 | 0.0060803 | 0.0015207 | -0.0060784 | -0.0015203 | 1.857e-06 | 4.6534e-07 | 0.0092591 | 0.0092594 | 0.0092594 | 0.97704 | -0.44147 | 0.97671 | -0.4479 | 2.5438
31 | 0.00046673 | 0.00011638 | -0.00046672 | -0.00011697 | 9.013e-09 | -5.9027e-07 | 0.00071057 | 0.00071078 | 0.00071078 | 0.9771 | -0.44018 | 0.97708 | -0.44058 | 0.19527
32 | -0.0065474 | -0.0016372 | 0.006548 | 0.0016374 | 6.2503e-07 | 1.8996e-07 | 0.0099696 | 0.0099695 | 0.0099696 | 0.9771 | -0.44018 | 0.9772 | -0.43817 | 2.7389
33 | -0.12844 | -0.032689 | 0.12882 | 0.032933 | 0.00038283 | 0.00024466 | 0.19367 | 0.19367 | 0.19367 | 0.98773 | -0.23339 | 0.99094 | -0.17176 | 53.2073
34 | 0.01837 | 0.0046108 | -0.018362 | -0.0046056 | 8.6391e-06 | 5.1522e-06 | 0.027823 | 0.027823 | 0.027823 | 0.98257 | -0.33307 | 0.98207 | -0.34294 | 7.6436
35 | 0.0024475 | 0.00061327 | -0.0024475 | -0.00061333 | 2.875e-08 | -5.2355e-08 | 0.0037055 | 0.0037055 | 0.0037055 | 0.98282 | -0.32823 | 0.98281 | -0.32848 | 1.018
36 | -0.0015802 | -0.00039605 | 0.0015803 | 0.00039596 | 1.493e-08 | -8.2545e-08 | 0.0023664 | 0.0023664 | 0.0023664 | 0.99368 | -0.11983 | 0.99369 | -0.11963 | 0.65011
37 | -0.0032628 | -0.00081764 | 0.003263 | 0.00081748 | 2.0841e-07 | -1.6824e-07 | 0.0048859 | 0.0048858 | 0.0048859 | 0.99369 | -0.11963 | 0.99376 | -0.11829 | 1.3423
38 | 0.025643 | 0.0064316 | -0.025636 | -0.0064274 | 6.9049e-06 | 4.2668e-06 | 0.038976 | 0.038976 | 0.038976 | 0.97904 | -0.40207 | 0.97875 | -0.40772 | 10.7076
39 | 0.01584 | 0.0039732 | -0.015835 | -0.0039703 | 5.1314e-06 | 2.9939e-06 | 0.024211 | 0.024211 | 0.024211 | 0.97358 | -0.50964 | 0.97323 | -0.51644 | 6.6514
40 | -0.01584 | -0.0039732 | 0.015848 | 0.0039779 | 8.0347e-06 | 4.6874e-06 | 0.024211 | 0.024211 | 0.024211 | 0.97358 | -0.50964 | 0.97412 | -0.499 | 6.6514
41 | 0.010838 | 0.0027178 | -0.010833 | -0.0027154 | 4.7005e-06 | 2.4413e-06 | 0.016571 | 0.016571 | 0.016571 | 0.97323 | -0.51644 | 0.97277 | -0.52554 | 4.5524
42 | -0.021861 | -0.0054848 | 0.021865 | 0.0054876 | 4.5249e-06 | 2.7612e-06 | 0.033395 | 0.033395 | 0.033395 | 0.97412 | -0.499 | 0.97434 | -0.49466 | 9.1746
43 | -0.0024037 | -0.00060241 | 0.0024038 | 0.00060219 | 1.0769e-07 | -2.211e-07 | 0.0035905 | 0.0035904 | 0.0035905 | 0.99614 | -0.074198 | 0.99619 | -0.073257 | 0.98641
44 | -0.043909 | -0.011004 | 0.043929 | 0.011017 | 1.9718e-05 | 1.2461e-05 | 0.065587 | 0.065587 | 0.065587 | 0.99619 | -0.073257 | 0.99668 | -0.063835 | 18.0184
45 | -0.0087308 | -0.0021845 | 0.0087316 | 0.0021848 | 7.6133e-07 | 3.4331e-07 | 0.013293 | 0.013293 | 0.013293 | 0.9772 | -0.43817 | 0.9773 | -0.43634 | 3.652
46 | -0.0023904 | -0.0005991 | 0.0023905 | 0.00059893 | 9.0726e-08 | -1.7076e-07 | 0.0036398 | 0.0036397 | 0.0036398 | 0.97726 | -0.43714 | 0.9773 | -0.43634 | 0.99994
47 | -0.011122 | -0.0027837 | 0.011125 | 0.0027855 | 3.3815e-06 | 1.77e-06 | 0.016933 | 0.016933 | 0.016933 | 0.9773 | -0.43634 | 0.97762 | -0.42995 | 4.6519
48 | -0.011125 | -0.0027855 | 0.011127 | 0.0027865 | 1.9194e-06 | 1.0046e-06 | 0.016933 | 0.016933 | 0.016933 | 0.97762 | -0.42995 | 0.9778 | -0.42633 | 4.6519
49 | -0.014581 | -0.003652 | 0.014588 | 0.0036563 | 7.4221e-06 | 4.2456e-06 | 0.022188 | 0.022188 | 0.022188 | 0.9778 | -0.42633 | 0.97835 | -0.41564 | 6.0957
50 | -0.017505 | -0.0043873 | 0.017508 | 0.004389 | 2.9957e-06 | 1.7757e-06 | 0.026624 | 0.026624 | 0.026624 | 0.97835 | -0.41564 | 0.97853 | -0.41205 | 7.3143
51 | -0.019854 | -0.0049846 | 0.019857 | 0.0049862 | 2.5741e-06 | 1.5485e-06 | 0.02986 | 0.02986 | 0.02986 | 0.98949 | -0.2002 | 0.98963 | -0.19748 | 8.2034
52 | 0.01605 | 0.0040312 | -0.016034 | -0.0040219 | 1.5981e-05 | 9.2897e-06 | 0.024139 | 0.02414 | 0.02414 | 0.98949 | -0.2002 | 0.98841 | -0.22109 | 6.6318
53 | -0.020555 | -0.0051612 | 0.020567 | 0.0051683 | 1.1767e-05 | 7.1084e-06 | 0.03091 | 0.03091 | 0.03091 | 0.98963 | -0.19748 | 0.99025 | -0.18549 | 8.4919
54 | 0.0085755 | 0.0021503 | -0.0085752 | -0.0021502 | 2.6521e-07 | 1.1535e-07 | 0.01291 | 0.012911 | 0.012911 | 0.98841 | -0.22109 | 0.98838 | -0.22174 | 3.5468
55 | 0.0074585 | 0.0018715 | -0.0074404 | -0.0018649 | 1.8031e-05 | 6.6662e-06 | 0.011229 | 0.011231 | 0.011231 | 0.98841 | -0.22109 | 0.9858 | -0.27187 | 3.0854
56 | -0.021363 | -0.0053677 | 0.021365 | 0.0053692 | 2.5059e-06 | 1.5204e-06 | 0.032106 | 0.032106 | 0.032106 | 0.99025 | -0.18549 | 0.99037 | -0.18304 | 8.8203
57 | 0.0085752 | 0.0021502 | -0.0085738 | -0.0021496 | 1.4215e-06 | 6.1836e-07 | 0.012911 | 0.012911 | 0.012911 | 0.98838 | -0.22174 | 0.9882 | -0.22522 | 3.5469
58 | 0.0074404 | 0.0018649 | -0.0074389 | -0.0018643 | 1.5526e-06 | 5.7526e-07 | 0.011231 | 0.011231 | 0.011231 | 0.9858 | -0.27187 | 0.98558 | -0.27625 | 3.0855
59 | -0.022234 | -0.005587 | 0.022244 | 0.0055928 | 9.5375e-06 | 5.8107e-06 | 0.033411 | 0.033411 | 0.033411 | 0.99037 | -0.18304 | 0.99084 | -0.17405 | 9.1789
60 | 0.0085738 | 0.0021496 | -0.0085695 | -0.0021477 | 4.3447e-06 | 1.8906e-06 | 0.012911 | 0.012911 | 0.012911 | 0.9882 | -0.22522 | 0.98765 | -0.23586 | 3.547
61 | 0.00076416 | 0.00019147 | -0.00076416 | -0.00019152 | 2.0604e-09 | -5.1285e-08 | 0.0011537 | 0.0011537 | 0.0011537 | 0.98558 | -0.27625 | 0.98558 | -0.27631 | 0.31696
62 | -0.023944 | -0.006019 | 0.023949 | 0.0060221 | 5.0209e-06 | 3.08e-06 | 0.035965 | 0.035965 | 0.035965 | 0.99084 | -0.17405 | 0.99106 | -0.16966 | 9.8805
63 | -0.004098 | -0.0010271 | 0.0040984 | 0.0010269 | 4.1898e-07 | -1.11e-07 | 0.0061577 | 0.0061576 | 0.0061577 | 0.99028 | -0.18465 | 0.99039 | -0.1825 | 1.6917
64 | 0.11572 | 0.029514 | -0.11538 | -0.029293 | 0.00034537 | 0.00022065 | 0.17405 | 0.17405 | 0.17405 | 0.99039 | -0.1825 | 0.98717 | -0.24451 | 47.8165
65 | 0.0033359 | 0.0008358 | -0.0033356 | -0.00083598 | 2.6148e-07 | -1.8983e-07 | 0.0050119 | 0.005012 | 0.005012 | 0.99039 | -0.1825 | 0.99031 | -0.18415 | 1.3769
66 | -0.12316 | -0.031377 | 0.12323 | 0.031426 | 7.6354e-05 | 4.879e-05 | 0.18522 | 0.18522 | 0.18522 | 0.99039 | -0.1825 | 0.99106 | -0.16966 | 50.8849
67 | 0.14847 | 0.037876 | -0.14832 | -0.037783 | 0.00014687 | 9.3076e-05 | 0.22271 | 0.22271 | 0.22271 | 0.99307 | -0.13126 | 0.992 | -0.15176 | 20.3943
68 | -0.15155 | -0.038647 | 0.15169 | 0.03874 | 0.00014696 | 9.3172e-05 | 0.22731 | 0.22731 | 0.22731 | 0.99307 | -0.13126 | 0.99412 | -0.1112 | 20.8164
69 | 0.14731 | 0.037529 | -0.14718 | -0.037448 | 0.00012708 | 8.0975e-05 | 0.22119 | 0.22119 | 0.22119 | 0.992 | -0.15176 | 0.99106 | -0.16966 | 30.3827
70 | 0.013975 | 0.0035028 | -0.013975 | -0.0035027 | 3.0654e-07 | 1.7196e-07 | 0.020918 | 0.020918 | 0.020918 | 0.99412 | -0.1112 | 0.9941 | -0.11166 | 5.7467
71 | -0.16567 | -0.042243 | 0.1657 | 0.04226 | 2.7498e-05 | 1.746e-05 | 0.24823 | 0.24823 | 0.24823 | 0.99412 | -0.1112 | 0.9943 | -0.10776 | 22.7319
72 | 0.009981 | 0.0025018 | -0.0099789 | -0.0025008 | 2.0632e-06 | 1.0009e-06 | 0.01494 | 0.01494 | 0.01494 | 0.9941 | -0.11166 | 0.99388 | -0.116 | 4.1045
73 | -0.30397 | -0.077723 | 0.3044 | 0.077998 | 0.00043096 | 0.00027517 | 0.45545 | 0.45545 | 0.45545 | 0.9943 | -0.10776 | 0.99584 | -0.078503 | 41.7083
74 | 0.13828 | 0.035463 | -0.13818 | -0.035403 | 9.3785e-05 | 5.9343e-05 | 0.20722 | 0.20722 | 0.20722 | 0.9943 | -0.10776 | 0.99357 | -0.12175 | 18.9765
75 | 0.0081059 | 0.0020313 | -0.0081051 | -0.002031 | 7.9489e-07 | 3.2224e-07 | 0.012136 | 0.012136 | 0.012136 | 0.99388 | -0.116 | 0.99377 | -0.11806 | 3.3341
76 | -0.30731 | -0.078728 | 0.30822 | 0.079306 | 0.00090505 | 0.00057789 | 0.4598 | 0.4598 | 0.4598 | 0.99584 | -0.078503 | 0.99905 | -0.017921 | 42.1066
77 | 0.13699 | 0.035105 | -0.13694 | -0.035075 | 4.7054e-05 | 2.9768e-05 | 0.20544 | 0.20544 | 0.20544 | 0.99357 | -0.12175 | 0.99319 | -0.12884 | 18.813
78 | 0.11211 | 0.028475 | -0.11174 | -0.028239 | 0.00036953 | 0.00023606 | 0.16913 | 0.16913 | 0.16913 | 0.98717 | -0.24451 | 0.98361 | -0.31324 | 46.4638
79 | 0.0060145 | 0.0015071 | -0.0060145 | -0.0015071 | 6.6111e-08 | 1.4148e-08 | 0.0090057 | 0.0090057 | 0.0090057 | 0.99377 | -0.11806 | 0.99376 | -0.11829 | 2.4741
80 | -0.30928 | -0.079572 | 0.30944 | 0.079672 | 0.00015723 | 0.0001004 | 0.46139 | 0.46139 | 0.46139 | 0.99905 | -0.017921 | 0.9996 | -0.0074709 | 42.2514
81 | 0.13584 | 0.0348 | -0.13572 | -0.034719 | 0.00012745 | 8.0617e-05 | 0.20379 | 0.20379 | 0.20379 | 0.99319 | -0.12884 | 0.99218 | -0.14823 | 18.6623
82 | -0.015427 | -0.0038702 | 0.015427 | 0.0038703 | 6.7147e-08 | 3.8829e-08 | 0.023377 | 0.023377 | 0.023377 | 0.98206 | -0.34303 | 0.98207 | -0.34294 | 6.4222
83 | 0.0125 | 0.0031365 | -0.012493 | -0.0031329 | 6.5788e-06 | 3.5921e-06 | 0.018941 | 0.018941 | 0.018941 | 0.98206 | -0.34303 | 0.9815 | -0.35407 | 5.2036
84 | 0.012493 | 0.0031329 | -0.012488 | -0.0031298 | 5.7622e-06 | 3.1468e-06 | 0.018941 | 0.018941 | 0.018941 | 0.9815 | -0.35407 | 0.98101 | -0.36375 | 5.2037
85 | 0.0083398 | 0.0020903 | -0.0083383 | -0.0020896 | 1.5853e-06 | 6.8115e-07 | 0.01265 | 0.01265 | 0.01265 | 0.98101 | -0.36375 | 0.9808 | -0.36775 | 3.4753
86 | 0.0041541 | 0.0010409 | -0.0041537 | -0.001041 | 3.9264e-07 | -8.1364e-08 | 0.0063023 | 0.0063024 | 0.0063024 | 0.9808 | -0.36775 | 0.9807 | -0.36973 | 1.7314
87 | 0.091743 | 0.023222 | -0.091603 | -0.023132 | 0.00014079 | 8.9861e-05 | 0.13887 | 0.13887 | 0.13887 | 0.98361 | -0.31324 | 0.98197 | -0.34526 | 38.1517
88 | 0.019999 | 0.0050164 | -0.019993 | -0.0050129 | 5.6605e-06 | 3.4135e-06 | 0.030256 | 0.030256 | 0.030256 | 0.98361 | -0.31324 | 0.98331 | -0.31918 | 8.3121
89 | -0.0013505 | -0.00033847 | 0.0013505 | 0.00033841 | 8.6826e-09 | -6.4618e-08 | 0.0020448 | 0.0020447 | 0.0020448 | 0.9828 | -0.32862 | 0.98281 | -0.32848 | 0.56175
90 | 0.035551 | 0.0089352 | -0.035543 | -0.0089303 | 7.7711e-06 | 4.8854e-06 | 0.054209 | 0.054209 | 0.054209 | 0.97601 | -0.4617 | 0.97578 | -0.46628 | 14.8926
91 | -0.037686 | -0.0094703 | 0.037687 | 0.0094709 | 1.0163e-06 | 6.4015e-07 | 0.057464 | 0.057464 | 0.057464 | 0.97601 | -0.4617 | 0.97604 | -0.46114 | 15.7869
92 | 0.034779 | 0.008739 | -0.034772 | -0.0087342 | 7.6519e-06 | 4.8066e-06 | 0.053045 | 0.053045 | 0.053045 | 0.97578 | -0.46628 | 0.97554 | -0.47089 | 14.5728
93 | -0.039228 | -0.0098571 | 0.039259 | 0.0098767 | 3.1071e-05 | 1.9596e-05 | 0.059813 | 0.059813 | 0.059813 | 0.97604 | -0.46114 | 0.97688 | -0.44456 | 16.4323
94 | 0.034008 | 0.0085429 | -0.033999 | -0.0085368 | 9.69e-06 | 6.0818e-06 | 0.051881 | 0.051881 | 0.051881 | 0.97554 | -0.47089 | 0.97524 | -0.47686 | 14.2529
95 | -0.044112 | -0.011093 | 0.044131 | 0.011105 | 1.9105e-05 | 1.2086e-05 | 0.067207 | 0.067206 | 0.067207 | 0.97688 | -0.44456 | 0.97735 | -0.43549 | 18.4633
96 | 0.027506 | 0.0069097 | -0.027499 | -0.0069048 | 7.7857e-06 | 4.8358e-06 | 0.041975 | 0.041975 | 0.041975 | 0.97524 | -0.47686 | 0.97494 | -0.4828 | 11.5315
97 | -0.045423 | -0.011429 | 0.045435 | 0.011436 | 1.1253e-05 | 7.1233e-06 | 0.069174 | 0.069174 | 0.069174 | 0.97735 | -0.43549 | 0.97761 | -0.43031 | 19.0038
98 | 0.026368 | 0.0066215 | -0.026361 | -0.0066172 | 6.8484e-06 | 4.2424e-06 | 0.040249 | 0.040249 | 0.040249 | 0.97494 | -0.4828 | 0.97466 | -0.48824 | 11.0575
99 | -0.047463 | -0.011945 | 0.047501 | 0.011969 | 3.852e-05 | 2.4406e-05 | 0.072261 | 0.07226 | 0.072261 | 0.97761 | -0.43031 | 0.97848 | -0.41334 | 19.8518
100 | -0.067854 | -0.017086 | 0.06792 | 0.017128 | 6.5283e-05 | 4.1576e-05 | 0.10322 | 0.10322 | 0.10322 | 0.97848 | -0.41334 | 0.9795 | -0.39324 | 28.3566
101 | 0.020353 | 0.0051172 | -0.020341 | -0.0051102 | 1.1581e-05 | 7.0072e-06 | 0.030958 | 0.030958 | 0.030958 | 0.97848 | -0.41334 | 0.97787 | -0.42526 | 8.5049
102 | -0.070052 | -0.017662 | 0.070077 | 0.017678 | 2.4761e-05 | 1.5774e-05 | 0.10646 | 0.10646 | 0.10646 | 0.9795 | -0.39324 | 0.97988 | -0.38586 | 29.2467
103 | 0.018515 | 0.0046524 | -0.018509 | -0.0046489 | 5.8495e-06 | 3.4973e-06 | 0.028178 | 0.028179 | 0.028179 | 0.97787 | -0.42526 | 0.97753 | -0.43189 | 7.7414
104 | -0.072784 | -0.018356 | 0.07282 | 0.018379 | 3.5851e-05 | 2.2846e-05 | 0.11057 | 0.11057 | 0.11057 | 0.97988 | -0.38586 | 0.98041 | -0.37557 | 30.376
105 | 0.016588 | 0.0041673 | -0.016587 | -0.0041668 | 9.8034e-07 | 5.7603e-07 | 0.025254 | 0.025254 | 0.025254 | 0.97753 | -0.43189 | 0.97747 | -0.43312 | 6.9378
106 | -0.074628 | -0.018832 | 0.074713 | 0.018886 | 8.4816e-05 | 5.406e-05 | 0.11331 | 0.11331 | 0.11331 | 0.98041 | -0.37557 | 0.98163 | -0.35187 | 31.13
107 | -0.089528 | -0.022601 | 0.089556 | 0.02262 | 2.8349e-05 | 1.8091e-05 | 0.13577 | 0.13577 | 0.13577 | 0.98163 | -0.35187 | 0.98197 | -0.34526 | 37.2998
108 | 0.014815 | 0.003715 | -0.014811 | -0.0037127 | 3.9836e-06 | 2.2833e-06 | 0.022458 | 0.022458 | 0.022458 | 0.98163 | -0.35187 | 0.98134 | -0.35751 | 6.1699
109 | 0.012347 | 0.0030951 | -0.012345 | -0.0030943 | 1.6259e-06 | 8.8433e-07 | 0.018722 | 0.018722 | 0.018722 | 0.98134 | -0.35751 | 0.9812 | -0.36028 | 5.1434
110 | 0.0096766 | 0.0024254 | -0.0096759 | -0.0024251 | 7.2067e-07 | 3.4852e-07 | 0.014675 | 0.014675 | 0.014675 | 0.9812 | -0.36028 | 0.98112 | -0.36184 | 4.0316
111 | -0.1334 | -0.03408 | 0.13353 | 0.034164 | 0.00013311 | 8.4164e-05 | 0.20054 | 0.20054 | 0.20054 | 0.99094 | -0.17176 | 0.99202 | -0.15115 | 18.3646
112 | -0.13459 | -0.03443 | 0.13461 | 0.034442 | 1.9022e-05 | 1.203e-05 | 0.20213 | 0.20213 | 0.20213 | 0.99202 | -0.15115 | 0.99218 | -0.14823 | 18.5104
113 | 0.015603 | 0.0039127 | -0.015599 | -0.0039101 | 4.3986e-06 | 2.5483e-06 | 0.023613 | 0.023613 | 0.023613 | 0.98331 | -0.31918 | 0.98301 | -0.3251 | 6.487
114 | 0.013576 | 0.0034032 | -0.013574 | -0.0034019 | 2.3119e-06 | 1.2946e-06 | 0.020551 | 0.020551 | 0.020551 | 0.98301 | -0.3251 | 0.98282 | -0.32867 | 5.6459
115 | 0.01112 | 0.002787 | -0.01112 | -0.0027867 | 5.2233e-07 | 2.7202e-07 | 0.016836 | 0.016836 | 0.016836 | 0.98282 | -0.32867 | 0.98277 | -0.32966 | 4.6253
116 | 0.0063416 | 0.0015892 | -0.0063416 | -0.0015892 | 6.5468e-09 | 1.7905e-09 | 0.0096018 | 0.0096018 | 0.0096018 | 0.98277 | -0.32966 | 0.98277 | -0.32968 | 2.6378
117 | 0.0011235 | 0.00028142 | -0.0011235 | -0.00028157 | 1.381e-08 | -1.5242e-07 | 0.001701 | 0.0017011 | 0.0017011 | 0.98277 | -0.32968 | 0.98276 | -0.32994 | 0.46734
118 | -0.025213 | -0.0063266 | 0.025221 | 0.0063314 | 7.7245e-06 | 4.7706e-06 | 0.038508 | 0.038508 | 0.038508 | 0.97434 | -0.49466 | 0.97466 | -0.48824 | 10.5792
119 | 0.0076507 | 0.0019179 | -0.0076473 | -0.0019165 | 3.4413e-06 | 1.3711e-06 | 0.011703 | 0.011704 | 0.011704 | 0.97277 | -0.52554 | 0.97229 | -0.53498 | 3.2153
120 | 0.0053678 | 0.0013452 | -0.0053669 | -0.0013451 | 8.8683e-07 | 1.3304e-07 | 0.0082149 | 0.008215 | 0.008215 | 0.97229 | -0.53498 | 0.97212 | -0.53845 | 2.2569
121 | 0.011712 | 0.002945 | -0.011699 | -0.0029382 | 1.262e-05 | 6.7518e-06 | 0.017832 | 0.017833 | 0.017833 | 0.97747 | -0.43312 | 0.97632 | -0.45571 | 4.8991
122 | 0.011699 | 0.0029382 | -0.011687 | -0.0029318 | 1.2071e-05 | 6.4613e-06 | 0.017833 | 0.017833 | 0.017833 | 0.97632 | -0.45571 | 0.97522 | -0.47735 | 4.8992
123 | 0.011687 | 0.0029318 | -0.011676 | -0.0029261 | 1.0543e-05 | 5.6456e-06 | 0.017833 | 0.017833 | 0.017833 | 0.97522 | -0.47735 | 0.97426 | -0.49629 | 4.8993
124 | 0.0080117 | 0.0020077 | -0.0080097 | -0.0020068 | 2.0829e-06 | 8.7125e-07 | 0.012237 | 0.012237 | 0.012237 | 0.97426 | -0.49629 | 0.97398 | -0.50175 | 3.3617
125 | 0.0059131 | 0.0014814 | -0.0059121 | -0.0014811 | 9.5462e-07 | 2.228e-07 | 0.0090336 | 0.0090337 | 0.0090337 | 0.97398 | -0.50175 | 0.97381 | -0.50514 | 2.4818
126 | 0.0070314 | 0.0017623 | -0.0070305 | -0.001762 | 9.8551e-07 | 3.3895e-07 | 0.010664 | 0.010664 | 0.010664 | 0.98112 | -0.36184 | 0.98097 | -0.36478 | 2.9298
127 | -0.061203 | -0.015346 | 0.061327 | 0.015425 | 0.00012459 | 7.9215e-05 | 0.091377 | 0.091377 | 0.091377 | 0.99668 | -0.063835 | 0.99889 | -0.021214 | 25.1035
128 | -0.062389 | -0.015692 | 0.062406 | 0.015702 | 1.6489e-05 | 1.0486e-05 | 0.092959 | 0.092959 | 0.092959 | 0.99889 | -0.021214 | 0.99918 | -0.015683 | 25.5381
129 | -0.063468 | -0.015968 | 0.06347 | 0.01597 | 2.7477e-06 | 1.7478e-06 | 0.09454 | 0.09454 | 0.09454 | 0.99918 | -0.015683 | 0.99923 | -0.014777 | 25.9725
130 | -0.064525 | -0.016234 | 0.064543 | 0.016245 | 1.7572e-05 | 1.118e-05 | 0.096111 | 0.096111 | 0.096111 | 0.99923 | -0.014777 | 0.99953 | -0.0090789 | 26.4041
131 | -0.065611 | -0.016513 | 0.065637 | 0.016529 | 2.5463e-05 | 1.6203e-05 | 0.097701 | 0.097701 | 0.097701 | 0.99953 | -0.0090789 | 0.99995 | -0.00096201 | 26.8411
132 | -0.3105 | -0.079938 | 0.31061 | 0.08001 | 0.00011289 | 7.2086e-05 | 0.46297 | 0.46297 | 0.46297 | 0.9996 | -0.0074709 | 1 | 0 | 42.3962
133 | 0.066708 | 0.016799 | -0.066705 | -0.016797 | 3.0683e-06 | 1.9528e-06 | 0.099291 | 0.099291 | 0.099291 | 1 | 0 | 0.99995 | -0.00096201 | 27.2776
134 | 0.0024556 | 0.00061539 | -0.0024556 | -0.00061542 | 1.5806e-08 | -2.713e-08 | 0.0037522 | 0.0037522 | 0.0037522 | 0.97381 | -0.50514 | 0.9738 | -0.50528 | 1.0308
135 | 0.0023559 | 0.00058989 | -0.0023556 | -0.00059037 | 2.5241e-07 | -4.8461e-07 | 0.0035996 | 0.0035999 | 0.0035999 | 0.97381 | -0.50514 | 0.9737 | -0.50739 | 0.98898
136 | -0.017508 | -0.004389 | 0.017512 | 0.0043912 | 3.6172e-06 | 2.144e-06 | 0.026624 | 0.026624 | 0.026624 | 0.97853 | -0.41205 | 0.97875 | -0.40772 | 7.3143

## res_trafo
| p_hv_mw | q_hv_mvar | p_lv_mw | q_lv_mvar | pl_mw | ql_mvar | i_hv_ka | i_lv_ka | vm_hv_pu | va_hv_degree | vm_lv_pu | va_lv_degree | loading_percent
0 | -1.2729e-15 | -1.3162e-15 | 0.00165 | 1.2699e-07 | 0.00165 | 1.2699e-07 | 5.2857e-17 | 0.0023815 | 0.99998 | 149.9956 | 1 | 0 | 0.2619

## res_ext_grid
| p_mw | q_mvar
0 | 0.38469 | 0.098243

## res_load
| p_mw | q_mvar
0 | 0.0062585 | 0.0015685
1 | 0.019275 | 0.0048308
2 | 0.0018213 | 0.00045647
3 | 0.0063178 | 0.0015834
4 | 0.0016672 | 0.00041783
5 | 0.0077965 | 0.001954
6 | 0.0037394 | 0.00093718
7 | 0.0016797 | 0.00042098
8 | 0.0092895 | 0.0023282
9 | 0.00028375 | 7.1115e-05
10 | 0.0016654 | 0.00041739
11 | 0.0086125 | 0.0021585
12 | 0.0022199 | 0.00055636
13 | 0.0019088 | 0.00047839
14 | 0.0021643 | 0.00054242
15 | 0.0013804 | 0.00034597
16 | 0.0010688 | 0.00026786
17 | 0.0015802 | 0.00039605
18 | 0.0016825 | 0.00042168
19 | 0.0072002 | 0.0018045
20 | 0.0024401 | 0.00061155
21 | 0.0049973 | 0.0012524
22 | 0.0060127 | 0.0015069
23 | 0.0024037 | 0.00060241
24 | 0.041505 | 0.010402
25 | 0.00046672 | 0.00011697
26 | 0.0021828 | 0.00054706
27 | 0.0023904 | 0.0005991
28 | 0.0034535 | 0.00086552
29 | 0.0029167 | 0.000731
30 | 0.0038044 | 0.00095347
31 | 0.00069831 | 0.00017501
32 | 0.00079553 | 0.00019938
33 | 0.000869 | 0.00021779
34 | 0.0085695 | 0.0021477
35 | 0.0066747 | 0.0016728
36 | 0.0017006 | 0.0004262
37 | 0.004098 | 0.0010271
38 | 0.00076416 | 0.00019152
39 | 0.0030763 | 0.000771
40 | 0.0010132 | 0.00025394
41 | 0.0039936 | 0.0010009
42 | 0.001873 | 0.00046943
43 | 0.002911 | 0.00072956
44 | 0.0011921 | 0.00029876
45 | 0.0032666 | 0.00081869
46 | 0.0033356 | 0.00083598
47 | 0.0020906 | 0.00052395
48 | 0.0010619 | 0.00026615
49 | 0.0010983 | 0.00027526
50 | 0.0029276 | 0.00073372
51 | 0.0029342 | 0.00073538
52 | 0.0041477 | 0.0010395
53 | 0.0041842 | 0.0010487
54 | 0.0041537 | 0.001041
55 | 0.0027515 | 0.00068959
56 | 0.0013505 | 0.00033847
57 | 0.0010969 | 0.00027492
58 | 0.002135 | 0.00053508
59 | 0.00076344 | 0.00019134
60 | 0.001541 | 0.0003862
61 | 0.00076344 | 0.00019134
62 | 0.0048536 | 0.0012164
63 | 0.0064922 | 0.0016271
64 | 0.0012921 | 0.00032383
65 | 0.0011306 | 0.00028336
66 | 0.0020281 | 0.00050828
67 | 0.0021328 | 0.00053453
68 | 0.0018265 | 0.00045775
69 | 0.0027069 | 0.0006784
70 | 0.0019215 | 0.00048158
71 | 0.0018083 | 0.00045319
72 | 0.0020465 | 0.0005129
73 | 0.0024642 | 0.00061759
74 | 0.0026685 | 0.0006688
75 | 0.004573 | 0.0011461
76 | 0.0010619 | 0.00026614
77 | 0.0011061 | 0.00027723
78 | 0.0043902 | 0.0011003
79 | 0.0020225 | 0.00050689
80 | 0.0024537 | 0.00061496
81 | 0.004778 | 0.0011975
82 | 0.0052181 | 0.0013078
83 | 0.0033478 | 0.00083903
84 | 0.0011404 | 0.00028582
85 | 0.0031821 | 0.0007975
86 | 0.0022795 | 0.00057131
87 | 0.0053669 | 0.0013451
88 | 0.0048751 | 0.0012218
89 | 0.0036645 | 0.00091842
90 | 0.0011235 | 0.00028157
91 | 0.0020966 | 0.00052546
92 | 0.0026445 | 0.00066277
93 | 0.0070305 | 0.001762
94 | 0.017274 | 0.0043293
95 | 0.0010621 | 0.00026619
96 | 0.0010616 | 0.00026606
97 | 0.0010551 | 0.00026444
98 | 0.0010684 | 0.00026777
99 | 0.0010621 | 0.0002662
100 | 0.005718 | 0.0014331
101 | 0.0010679 | 0.00026764
102 | 0.0011007 | 0.00027585
103 | 0.0024556 | 0.00061542
104 | 0.0023556 | 0.00059037
105 | 0.0081244 | 0.0020362

## dtypes
| element | column | dtype
0 | bus | name | object
1 | bus | vn_kv | float64
2 | bus | type | object
3 | bus | zone | object
4 | bus | in_service | bool
5 | load | name | object
6 | load | bus | uint32
7 | load | p_mw | float64
8 | load | q_mvar | float64
9 | load | const_z_percent | float64
10 | load | const_i_percent | float64
11 | load | sn_mva | float64
12 | load | scaling | float64
13 | load | in_service | bool
14 | load | type | object
15 | ext_grid | name | object
16 | ext_grid | bus | uint32
17 | ext_grid | vm_pu | float64
18 | ext_grid | va_degree | float64
19 | ext_grid | slack_weight | float64
20 | ext_grid | in_service | bool
21 | line | name | object
22 | line | std_type | object
23 | line | from_bus | uint32
24 | line | to_bus | uint32
25 | line | length_km | float64
26 | line | r_ohm_per_km | float64
27 | line | x_ohm_per_km | float64
28 | line | c_nf_per_km | float64
29 | line | g_us_per_km | float64
30 | line | max_i_ka | float64
31 | line | df | float64
32 | line | parallel | uint32
33 | line | type | object
34 | line | in_service | bool
35 | trafo | name | object
36 | trafo | std_type | object
37 | trafo | hv_bus | uint32
38 | trafo | lv_bus | uint32
39 | trafo | sn_mva | float64
40 | trafo | vn_hv_kv | float64
41 | trafo | vn_lv_kv | float64
42 | trafo | vk_percent | float64
43 | trafo | vkr_percent | float64
44 | trafo | pfe_kw | float64
45 | trafo | i0_percent | float64
46 | trafo | shift_degree | float64
47 | trafo | tap_side | object
48 | trafo | tap_neutral | int32
49 | trafo | tap_min | int32
50 | trafo | tap_max | int32
51 | trafo | tap_step_percent | float64
52 | trafo | tap_step_degree | float64
53 | trafo | tap_pos | int32
54 | trafo | tap_phase_shifter | bool
55 | trafo | parallel | uint32
56 | trafo | df | float64
57 | trafo | in_service | bool
58 | line_geodata | coords | object
59 | bus_geodata | x | float64
60 | bus_geodata | y | float64
61 | bus_geodata | coords | object
62 | res_bus | vm_pu | float64
63 | res_bus | va_degree | float64
64 | res_bus | p_mw | float64
65 | res_bus | q_mvar | float64
66 | res_line | p_from_mw | float64
67 | res_line | q_from_mvar | float64
68 | res_line | p_to_mw | float64
69 | res_line | q_to_mvar | float64
70 | res_line | pl_mw | float64
71 | res_line | ql_mvar | float64
72 | res_line | i_from_ka | float64
73 | res_line | i_to_ka | float64
74 | res_line | i_ka | float64
75 | res_line | vm_from_pu | float64
76 | res_line | va_from_degree | float64
77 | res_line | vm_to_pu | float64
78 | res_line | va_to_degree | float64
79 | res_line | loading_percent | float64
80 | res_trafo | p_hv_mw | float64
81 | res_trafo | q_hv_mvar | float64
82 | res_trafo | p_lv_mw | float64
83 | res_trafo | q_lv_mvar | float64
84 | res_trafo | pl_mw | float64
85 | res_trafo | ql_mvar | float64
86 | res_trafo | i_hv_ka | float64
87 | res_trafo | i_lv_ka | float64
88 | res_trafo | vm_hv_pu | float64
89 | res_trafo | va_hv_degree | float64
90 | res_trafo | vm_lv_pu | float64
91 | res_trafo | va_lv_degree | float64
92 | res_trafo | loading_percent | float64
93 | res_ext_grid | p_mw | float64
94 | res_ext_grid | q_mvar | float64
95 | res_load | p_mw | float64
96 | res_load | q_mvar | float64

## parameters
| version | format_version | converged | OPF_converged | name | f_hz | sn_mva
0 | 2.14.6 | 2.14.0 | TRUE | FALSE |  | 50 | 1