## bus
| name | vn_kv | type | zone | in_service
0 | bus_LV_248-7_0_4_node_0 | 0.4 | n |  | TRUE
1 | bus_LV_248-7_0_4_node_2 | 0.4 | n |  | TRUE
2 | bus_LV_248-7_0_4_node_3 | 0.4 | n |  | TRUE
3 | bus_LV_248-7_0_4_node_120 | 0.4 | n |  | TRUE
4 | bus_LV_248-7_0_4_node_119 | 0.4 | n |  | TRUE
5 | bus_LV_248-7_0_4_node_21 | 0.4 | n |  | TRUE
6 | bus_LV_248-7_0_4_node_20 | 0.4 | n |  | TRUE
7 | bus_LV_248-7_0_4_node_4 | 0.4 | n |  | TRUE
8 | bus_LV_248-7_0_4_node_5 | 0.4 | n |  | TRUE
9 | bus_LV_248-7_0_4_node_6 | 0.4 | n |  | TRUE
10 | bus_LV_248-7_0_4_node_7 | 0.4 | n |  | TRUE
11 | bus_LV_248-7_0_4_node_8 | 0.4 | n |  | TRUE
12 | bus_LV_248-7_0_4_node_9 | 0.4 | n |  | TRUE
13 | bus_LV_248-7_0_4_node_10 | 0.4 | n |  | TRUE
14 | bus_LV_248-7_0_4_node_13 | 0.4 | n |  | TRUE
15 | bus_LV_248-7_0_4_node_19 | 0.4 | n |  | TRUE
16 | bus_LV_248-7_0_4_node_124 | 0.4 | n |  | TRUE
17 | bus_LV_248-7_0_4_node_11 | 0.4 | n |  | TRUE
18 | bus_LV_248-7_0_4_node_14 | 0.4 | n |  | TRUE
19 | bus_LV_248-7_0_4_node_12 | 0.4 | n |  | TRUE
20 | bus_LV_248-7_0_4_node_50 | 0.4 | n |  | TRUE
21 | bus_LV_248-7_0_4_node_113 | 0.4 | n |  | TRUE
22 | bus_LV_248-7_0_4_node_27 | 0.4 | n |  | TRUE
23 | bus_LV_248-7_0_4_node_40 | 0.4 | n |  | TRUE
24 | bus_LV_248-7_0_4_node_112 | 0.4 | n |  | TRUE
25 | bus_LV_248-7_0_4_node_15 | 0.4 | n |  | TRUE
26 | bus_LV_248-7_0_4_node_16 | 0.4 | n |  | TRUE
27 | bus_LV_248-7_0_4_node_17 | 0.4 | n |  | TRUE
28 | bus_LV_248-7_0_4_node_18 | 0.4 | n |  | TRUE
29 | bus_LV_248-7_0_4_node_22 | 0.4 | n |  | TRUE
30 | bus_LV_248-7_0_4_node_23 | 0.4 | n |  | TRUE
31 | bus_LV_248-7_0_4_node_24 | 0.4 | n |  | TRUE
32 | bus_LV_248-7_0_4_node_25 | 0.4 | n |  | TRUE
33 | bus_LV_248-7_0_4_node_26 | 0.4 | n |  | TRUE
34 | bus_LV_248-7_0_4_node_46 | 0.4 | n |  | TRUE
35 | bus_LV_248-7_0_4_node_45 | 0.4 | n |  | TRUE
36 | bus_LV_248-7_0_4_node_47 | 0.4 | n |  | TRUE
37 | bus_LV_248-7_0_4_node_43 | 0.4 | n |  | TRUE
38 | bus_LV_248-7_0_4_node_28 | 0.4 | n |  | TRUE
39 | bus_LV_248-7_0_4_node_29 | 0.4 | n |  | TRUE
40 | bus_LV_248-7_0_4_node_30 | 0.4 | n |  | TRUE
41 | bus_LV_248-7_0_4_node_31 | 0.4 | n |  | TRUE
42 | bus_LV_248-7_0_4_node_32 | 0.4 | n |  | TRUE
43 | bus_LV_248-7_0_4_node_103 | 0.4 | n |  | TRUE
44 | bus_LV_248-7_0_4_node_80 | 0.4 | n |  | TRUE
45 | bus_LV_248-7_0_4_node_99 | 0.4 | n |  | TRUE
46 | bus_LV_248-7_0_4_node_79 | 0.4 | n |  | TRUE
47 | bus_LV_248-7_0_4_node_84 | 0.4 | n |  | TRUE
48 | bus_LV_248-7_0_4_node_85 | 0.4 | n |  | TRUE
49 | bus_LV_248-7_0_4_node_86 | 0.4 | n |  | TRUE
50 | bus_LV_248-7_0_4_node_41 | 0.4 | n |  | TRUE
51 | bus_LV_248-7_0_4_node_87 | 0.4 | n |  | TRUE
52 | bus_LV_248-7_0_4_node_102 | 0.4 | n |  | TRUE
53 | bus_LV_248-7_0_4_node_88 | 0.4 | n |  | TRUE
54 | bus_LV_248-7_0_4_node_37 | 0.4 | n |  | TRUE
55 | bus_LV_248-7_0_4_node_38 | 0.4 | n |  | TRUE
56 | bus_LV_248-7_0_4_node_39 | 0.4 | n |  | TRUE
57 | bus_LV_248-7_0_4_node_33 | 0.4 | n |  | TRUE
58 | bus_LV_248-7_0_4_node_34 | 0.4 | n |  | TRUE
59 | bus_LV_248-7_0_4_node_35 | 0.4 | n |  | TRUE
60 | bus_LV_248-7_0_4_node_36 | 0.4 | n |  | TRUE
61 | bus_LV_248-7_0_4_node_71 | 0.4 | n |  | TRUE
62 | bus_LV_248-7_0_4_node_73 | 0.4 | n |  | TRUE
63 | bus_LV_248-7_0_4_node_69 | 0.4 | n |  | TRUE
64 | bus_LV_248-7_0_4_node_54 | 0.4 | n |  | TRUE
65 | bus_LV_248-7_0_4_node_123 | 0.4 | n |  | TRUE
66 | bus_LV_248-7_0_4_node_60 | 0.4 | n |  | TRUE
67 | bus_LV_248-7_0_4_node_61 | 0.4 | n |  | TRUE
68 | bus_LV_248-7_0_4_node_59 | 0.4 | n |  | TRUE
69 | bus_LV_248-7_0_4_node_72 | 0.4 | n |  | TRUE
70 | bus_LV_248-7_0_4_node_67 | 0.4 | n |  | TRUE
71 | bus_LV_248-7_0_4_node_68 | 0.4 | n |  | TRUE
72 | bus_LV_248-7_0_4_node_70 | 0.4 | n |  | TRUE
73 | bus_LV_248-7_0_4_node_66 | 0.4 | n |  | TRUE
74 | bus_LV_248-7_0_4_node_93 | 0.4 | n |  | TRUE
75 | bus_LV_248-7_0_4_node_118 | 0.4 | n |  | TRUE
76 | bus_LV_248-7_0_4_node_91 | 0.4 | n |  | TRUE
77 | bus_LV_248-7_0_4_node_110 | 0.4 | n |  | TRUE
78 | bus_LV_248-7_0_4_node_117 | 0.4 | n |  | TRUE
79 | bus_LV_248-7_0_4_node_108 | 0.4 | n |  | TRUE
80 | bus_LV_248-7_0_4_node_74 | 0.4 | n |  | TRUE
81 | bus_LV_248-7_0_4_node_75 | 0.4 | n |  | TRUE
82 | bus_LV_248-7_0_4_node_89 | 0.4 | n |  | TRUE
83 | bus_LV_248-7_0_4_node_90 | 0.4 | n |  | TRUE
84 | bus_LV_248-7_0_4_node_52 | 0.4 | n |  | TRUE
85 | bus_LV_248-7_0_4_node_57 | 0.4 | n |  | TRUE
86 | bus_LV_248-7_0_4_node_64 | 0.4 | n |  | TRUE
87 | bus_LV_248-7_0_4_node_62 | 0.4 | n |  | TRUE
88 | bus_LV_248-7_0_4_node_106 | 0.4 | n |  | TRUE
89 | bus_LV_248-7_0_4_node_107 | 0.4 | n |  | TRUE
90 | bus_LV_248-7_0_4_node_122 | 0.4 | n |  | TRUE
91 | bus_LV_248-7_0_4_node_92 | 0.4 | n |  | TRUE
92 | bus_LV_248-7_0_4_node_49 | 0.4 | n |  | TRUE
93 | bus_LV_248-7_0_4_node_81 | 0.4 | n |  | TRUE
94 | bus_LV_248-7_0_4_node_42 | 0.4 | n |  | TRUE
95 | bus_LV_248-7_0_4_node_48 | 0.4 | n |  | TRUE
96 | bus_LV_248-7_0_4_node_82 | 0.4 | n |  | TRUE
97 | bus_LV_248-7_0_4_node_51 | 0.4 | n |  | TRUE
98 | bus_LV_248-7_0_4_node_53 | 0.4 | n |  | TRUE
99 | bus_LV_248-7_0_4_node_65 | 0.4 | n |  | TRUE
100 | bus_LV_248-7_0_4_node_116 | 0.4 | n |  | TRUE
101 | bus_LV_248-7_0_4_node_58 | 0.4 | n |  | TRUE
102 | bus_LV_248-7_0_4_node_63 | 0.4 | n |  | TRUE
103 | bus_LV_248-7_0_4_node_115 | 0.4 | n |  | TRUE
104 | bus_LV_248-7_0_4_node_109 | 0.4 | n |  | TRUE
105 | bus_LV_248-7_0_4_node_55 | 0.4 | n |  | TRUE
106 | bus_LV_248-7_0_4_node_56 | 0.4 | n |  | TRUE
107 | bus_LV_248-7_0_4_node_76 | 0.4 | n |  | TRUE
108 | bus_LV_248-7_0_4_node_77 | 0.4 | n |  | TRUE
109 | bus_LV_248-7_0_4_node_78 | 0.4 | n |  | TRUE
110 | bus_LV_248-7_0_4_node_97 | 0.4 | n |  | TRUE
111 | bus_LV_248-7_0_4_node_104 | 0.4 | n |  | TRUE
112 | bus_LV_248-7_0_4_node_95 | 0.4 | n |  | TRUE
113 | bus_LV_248-7_0_4_node_96 | 0.4 | n |  | TRUE
114 | bus_LV_248-7_0_4_node_98 | 0.4 | n |  | TRUE
115 | bus_LV_248-7_0_4_node_94 | 0.4 | n |  | TRUE
116 | bus_LV_248-7_0_4_node_101 | 0.4 | n |  | TRUE
117 | bus_LV_248-7_0_4_node_100 | 0.4 | n |  | TRUE
118 | bus_LV_248-7_0_4_node_83 | 0.4 | n |  | TRUE
119 | bus_LV_248-7_0_4_node_111 | 0.4 | n |  | TRUE
120 | bus_MV_388_0_node_0 | 20 | n |  | TRUE

## load
| name | bus | p_mw | q_mvar | const_z_percent | const_i_percent | sn_mva | scaling | in_service | type
0 | LV_248-7_0_4_load_0 | 0 | 0.0007274 | 0.0001823 | 0 | 0 |  | 1 | TRUE | wye
1 | LV_248-7_0_4_load_119 | 4 | 0.00079492 | 0.00019923 | 0 | 0 |  | 1 | TRUE | wye
2 | LV_248-7_0_4_load_21 | 5 | 0.0027034 | 0.00067754 | 0 | 0 |  | 1 | TRUE | wye
3 | LV_248-7_0_4_load_20 | 6 | 0.0084314 | 0.0021131 | 0 | 0 |  | 1 | TRUE | wye
4 | LV_248-7_0_4_load_4 | 7 | 0.0085517 | 0.0021433 | 0 | 0 |  | 1 | TRUE | wye
5 | LV_248-7_0_4_load_7 | 10 | 0.0037559 | 0.00094131 | 0 | 0 |  | 1 | TRUE | wye
6 | LV_248-7_0_4_load_8 | 11 | 0.0033007 | 0.00082723 | 0 | 0 |  | 1 | TRUE | wye
7 | LV_248-7_0_4_load_10 | 13 | 0.010253 | 0.0025697 | 0 | 0 |  | 1 | TRUE | wye
8 | LV_248-7_0_4_load_13 | 14 | 0.0037288 | 0.00093454 | 0 | 0 |  | 1 | TRUE | wye
9 | LV_248-7_0_4_load_19 | 15 | 0.0023292 | 0.00058374 | 0 | 0 |  | 1 | TRUE | wye
10 | LV_248-7_0_4_load_124 | 16 | 0.010007 | 0.0025079 | 0 | 0 |  | 1 | TRUE | wye
11 | LV_248-7_0_4_load_14 | 18 | 0.0089097 | 0.002233 | 0 | 0 |  | 1 | TRUE | wye
12 | LV_248-7_0_4_load_113 | 21 | 0.011832 | 0.0029655 | 0 | 0 |  | 1 | TRUE | wye
13 | LV_248-7_0_4_load_27 | 22 | 0.010245 | 0.0025677 | 0 | 0 |  | 1 | TRUE | wye
14 | LV_248-7_0_4_load_112 | 24 | 0.0014647 | 0.00036708 | 0 | 0 |  | 1 | TRUE | wye
15 | LV_248-7_0_4_load_15 | 25 | 0.0037193 | 0.00093213 | 0 | 0 |  | 1 | TRUE | wye
16 | LV_248-7_0_4_load_16 | 26 | 0.0040451 | 0.0010138 | 0 | 0 |  | 1 | TRUE | wye
17 | LV_248-7_0_4_load_17 | 27 | 0.00080719 | 0.0002023 | 0 | 0 |  | 1 | TRUE | wye
18 | LV_248-7_0_4_load_18 | 28 | 0.0016273 | 0.00040785 | 0 | 0 |  | 1 | TRUE | wye
19 | LV_248-7_0_4_load_22 | 29 | 0.0027684 | 0.00069383 | 0 | 0 |  | 1 | TRUE | wye
20 | LV_248-7_0_4_load_23 | 30 | 0.00072938 | 0.0001828 | 0 | 0 |  | 1 | TRUE | wye
21 | LV_248-7_0_4_load_25 | 32 | 0.002529 | 0.00063383 | 0 | 0 |  | 1 | TRUE | wye
22 | LV_248-7_0_4_load_26 | 33 | 0.0085094 | 0.0021327 | 0 | 0 |  | 1 | TRUE | wye
23 | LV_248-7_0_4_load_46 | 34 | 0.0030133 | 0.00075519 | 0 | 0 |  | 1 | TRUE | wye
24 | LV_248-7_0_4_load_47 | 36 | 0.0095429 | 0.0023917 | 0 | 0 |  | 1 | TRUE | wye
25 | LV_248-7_0_4_load_28 | 38 | 0.0035116 | 0.00088009 | 0 | 0 |  | 1 | TRUE | wye
26 | LV_248-7_0_4_load_29 | 39 | 0.0063164 | 0.0015831 | 0 | 0 |  | 1 | TRUE | wye
27 | LV_248-7_0_4_load_30 | 40 | 0.0052847 | 0.0013245 | 0 | 0 |  | 1 | TRUE | wye
28 | LV_248-7_0_4_load_31 | 41 | 0.0016971 | 0.00042533 | 0 | 0 |  | 1 | TRUE | wye
29 | LV_248-7_0_4_load_103 | 43 | 0.0013707 | 0.00034353 | 0 | 0 |  | 1 | TRUE | wye
30 | LV_248-7_0_4_load_80 | 44 | 0.0023454 | 0.00058782 | 0 | 0 |  | 1 | TRUE | wye
31 | LV_248-7_0_4_load_99 | 45 | 0.0039811 | 0.00099775 | 0 | 0 |  | 1 | TRUE | wye
32 | LV_248-7_0_4_load_79 | 46 | 0.00072604 | 0.00018196 | 0 | 0 |  | 1 | TRUE | wye
33 | LV_248-7_0_4_load_84 | 47 | 0.0034723 | 0.00087025 | 0 | 0 |  | 1 | TRUE | wye
34 | LV_248-7_0_4_load_85 | 48 | 0.0078037 | 0.0019558 | 0 | 0 |  | 1 | TRUE | wye
35 | LV_248-7_0_4_load_86 | 49 | 0.0024039 | 0.00060248 | 0 | 0 |  | 1 | TRUE | wye
36 | LV_248-7_0_4_load_41 | 50 | 0.007837 | 0.0019641 | 0 | 0 |  | 1 | TRUE | wye
37 | LV_248-7_0_4_load_87 | 51 | 0.0016807 | 0.00042124 | 0 | 0 |  | 1 | TRUE | wye
38 | LV_248-7_0_4_load_88 | 53 | 0.0022766 | 0.00057058 | 0 | 0 |  | 1 | TRUE | wye
39 | LV_248-7_0_4_load_37 | 54 | 0.0086521 | 0.0021684 | 0 | 0 |  | 1 | TRUE | wye
40 | LV_248-7_0_4_load_38 | 55 | 0.0032282 | 0.00080906 | 0 | 0 |  | 1 | TRUE | wye
41 | LV_248-7_0_4_load_39 | 56 | 0.003212 | 0.00080501 | 0 | 0 |  | 1 | TRUE | wye
42 | LV_248-7_0_4_load_33 | 57 | 0.015015 | 0.0037632 | 0 | 0 |  | 1 | TRUE | wye
43 | LV_248-7_0_4_load_34 | 58 | 0.0020352 | 0.00051008 | 0 | 0 |  | 1 | TRUE | wye
44 | LV_248-7_0_4_load_35 | 59 | 0.018607 | 0.0046634 | 0 | 0 |  | 1 | TRUE | wye
45 | LV_248-7_0_4_load_36 | 60 | 0.0048109 | 0.0012057 | 0 | 0 |  | 1 | TRUE | wye
46 | LV_248-7_0_4_load_71 | 61 | 0.0011012 | 0.00027598 | 0 | 0 |  | 1 | TRUE | wye
47 | LV_248-7_0_4_load_73 | 62 | 0.0013796 | 0.00034577 | 0 | 0 |  | 1 | TRUE | wye
48 | LV_248-7_0_4_load_69 | 63 | 0.0024428 | 0.00061223 | 0 | 0 |  | 1 | TRUE | wye
49 | LV_248-7_0_4_load_54 | 64 | 0.0014763 | 0.00037 | 0 | 0 |  | 1 | TRUE | wye
50 | LV_248-7_0_4_load_123 | 65 | 0.0014184 | 0.00035549 | 0 | 0 |  | 1 | TRUE | wye
51 | LV_248-7_0_4_load_60 | 66 | 0.00080282 | 0.0002012 | 0 | 0 |  | 1 | TRUE | wye
52 | LV_248-7_0_4_load_61 | 67 | 0.00058831 | 0.00014744 | 0 | 0 |  | 1 | TRUE | wye
53 | LV_248-7_0_4_load_59 | 68 | 0.0017277 | 0.00043299 | 0 | 0 |  | 1 | TRUE | wye
54 | LV_248-7_0_4_load_72 | 69 | 0.0022168 | 0.00055559 | 0 | 0 |  | 1 | TRUE | wye
55 | LV_248-7_0_4_load_67 | 70 | 0.00077341 | 0.00019383 | 0 | 0 |  | 1 | TRUE | wye
56 | LV_248-7_0_4_load_68 | 71 | 0.00077958 | 0.00019538 | 0 | 0 |  | 1 | TRUE | wye
57 | LV_248-7_0_4_load_70 | 72 | 0.00078972 | 0.00019792 | 0 | 0 |  | 1 | TRUE | wye
58 | LV_248-7_0_4_load_66 | 73 | 0.0025335 | 0.00063496 | 0 | 0 |  | 1 | TRUE | wye
59 | LV_248-7_0_4_load_93 | 74 | 0.0013604 | 0.00034095 | 0 | 0 |  | 1 | TRUE | wye
60 | LV_248-7_0_4_load_118 | 75 | 0.0012626 | 0.00031643 | 0 | 0 |  | 1 | TRUE | wye
61 | LV_248-7_0_4_load_91 | 76 | 0.003896 | 0.00097644 | 0 | 0 |  | 1 | TRUE | wye
62 | LV_248-7_0_4_load_110 | 77 | 0.0010421 | 0.00026117 | 0 | 0 |  | 1 | TRUE | wye
63 | LV_248-7_0_4_load_117 | 78 | 0.0044538 | 0.0011162 | 0 | 0 |  | 1 | TRUE | wye
64 | LV_248-7_0_4_load_108 | 79 | 0.0011601 | 0.00029075 | 0 | 0 |  | 1 | TRUE | wye
65 | LV_248-7_0_4_load_74 | 80 | 0.0018824 | 0.00047178 | 0 | 0 |  | 1 | TRUE | wye
66 | LV_248-7_0_4_load_75 | 81 | 0.0029312 | 0.00073462 | 0 | 0 |  | 1 | TRUE | wye
67 | LV_248-7_0_4_load_89 | 82 | 0.0022859 | 0.00057291 | 0 | 0 |  | 1 | TRUE | wye
68 | LV_248-7_0_4_load_90 | 83 | 0.019808 | 0.0049643 | 0 | 0 |  | 1 | TRUE | wye
69 | LV_248-7_0_4_load_52 | 84 | 0.0039954 | 0.0010013 | 0 | 0 |  | 1 | TRUE | wye
70 | LV_248-7_0_4_load_64 | 86 | 0.00048029 | 0.00012037 | 0 | 0 |  | 1 | TRUE | wye
71 | LV_248-7_0_4_load_62 | 87 | 0.0011457 | 0.00028715 | 0 | 0 |  | 1 | TRUE | wye
72 | LV_248-7_0_4_load_106 | 88 | 0.0011741 | 0.00029426 | 0 | 0 |  | 1 | TRUE | wye
73 | LV_248-7_0_4_load_107 | 89 | 0.0033155 | 0.00083095 | 0 | 0 |  | 1 | TRUE | wye
74 | LV_248-7_0_4_load_122 | 90 | 0.0017486 | 0.00043825 | 0 | 0 |  | 1 | TRUE | wye
75 | LV_248-7_0_4_load_92 | 91 | 0.0015427 | 0.00038664 | 0 | 0 |  | 1 | TRUE | wye
76 | LV_248-7_0_4_load_49 | 92 | 0.0103 | 0.0025813 | 0 | 0 |  | 1 | TRUE | wye
77 | LV_248-7_0_4_load_81 | 93 | 0.0023066 | 0.00057809 | 0 | 0 |  | 1 | TRUE | wye
78 | LV_248-7_0_4_load_42 | 94 | 0.010147 | 0.002543 | 0 | 0 |  | 1 | TRUE | wye
79 | LV_248-7_0_4_load_48 | 95 | 0.0030752 | 0.00077072 | 0 | 0 |  | 1 | TRUE | wye
80 | LV_248-7_0_4_load_82 | 96 | 0.0014518 | 0.00036386 | 0 | 0 |  | 1 | TRUE | wye
81 | LV_248-7_0_4_load_51 | 97 | 0.0048665 | 0.0012197 | 0 | 0 |  | 1 | TRUE | wye
82 | LV_248-7_0_4_load_53 | 98 | 0.0074802 | 0.0018747 | 0 | 0 |  | 1 | TRUE | wye
83 | LV_248-7_0_4_load_63 | 102 | 0.0032516 | 0.00081493 | 0 | 0 |  | 1 | TRUE | wye
84 | LV_248-7_0_4_load_115 | 103 | 0.001608 | 0.00040301 | 0 | 0 |  | 1 | TRUE | wye
85 | LV_248-7_0_4_load_109 | 104 | 0.0016389 | 0.00041075 | 0 | 0 |  | 1 | TRUE | wye
86 | LV_248-7_0_4_load_55 | 105 | 0.00085506 | 0.0002143 | 0 | 0 |  | 1 | TRUE | wye
87 | LV_248-7_0_4_load_56 | 106 | 0.00076412 | 0.00019151 | 0 | 0 |  | 1 | TRUE | wye
88 | LV_248-7_0_4_load_76 | 107 | 0.0025637 | 0.00064253 | 0 | 0 |  | 1 | TRUE | wye
89 | LV_248-7_0_4_load_77 | 108 | 0.0021728 | 0.00054455 | 0 | 0 |  | 1 | TRUE | wye
90 | LV_248-7_0_4_load_78 | 109 | 0.0041001 | 0.0010276 | 0 | 0 |  | 1 | TRUE | wye
91 | LV_248-7_0_4_load_97 | 110 | 0.0023934 | 0.00059985 | 0 | 0 |  | 1 | TRUE | wye
92 | LV_248-7_0_4_load_104 | 111 | 0.0016718 | 0.000419 | 0 | 0 |  | 1 | TRUE | wye
93 | LV_248-7_0_4_load_95 | 112 | 0.0026783 | 0.00067125 | 0 | 0 |  | 1 | TRUE | wye
94 | LV_248-7_0_4_load_96 | 113 | 0.0014154 | 0.00035473 | 0 | 0 |  | 1 | TRUE | wye
95 | LV_248-7_0_4_load_98 | 114 | 0.001889 | 0.00047342 | 0 | 0 |  | 1 | TRUE | wye
96 | LV_248-7_0_4_load_94 | 115 | 0.0014122 | 0.00035394 | 0 | 0 |  | 1 | TRUE | wye
97 | LV_248-7_0_4_load_101 | 116 | 0.002976 | 0.00074585 | 0 | 0 |  | 1 | TRUE | wye
98 | LV_248-7_0_4_load_100 | 117 | 0.0019824 | 0.00049684 | 0 | 0 |  | 1 | TRUE | wye
99 | LV_248-7_0_4_load_83 | 118 | 0.0023179 | 0.00058093 | 0 | 0 |  | 1 | TRUE | wye
100 | LV_248-7_0_4_load_111 | 119 | 0.011891 | 0.0029803 | 0 | 0 |  | 1 | TRUE | wye

## ext_grid
| name | bus | vm_pu | va_degree | slack_weight | in_service
0 |  | 50 | 1 | 0 | 1 | TRUE

## line
| name | std_type | from_bus | to_bus | length_km | r_ohm_per_km | x_ohm_per_km | c_nf_per_km | g_us_per_km | max_i_ka | df | parallel | type | in_service
0 | LV_248-7_0_4_line_0 |  | 0 | 1 | 0.014537 | 0.125 | 0.08 | 261 | 0 | 0.364 | 1 | 1 | cs | TRUE
1 | LV_248-7_0_4_line_1 |  | 1 | 2 | 0.062563 | 0.125 | 0.08 | 261 | 0 | 0.364 | 1 | 1 | cs | TRUE
2 | LV_248-7_0_4_line_2 |  | 2 | 3 | 0.054775 | 0.125 | 0.08 | 261 | 0 | 0.364 | 1 | 1 | cs | TRUE
3 | LV_248-7_0_4_line_3 |  | 3 | 4 | 0.043978 | 0.125 | 0.08 | 261 | 0 | 0.364 | 1 | 1 | cs | TRUE
4 | LV_248-7_0_4_line_4 |  | 4 | 28 | 0.0062531 | 0.125 | 0.08 | 261 | 0 | 0.364 | 1 | 1 | cs | TRUE
5 | LV_248-7_0_4_line_5 |  | 5 | 6 | 0.035757 | 0.125 | 0.08 | 261 | 0 | 0.364 | 1 | 1 | cs | TRUE
6 | LV_248-7_0_4_line_6 |  | 6 | 15 | 0.011501 | 0.125 | 0.08 | 261 | 0 | 0.364 | 1 | 1 | cs | TRUE
7 | LV_248-7_0_4_line_7 |  | 7 | 8 | 0.026346 | 0.125 | 0.08 | 261 | 0 | 0.364 | 1 | 1 | cs | TRUE
8 | LV_248-7_0_4_line_8 |  | 7 | 9 | 0.018116 | 0.125 | 0.08 | 261 | 0 | 0.364 | 1 | 1 | cs | TRUE
9 | LV_248-7_0_4_line_9 |  | 8 | 10 | 0.020042 | 0.125 | 0.08 | 261 | 0 | 0.364 | 1 | 1 | cs | TRUE
10 | LV_248-7_0_4_line_10 |  | 8 | 11 | 0.047179 | 0.125 | 0.08 | 261 | 0 | 0.364 | 1 | 1 | cs | TRUE
11 | LV_248-7_0_4_line_11 |  | 9 | 12 | 0.038652 | 0.125 | 0.08 | 261 | 0 | 0.364 | 1 | 1 | cs | TRUE
12 | LV_248-7_0_4_line_12 |  | 9 | 13 | 0.027745 | 0.125 | 0.08 | 261 | 0 | 0.364 | 1 | 1 | cs | TRUE
13 | LV_248-7_0_4_line_13 |  | 10 | 14 | 0.023996 | 0.125 | 0.08 | 261 | 0 | 0.364 | 1 | 1 | cs | TRUE
14 | LV_248-7_0_4_line_14 |  | 11 | 15 | 0.030461 | 0.125 | 0.08 | 261 | 0 | 0.364 | 1 | 1 | cs | TRUE
15 | LV_248-7_0_4_line_15 |  | 12 | 16 | 0.017145 | 0.125 | 0.08 | 261 | 0 | 0.364 | 1 | 1 | cs | TRUE
16 | LV_248-7_0_4_line_16 |  | 13 | 17 | 0.02462 | 0.125 | 0.08 | 261 | 0 | 0.364 | 1 | 1 | cs | TRUE
17 | LV_248-7_0_4_line_17 |  | 14 | 18 | 0.0051908 | 0.125 | 0.08 | 261 | 0 | 0.364 | 1 | 1 | cs | TRUE
18 | LV_248-7_0_4_line_18 |  | 17 | 19 | 0.065223 | 0.125 | 0.08 | 261 | 0 | 0.364 | 1 | 1 | cs | TRUE
19 | LV_248-7_0_4_line_19 |  | 18 | 25 | 0.0083312 | 0.125 | 0.08 | 261 | 0 | 0.364 | 1 | 1 | cs | TRUE
20 | LV_248-7_0_4_line_20 |  | 19 | 20 | 0.033801 | 0.125 | 0.08 | 261 | 0 | 0.364 | 1 | 1 | cs | TRUE
21 | LV_248-7_0_4_line_21 |  | 19 | 21 | 0.028418 | 0.125 | 0.08 | 261 | 0 | 0.364 | 1 | 1 | cs | TRUE
22 | LV_248-7_0_4_line_22 |  | 20 | 22 | 0.017409 | 0.125 | 0.08 | 261 | 0 | 0.364 | 1 | 1 | cs | TRUE
23 | LV_248-7_0_4_line_23 |  | 20 | 23 | 0.004679 | 0.125 | 0.08 | 261 | 0 | 0.364 | 1 | 2 | cs | TRUE
24 | LV_248-7_0_4_line_24 |  | 21 | 24 | 0.013986 | 0.125 | 0.08 | 261 | 0 | 0.364 | 1 | 1 | cs | TRUE
25 | LV_248-7_0_4_line_25 |  | 22 | 31 | 0.023656 | 0.125 | 0.08 | 261 | 0 | 0.364 | 1 | 1 | cs | TRUE
26 | LV_248-7_0_4_line_26 |  | 23 | 92 | 0.013582 | 0.125 | 0.08 | 261 | 0 | 0.364 | 1 | 2 | cs | TRUE
27 | LV_248-7_0_4_line_27 |  | 23 | 56 | 0.02234 | 0.125 | 0.08 | 261 | 0 | 0.364 | 1 | 1 | cs | TRUE
28 | LV_248-7_0_4_line_28 |  | 24 | 119 | 0.02627 | 0.125 | 0.08 | 261 | 0 | 0.364 | 1 | 1 | cs | TRUE
29 | LV_248-7_0_4_line_29 |  | 25 | 26 | 0.025781 | 0.125 | 0.08 | 261 | 0 | 0.364 | 1 | 1 | cs | TRUE
30 | LV_248-7_0_4_line_30 |  | 26 | 27 | 0.0019878 | 0.125 | 0.08 | 261 | 0 | 0.364 | 1 | 1 | cs | TRUE
31 | LV_248-7_0_4_line_31 |  | 27 | 28 | 2.237e-05 | 0.125 | 0.08 | 261 | 0 | 0.364 | 1 | 1 | cs | TRUE
32 | LV_248-7_0_4_line_32 |  | 29 | 30 | 0.027406 | 0.125 | 0.08 | 261 | 0 | 0.364 | 1 | 1 | cs | TRUE
33 | LV_248-7_0_4_line_33 |  | 29 | 31 | 0.024934 | 0.125 | 0.08 | 261 | 0 | 0.364 | 1 | 1 | cs | TRUE
34 | LV_248-7_0_4_line_34 |  | 30 | 32 | 0.0059663 | 0.125 | 0.08 | 261 | 0 | 0.364 | 1 | 1 | cs | TRUE
35 | LV_248-7_0_4_line_35 |  | 31 | 33 | 0.010723 | 0.125 | 0.08 | 261 | 0 | 0.364 | 1 | 1 | cs | TRUE
36 | LV_248-7_0_4_line_36 |  | 32 | 34 | 0.035202 | 0.125 | 0.08 | 261 | 0 | 0.364 | 1 | 1 | cs | TRUE
37 | LV_248-7_0_4_line_37 |  | 33 | 35 | 0.027839 | 0.125 | 0.08 | 261 | 0 | 0.364 | 1 | 1 | cs | TRUE
38 | LV_248-7_0_4_line_38 |  | 34 | 36 | 0.00086052 | 0.125 | 0.08 | 261 | 0 | 0.364 | 1 | 1 | cs | TRUE
39 | LV_248-7_0_4_line_39 |  | 35 | 37 | 0.042291 | 0.125 | 0.08 | 261 | 0 | 0.364 | 1 | 1 | cs | TRUE
40 | LV_248-7_0_4_line_40 |  | 36 | 95 | 0.018471 | 0.125 | 0.08 | 261 | 0 | 0.364 | 1 | 1 | cs | TRUE
41 | LV_248-7_0_4_line_41 |  | 37 | 94 | 0.049473 | 0.125 | 0.08 | 261 | 0 | 0.364 | 1 | 1 | cs | TRUE
42 | LV_248-7_0_4_line_42 |  | 38 | 39 | 0.0019507 | 0.125 | 0.08 | 261 | 0 | 0.364 | 1 | 2 | cs | TRUE
43 | LV_248-7_0_4_line_43 |  | 38 | 40 | 0.0021156 | 0.125 | 0.08 | 261 | 0 | 0.364 | 1 | 2 | cs | TRUE
44 | LV_248-7_0_4_line_44 |  | 39 | 41 | 0.030938 | 0.125 | 0.08 | 261 | 0 | 0.364 | 1 | 2 | cs | TRUE
45 | LV_248-7_0_4_line_45 |  | 40 | 42 | 0.012231 | 0.125 | 0.08 | 261 | 0 | 0.364 | 1 | 2 | cs | TRUE
46 | LV_248-7_0_4_line_46 |  | 41 | 43 | 0.0022221 | 0.125 | 0.08 | 261 | 0 | 0.364 | 1 | 2 | cs | TRUE
47 | LV_248-7_0_4_line_47 |  | 42 | 50 | 0.017377 | 0.125 | 0.08 | 261 | 0 | 0.364 | 1 | 2 | cs | TRUE
48 | LV_248-7_0_4_line_48 |  | 43 | 52 | 0.010296 | 0.125 | 0.08 | 261 | 0 | 0.364 | 1 | 2 | cs | TRUE
49 | LV_248-7_0_4_line_49 |  | 44 | 45 | 0.029561 | 0.125 | 0.08 | 261 | 0 | 0.364 | 1 | 1 | cs | TRUE
50 | LV_248-7_0_4_line_50 |  | 44 | 46 | 0.029523 | 0.125 | 0.08 | 261 | 0 | 0.364 | 1 | 1 | cs | TRUE
51 | LV_248-7_0_4_line_51 |  | 45 | 117 | 0.02981 | 0.125 | 0.08 | 261 | 0 | 0.364 | 1 | 1 | cs | TRUE
52 | LV_248-7_0_4_line_52 |  | 46 | 81 | 0.00078692 | 0.125 | 0.08 | 261 | 0 | 0.364 | 1 | 1 | cs | TRUE
53 | LV_248-7_0_4_line_53 |  | 47 | 48 | 0.012764 | 0.125 | 0.08 | 261 | 0 | 0.364 | 1 | 1 | cs | TRUE
54 | LV_248-7_0_4_line_54 |  | 47 | 49 | 0.016911 | 0.125 | 0.08 | 261 | 0 | 0.364 | 1 | 1 | cs | TRUE
55 | LV_248-7_0_4_line_55 |  | 48 | 51 | 0.021639 | 0.125 | 0.08 | 261 | 0 | 0.364 | 1 | 1 | cs | TRUE
56 | LV_248-7_0_4_line_56 |  | 49 | 53 | 0.012469 | 0.125 | 0.08 | 261 | 0 | 0.364 | 1 | 1 | cs | TRUE
57 | LV_248-7_0_4_line_57 |  | 50 | 54 | 0.015002 | 0.125 | 0.08 | 261 | 0 | 0.364 | 1 | 2 | cs | TRUE
58 | LV_248-7_0_4_line_58 |  | 51 | 91 | 0.011939 | 0.125 | 0.08 | 261 | 0 | 0.364 | 1 | 1 | cs | TRUE
59 | LV_248-7_0_4_line_59 |  | 52 | 116 | 0.020639 | 0.125 | 0.08 | 261 | 0 | 0.364 | 1 | 1 | cs | TRUE
60 | LV_248-7_0_4_line_60 |  | 52 | 118 | 0.012905 | 0.125 | 0.08 | 261 | 0 | 0.364 | 1 | 2 | cs | TRUE
61 | LV_248-7_0_4_line_61 |  | 53 | 109 | 0.018677 | 0.125 | 0.08 | 261 | 0 | 0.364 | 1 | 1 | cs | TRUE
62 | LV_248-7_0_4_line_62 |  | 54 | 59 | 0.035832 | 0.125 | 0.08 | 261 | 0 | 0.364 | 1 | 2 | cs | TRUE
63 | LV_248-7_0_4_line_63 |  | 55 | 56 | 0.02453 | 0.125 | 0.08 | 261 | 0 | 0.364 | 1 | 1 | cs | TRUE
64 | LV_248-7_0_4_line_64 |  | 57 | 58 | 0.022621 | 0.125 | 0.08 | 261 | 0 | 0.364 | 1 | 1 | cs | TRUE
65 | LV_248-7_0_4_line_65 |  | 57 | 59 | 0.008661 | 0.125 | 0.08 | 261 | 0 | 0.364 | 1 | 2 | cs | TRUE
66 | LV_248-7_0_4_line_66 |  | 58 | 60 | 0.03212 | 0.125 | 0.08 | 261 | 0 | 0.364 | 1 | 1 | cs | TRUE
67 | LV_248-7_0_4_line_67 |  | 60 | 64 | 0.0013193 | 0.125 | 0.08 | 261 | 0 | 0.364 | 1 | 1 | cs | TRUE
68 | LV_248-7_0_4_line_68 |  | 60 | 65 | 0.050333 | 0.125 | 0.08 | 261 | 0 | 0.364 | 1 | 1 | cs | TRUE
69 | LV_248-7_0_4_line_69 |  | 61 | 62 | 0.026418 | 0.125 | 0.08 | 261 | 0 | 0.364 | 1 | 1 | cs | TRUE
70 | LV_248-7_0_4_line_70 |  | 61 | 63 | 0.0063694 | 0.125 | 0.08 | 261 | 0 | 0.364 | 1 | 1 | cs | TRUE
71 | LV_248-7_0_4_line_71 |  | 62 | 80 | 0.0063027 | 0.125 | 0.08 | 261 | 0 | 0.364 | 1 | 1 | cs | TRUE
72 | LV_248-7_0_4_line_72 |  | 63 | 70 | 0.019905 | 0.125 | 0.08 | 261 | 0 | 0.364 | 1 | 1 | cs | TRUE
73 | LV_248-7_0_4_line_73 |  | 64 | 84 | 0.013521 | 0.125 | 0.08 | 261 | 0 | 0.364 | 1 | 1 | cs | TRUE
74 | LV_248-7_0_4_line_74 |  | 65 | 90 | 0.013244 | 0.125 | 0.08 | 261 | 0 | 0.364 | 1 | 1 | cs | TRUE
75 | LV_248-7_0_4_line_75 |  | 65 | 79 | 0.038357 | 0.125 | 0.08 | 261 | 0 | 0.364 | 1 | 1 | cs | TRUE
76 | LV_248-7_0_4_line_76 |  | 66 | 67 | 0.013067 | 0.125 | 0.08 | 261 | 0 | 0.364 | 1 | 1 | cs | TRUE
77 | LV_248-7_0_4_line_77 |  | 66 | 68 | 0.02014 | 0.125 | 0.08 | 261 | 0 | 0.364 | 1 | 1 | cs | TRUE
78 | LV_248-7_0_4_line_78 |  | 67 | 69 | 0.00061409 | 0.125 | 0.08 | 261 | 0 | 0.364 | 1 | 1 | cs | TRUE
79 | LV_248-7_0_4_line_79 |  | 68 | 85 | 0.042132 | 0.125 | 0.08 | 261 | 0 | 0.364 | 1 | 1 | cs | TRUE
80 | LV_248-7_0_4_line_80 |  | 70 | 71 | 9.0767e-05 | 0.125 | 0.08 | 261 | 0 | 0.364 | 1 | 1 | cs | TRUE
81 | LV_248-7_0_4_line_81 |  | 71 | 72 | 0.012433 | 0.125 | 0.08 | 261 | 0 | 0.364 | 1 | 1 | cs | TRUE
82 | LV_248-7_0_4_line_82 |  | 72 | 73 | 0.0032401 | 0.125 | 0.08 | 261 | 0 | 0.364 | 1 | 1 | cs | TRUE
83 | LV_248-7_0_4_line_83 |  | 73 | 86 | 0.0072916 | 0.125 | 0.08 | 261 | 0 | 0.364 | 1 | 1 | cs | TRUE
84 | LV_248-7_0_4_line_84 |  | 74 | 75 | 0.0082474 | 0.125 | 0.08 | 261 | 0 | 0.364 | 1 | 1 | cs | TRUE
85 | LV_248-7_0_4_line_85 |  | 74 | 76 | 0.02774 | 0.125 | 0.08 | 261 | 0 | 0.364 | 1 | 1 | cs | TRUE
86 | LV_248-7_0_4_line_86 |  | 75 | 78 | 0.0036055 | 0.125 | 0.08 | 261 | 0 | 0.364 | 1 | 1 | cs | TRUE
87 | LV_248-7_0_4_line_87 |  | 76 | 82 | 0.011514 | 0.125 | 0.08 | 261 | 0 | 0.364 | 1 | 1 | cs | TRUE
88 | LV_248-7_0_4_line_88 |  | 77 | 78 | 0.0067281 | 0.125 | 0.08 | 261 | 0 | 0.364 | 1 | 1 | cs | TRUE
89 | LV_248-7_0_4_line_89 |  | 77 | 79 | 0.016418 | 0.125 | 0.08 | 261 | 0 | 0.364 | 1 | 1 | cs | TRUE
90 | LV_248-7_0_4_line_90 |  | 79 | 88 | 0.010987 | 0.125 | 0.08 | 261 | 0 | 0.364 | 1 | 1 | cs | TRUE
91 | LV_248-7_0_4_line_91 |  | 80 | 81 | 0.031867 | 0.125 | 0.08 | 261 | 0 | 0.364 | 1 | 1 | cs | TRUE
92 | LV_248-7_0_4_line_92 |  | 82 | 83 | 0.03061 | 0.125 | 0.08 | 261 | 0 | 0.364 | 1 | 1 | cs | TRUE
93 | LV_248-7_0_4_line_93 |  | 83 | 91 | 0.00010196 | 0.125 | 0.08 | 261 | 0 | 0.364 | 1 | 1 | cs | TRUE
94 | LV_248-7_0_4_line_94 |  | 84 | 97 | 0.01278 | 0.125 | 0.08 | 261 | 0 | 0.364 | 1 | 1 | cs | TRUE
95 | LV_248-7_0_4_line_95 |  | 85 | 105 | 0.029335 | 0.125 | 0.08 | 261 | 0 | 0.364 | 1 | 1 | cs | TRUE
96 | LV_248-7_0_4_line_96 |  | 86 | 87 | 0.021737 | 0.125 | 0.08 | 261 | 0 | 0.364 | 1 | 1 | cs | TRUE
97 | LV_248-7_0_4_line_97 |  | 87 | 102 | 0.0084826 | 0.125 | 0.08 | 261 | 0 | 0.364 | 1 | 1 | cs | TRUE
98 | LV_248-7_0_4_line_98 |  | 88 | 89 | 0.010785 | 0.125 | 0.08 | 261 | 0 | 0.364 | 1 | 1 | cs | TRUE
99 | LV_248-7_0_4_line_99 |  | 89 | 104 | 0.01306 | 0.125 | 0.08 | 261 | 0 | 0.364 | 1 | 1 | cs | TRUE
100 | LV_248-7_0_4_line_100 |  | 92 | 93 | 0.032152 | 0.125 | 0.08 | 261 | 0 | 0.364 | 1 | 2 | cs | TRUE
101 | LV_248-7_0_4_line_101 |  | 93 | 96 | 0.025805 | 0.125 | 0.08 | 261 | 0 | 0.364 | 1 | 2 | cs | TRUE
102 | LV_248-7_0_4_line_102 |  | 96 | 118 | 0.00068481 | 0.125 | 0.08 | 261 | 0 | 0.364 | 1 | 2 | cs | TRUE
103 | LV_248-7_0_4_line_103 |  | 97 | 98 | 0.03251 | 0.125 | 0.08 | 261 | 0 | 0.364 | 1 | 1 | cs | TRUE
104 | LV_248-7_0_4_line_104 |  | 99 | 100 | 0.06829 | 0.125 | 0.08 | 261 | 0 | 0.364 | 1 | 1 | cs | TRUE
105 | LV_248-7_0_4_line_105 |  | 99 | 101 | 0.049789 | 0.125 | 0.08 | 261 | 0 | 0.364 | 1 | 1 | cs | TRUE
106 | LV_248-7_0_4_line_106 |  | 99 | 102 | 0.026328 | 0.125 | 0.08 | 261 | 0 | 0.364 | 1 | 1 | cs | TRUE
107 | LV_248-7_0_4_line_107 |  | 100 | 103 | 0.055787 | 0.125 | 0.08 | 261 | 0 | 0.364 | 1 | 1 | cs | TRUE
108 | LV_248-7_0_4_line_108 |  | 101 | 106 | 0.0021502 | 0.125 | 0.08 | 261 | 0 | 0.364 | 1 | 1 | cs | TRUE
109 | LV_248-7_0_4_line_109 |  | 103 | 104 | 0.0081411 | 0.125 | 0.08 | 261 | 0 | 0.364 | 1 | 1 | cs | TRUE
110 | LV_248-7_0_4_line_110 |  | 105 | 106 | 0.00080363 | 0.125 | 0.08 | 261 | 0 | 0.364 | 1 | 1 | cs | TRUE
111 | LV_248-7_0_4_line_111 |  | 107 | 108 | 0.019445 | 0.125 | 0.08 | 261 | 0 | 0.364 | 1 | 1 | cs | TRUE
112 | LV_248-7_0_4_line_112 |  | 108 | 109 | 0.0201 | 0.125 | 0.08 | 261 | 0 | 0.364 | 1 | 1 | cs | TRUE
113 | LV_248-7_0_4_line_113 |  | 110 | 111 | 8.2378e-05 | 0.125 | 0.08 | 261 | 0 | 0.364 | 1 | 1 | cs | TRUE
114 | LV_248-7_0_4_line_114 |  | 110 | 112 | 0.021112 | 0.125 | 0.08 | 261 | 0 | 0.364 | 1 | 1 | cs | TRUE
115 | LV_248-7_0_4_line_115 |  | 112 | 115 | 0.0024125 | 0.125 | 0.08 | 261 | 0 | 0.364 | 1 | 1 | cs | TRUE
116 | LV_248-7_0_4_line_116 |  | 113 | 114 | 0.0014013 | 0.125 | 0.08 | 261 | 0 | 0.364 | 1 | 1 | cs | TRUE
117 | LV_248-7_0_4_line_117 |  | 113 | 115 | 0.010232 | 0.125 | 0.08 | 261 | 0 | 0.364 | 1 | 1 | cs | TRUE
118 | LV_248-7_0_4_line_118 |  | 114 | 116 | 0.015505 | 0.125 | 0.08 | 261 | 0 | 0.364 | 1 | 1 | cs | TRUE

## trafo
| name | std_type | hv_bus | lv_bus | sn_mva | vn_hv_kv | vn_lv_kv | vk_percent | vkr_percent | pfe_kw | i0_percent | shift_degree | tap_side | tap_neutral | tap_min | tap_max | tap_step_percent | tap_step_degree | tap_pos | tap_phase_shifter | parallel | df | in_service
0 | LV_248-7_0_4_trafo_41 | 0.63 MVA 20/0.4 kV | 120 | 50 | 0.63 | 20 | 0.4 | 6 | 1.206 | 1.65 | 0.2619 | 150 | hv | 0 | -2 | 2 | 2.5 | 0 | 0 | FALSE | 1 | 1 | TRUE

## line_geodata
| x0 | y0 | x1 | y1 | x2 | y2 | x3 | y3 | x4 | y4 | x5 | y5 | x6 | y6 | x7 | y7
0 | 2676270.7843 | 1247373.3606 | 2676263.4719 | 1247360.7967
1 | 2676255.1418 | 1247412.6433 | 2676239.204 | 1247392.6907 | 2676270.7843 | 1247373.3606
2 | 2676255.1418 | 1247412.6433 | 2676270.3258 | 1247431.8746 | 2676285.575 | 1247453.086 | 2676288.2763 | 1247456.2341
3 | 2676288.2763 | 1247456.2341 | 2676323.564 | 1247429.9888
4 | 2676328.5815 | 1247426.2571 | 2676323.564 | 1247429.9888
5 | 2676332.2519 | 1247366.4908 | 2676332.2519 | 1247366.4908 | 2676329.9825 | 1247369.6861 | 2676304.258 | 1247388.4454
6 | 2676341.4132 | 1247359.5371 | 2676332.2519 | 1247366.4908
7 | 2676397.0675 | 1247375.3206 | 2676396.2244 | 1247366.8926 | 2676409.568 | 1247354.9981
8 | 2676423.0911 | 1247342.9436 | 2676409.568 | 1247354.9981
9 | 2676397.0675 | 1247375.3206 | 2676380.9858 | 1247387.2814
10 | 2676397.0675 | 1247375.3206 | 2676374.3425 | 1247348.0972 | 2676364.8692 | 1247354.9925
11 | 2676423.0911 | 1247342.9436 | 2676409.3195 | 1247314.946 | 2676404.5748 | 1247309.1696
12 | 2676423.0911 | 1247342.9436 | 2676445.677 | 1247326.8293
13 | 2676380.9858 | 1247387.2814 | 2676361.7317 | 1247401.6016
14 | 2676341.4132 | 1247359.5371 | 2676341.4132 | 1247359.5371 | 2676348.5092 | 1247366.9004 | 2676364.8692 | 1247354.9925
15 | 2676404.5748 | 1247309.1696 | 2676391.5146 | 1247320.3206
16 | 2676465.7323 | 1247321.1331 | 2676459.6769 | 1247316.8408 | 2676445.677 | 1247326.8293
17 | 2676357.5665 | 1247404.6994 | 2676361.7317 | 1247401.6016
18 | 2676459.6282 | 1247361.6058 | 2676459.3934 | 1247356.9661 | 2676457.4068 | 1247353.4601 | 2676452.6279 | 1247352.0976 | 2676446.9731 | 1247351.3019 | 2676443.2324 | 1247348.5072 | 2676439.2265 | 1247342.8515 | 2676465.7323 | 1247321.1331
19 | 2676350.8815 | 1247409.6714 | 2676357.5665 | 1247404.6994
20 | 2676459.6282 | 1247361.6058 | 2676470.319 | 1247366.0802 | 2676478.2363 | 1247371.8308 | 2676489.9245 | 1247376.2848
21 | 2676459.6282 | 1247361.6058 | 2676453.6506 | 1247374.7048 | 2676442.4299 | 1247383.1097
22 | 2676489.9245 | 1247376.2848 | 2676496.3742 | 1247360.115
23 | 2676489.9245 | 1247376.2848 | 2676488.1915 | 1247380.6322
24 | 2676442.4299 | 1247383.1097 | 2676431.2362 | 1247391.4944
25 | 2676505.1384 | 1247338.1424 | 2676496.3742 | 1247360.115
26 | 2676488.1915 | 1247380.6322 | 2676483.1587 | 1247393.2478
27 | 2676488.1915 | 1247380.6322 | 2676509.1848 | 1247388.2717
28 | 2676410.2104 | 1247407.244 | 2676431.2362 | 1247391.4944
29 | 2676350.8815 | 1247409.6714 | 2676330.1945 | 1247425.0574
30 | 2676330.1945 | 1247425.0574 | 2676328.5995 | 1247426.2437
31 | 2676328.5815 | 1247426.2571 | 2676328.5995 | 1247426.2437
32 | 2676554.7222 | 1247339.338 | 2676542.3773 | 1247344.5608 | 2676531.1951 | 1247346.5513 | 2676528.5791 | 1247346.1708
33 | 2676505.1384 | 1247338.1424 | 2676521.967 | 1247345.209 | 2676528.5791 | 1247346.1708
34 | 2676560.2169 | 1247337.0133 | 2676554.7222 | 1247339.338
35 | 2676505.1384 | 1247338.1424 | 2676509.2737 | 1247328.2492
36 | 2676560.2169 | 1247337.0133 | 2676579.4333 | 1247328.8834 | 2676592.112 | 1247322.1914
37 | 2676520.0098 | 1247302.5641 | 2676509.2737 | 1247328.2492
38 | 2676592.873 | 1247321.7897 | 2676592.112 | 1247322.1914
39 | 2676520.0098 | 1247302.5641 | 2676544.0948 | 1247304.5653 | 2676553.3712 | 1247301.0046 | 2676556.7848 | 1247293.4544
40 | 2676609.2083 | 1247313.1677 | 2676592.873 | 1247321.7897
41 | 2676556.7848 | 1247293.4544 | 2676579.1496 | 1247294.1325 | 2676603.7841 | 1247282.8424
42 | 2676501.9799 | 1247439.7983 | 2676500.2255 | 1247440.6512
43 | 2676503.8826 | 1247438.8733 | 2676501.9799 | 1247439.7983
44 | 2676472.4014 | 1247454.1782 | 2676500.2255 | 1247440.6512
45 | 2676514.8822 | 1247433.5257 | 2676503.8826 | 1247438.8733
46 | 2676472.4014 | 1247454.1782 | 2676470.4029 | 1247455.1497
47 | 2676514.8822 | 1247433.5257 | 2676531.3302 | 1247427.9208
48 | 2676461.1429 | 1247459.6515 | 2676470.4029 | 1247455.1497
49 | 2676555.3522 | 1247566.7313 | 2676529.185 | 1247580.4837
50 | 2676555.3522 | 1247566.7313 | 2676561.6058 | 1247563.4446 | 2676578.9467 | 1247555.9409 | 2676582.3383 | 1247554.8471
51 | 2676529.185 | 1247580.4837 | 2676502.797 | 1247594.3522
52 | 2676582.3383 | 1247554.8471 | 2676583.0872 | 1247554.6056
53 | 2676521.296 | 1247505.787 | 2676533.4452 | 1247501.8747
54 | 2676521.296 | 1247505.787 | 2676505.1992 | 1247510.9705
55 | 2676533.4452 | 1247501.8747 | 2676533.5254 | 1247501.8489 | 2676554.4708 | 1247496.7596
56 | 2676493.7114 | 1247515.7224 | 2676499.5303 | 1247512.796 | 2676505.1992 | 1247510.9705
57 | 2676531.3302 | 1247427.9208 | 2676545.5304 | 1247423.0818
58 | 2676566.0724 | 1247493.9407 | 2676554.4708 | 1247496.7596
59 | 2676461.1429 | 1247459.6515 | 2676443.3346 | 1247470.0839
60 | 2676461.1429 | 1247459.6515 | 2676459.441 | 1247455.1597 | 2676459.8852 | 1247447.0707
61 | 2676493.7114 | 1247515.7224 | 2676477.026 | 1247524.1138
62 | 2676579.4469 | 1247411.5242 | 2676545.5304 | 1247423.0818
63 | 2676532.1075 | 1247384.1124 | 2676532.1075 | 1247384.1124 | 2676515.4672 | 1247390.5579 | 2676509.1848 | 1247388.2717
64 | 2676587.645 | 1247408.7305 | 2676597.5326 | 1247405.3612 | 2676608.649 | 1247400.3957
65 | 2676587.645 | 1247408.7305 | 2676579.4469 | 1247411.5242
66 | 2676637.9064 | 1247387.1535 | 2676636.0963 | 1247388.1358 | 2676608.649 | 1247400.3957
67 | 2676637.9064 | 1247387.1535 | 2676639.0659 | 1247386.5242
68 | 2676637.9064 | 1247387.1535 | 2676662.1568 | 1247431.2592
69 | 2676619.9835 | 1247545.1082 | 2676640.0534 | 1247541.2418 | 2676645.8769 | 1247539.8864
70 | 2676645.8769 | 1247539.8864 | 2676652.0805 | 1247538.4425
71 | 2676619.9835 | 1247545.1082 | 2676613.7945 | 1247546.3005
72 | 2676671.4675 | 1247533.93 | 2676652.0805 | 1247538.4425
73 | 2676650.9496 | 1247380.0747 | 2676639.0659 | 1247386.5242
74 | 2676662.1568 | 1247431.2592 | 2676675.0312 | 1247428.1502
75 | 2676668.0699 | 1247469.1575 | 2676662.1568 | 1247431.2592
76 | 2676695.1547 | 1247598.7562 | 2676682.155 | 1247600.0806
77 | 2676715.1907 | 1247596.7149 | 2676695.1547 | 1247598.7562
78 | 2676681.5441 | 1247600.1429 | 2676682.155 | 1247600.0806
79 | 2676755.8727 | 1247588.6294 | 2676747.5853 | 1247593.4145 | 2676715.1907 | 1247596.7149
80 | 2676671.4675 | 1247533.93 | 2676671.5559 | 1247533.9095
81 | 2676671.5559 | 1247533.9095 | 2676672.7289 | 1247533.6364 | 2676683.6075 | 1247530.8542
82 | 2676683.6075 | 1247530.8542 | 2676686.7466 | 1247530.0513
83 | 2676686.7466 | 1247530.0513 | 2676693.8108 | 1247528.2446
84 | 2676642.0747 | 1247475.4738 | 2676634.0604 | 1247477.421
85 | 2676607.1043 | 1247483.9708 | 2676634.0604 | 1247477.421
86 | 2676645.5782 | 1247474.6225 | 2676642.0747 | 1247475.4738
87 | 2676595.9159 | 1247486.6893 | 2676607.1043 | 1247483.9708
88 | 2676645.5782 | 1247474.6225 | 2676652.1161 | 1247473.0339
89 | 2676668.0699 | 1247469.1575 | 2676652.1161 | 1247473.0339
90 | 2676678.7462 | 1247466.5634 | 2676668.0699 | 1247469.1575
91 | 2676583.0872 | 1247554.6056 | 2676601.4888 | 1247548.6712 | 2676613.7945 | 1247546.3005
92 | 2676595.9159 | 1247486.6893 | 2676566.1714 | 1247493.9166
93 | 2676566.1714 | 1247493.9166 | 2676566.0724 | 1247493.9407
94 | 2676662.1822 | 1247373.9786 | 2676650.9496 | 1247380.0747
95 | 2676755.8727 | 1247588.6294 | 2676745.9175 | 1247571.1435 | 2676745.7908 | 1247561.9305
96 | 2676714.6227 | 1247522.0394 | 2676705.255 | 1247525.3177 | 2676693.8108 | 1247528.2446
97 | 2676714.6227 | 1247522.0394 | 2676722.6292 | 1247519.2374
98 | 2676678.7462 | 1247466.5634 | 2676689.2268 | 1247464.0168
99 | 2676689.2268 | 1247464.0168 | 2676701.9173 | 1247460.9333
100 | 2676470.466 | 1247422.7861 | 2676481.2364 | 1247398.0662 | 2676483.1587 | 1247393.2478
101 | 2676470.466 | 1247422.7861 | 2676460.1588 | 1247446.4429
102 | 2676460.1588 | 1247446.4429 | 2676459.8852 | 1247447.0707 | 2676459.8852 | 1247447.0707
103 | 2676662.1822 | 1247373.9786 | 2676675.378 | 1247366.817 | 2676689.6661 | 1247356.7188
104 | 2676746.976 | 1247509.2347 | 2676755.4216 | 1247474.7413 | 2676763.1383 | 1247442.8849
105 | 2676746.976 | 1247509.2347 | 2676745.4684 | 1247538.7476 | 2676745.7502 | 1247558.977
106 | 2676746.976 | 1247509.2347 | 2676726.1817 | 1247517.9942 | 2676722.6292 | 1247519.2374
107 | 2676763.1383 | 1247442.8849 | 2676737.7817 | 1247452.219 | 2676709.8282 | 1247459.0111
108 | 2676745.7502 | 1247558.977 | 2676745.7798 | 1247561.1269
109 | 2676701.9173 | 1247460.9333 | 2676709.8282 | 1247459.0111
110 | 2676745.7908 | 1247561.9305 | 2676745.7798 | 1247561.1269
111 | 2676443.7216 | 1247545.0846 | 2676459.0694 | 1247533.1445 | 2676459.0694 | 1247533.1445
112 | 2676477.026 | 1247524.1138 | 2676459.0694 | 1247533.1445
113 | 2676400.1419 | 1247496.676 | 2676400.2102 | 1247496.63
114 | 2676417.8372 | 1247485.0207 | 2676414.7322 | 1247486.8397 | 2676400.2102 | 1247496.63
115 | 2676419.9188 | 1247483.8013 | 2676417.8372 | 1247485.0207
116 | 2676428.7472 | 1247478.6295 | 2676429.9563 | 1247477.9212
117 | 2676428.7472 | 1247478.6295 | 2676419.9188 | 1247483.8013
118 | 2676443.3346 | 1247470.0839 | 2676429.9563 | 1247477.9212

## bus_geodata
| x | y | coords
0 | 2676263.4719 | 1247360.7967
1 | 2676270.7843 | 1247373.3606
2 | 2676255.1418 | 1247412.6433
3 | 2676288.2763 | 1247456.2341
4 | 2676323.564 | 1247429.9888
5 | 2676304.258 | 1247388.4454
6 | 2676332.2519 | 1247366.4908
7 | 2676409.568 | 1247354.9981
8 | 2676397.0675 | 1247375.3206
9 | 2676423.0911 | 1247342.9436
10 | 2676380.9858 | 1247387.2814
11 | 2676364.8692 | 1247354.9925
12 | 2676404.5748 | 1247309.1696
13 | 2676445.677 | 1247326.8293
14 | 2676361.7317 | 1247401.6016
15 | 2676341.4132 | 1247359.5371
16 | 2676391.5146 | 1247320.3206
17 | 2676465.7323 | 1247321.1331
18 | 2676357.5665 | 1247404.6994
19 | 2676459.6282 | 1247361.6058
20 | 2676489.9245 | 1247376.2848
21 | 2676442.4299 | 1247383.1097
22 | 2676496.3742 | 1247360.115
23 | 2676488.1915 | 1247380.6322
24 | 2676431.2362 | 1247391.4944
25 | 2676350.8815 | 1247409.6714
26 | 2676330.1945 | 1247425.0574
27 | 2676328.5995 | 1247426.2437
28 | 2676328.5815 | 1247426.2571
29 | 2676528.5791 | 1247346.1708
30 | 2676554.7222 | 1247339.338
31 | 2676505.1384 | 1247338.1424
32 | 2676560.2169 | 1247337.0133
33 | 2676509.2737 | 1247328.2492
34 | 2676592.112 | 1247322.1914
35 | 2676520.0098 | 1247302.5641
36 | 2676592.873 | 1247321.7897
37 | 2676556.7848 | 1247293.4544
38 | 2676501.9799 | 1247439.7983
39 | 2676500.2255 | 1247440.6512
40 | 2676503.8826 | 1247438.8733
41 | 2676472.4014 | 1247454.1782
42 | 2676514.8822 | 1247433.5257
43 | 2676470.4029 | 1247455.1497
44 | 2676555.3522 | 1247566.7313
45 | 2676529.185 | 1247580.4837
46 | 2676582.3383 | 1247554.8471
47 | 2676521.296 | 1247505.787
48 | 2676533.4452 | 1247501.8747
49 | 2676505.1992 | 1247510.9705
50 | 2676531.3302 | 1247427.9208
51 | 2676554.4708 | 1247496.7596
52 | 2676461.1429 | 1247459.6515
53 | 2676493.7114 | 1247515.7224
54 | 2676545.5304 | 1247423.0818
55 | 2676532.1075 | 1247384.1124
56 | 2676509.1848 | 1247388.2717
57 | 2676587.645 | 1247408.7305
58 | 2676608.649 | 1247400.3957
59 | 2676579.4469 | 1247411.5242
60 | 2676637.9064 | 1247387.1535
61 | 2676645.8769 | 1247539.8864
62 | 2676619.9835 | 1247545.1082
63 | 2676652.0805 | 1247538.4425
64 | 2676639.0659 | 1247386.5242
65 | 2676662.1568 | 1247431.2592
66 | 2676695.1547 | 1247598.7562
67 | 2676682.155 | 1247600.0806
68 | 2676715.1907 | 1247596.7149
69 | 2676681.5441 | 1247600.1429
70 | 2676671.4675 | 1247533.93
71 | 2676671.5559 | 1247533.9095
72 | 2676683.6075 | 1247530.8542
73 | 2676686.7466 | 1247530.0513
74 | 2676634.0604 | 1247477.421
75 | 2676642.0747 | 1247475.4738
76 | 2676607.1043 | 1247483.9708
77 | 2676652.1161 | 1247473.0339
78 | 2676645.5782 | 1247474.6225
79 | 2676668.0699 | 1247469.1575
80 | 2676613.7945 | 1247546.3005
81 | 2676583.0872 | 1247554.6056
82 | 2676595.9159 | 1247486.6893
83 | 2676566.1714 | 1247493.9166
84 | 2676650.9496 | 1247380.0747
85 | 2676755.8727 | 1247588.6294
86 | 2676693.8108 | 1247528.2446
87 | 2676714.6227 | 1247522.0394
88 | 2676678.7462 | 1247466.5634
89 | 2676689.2268 | 1247464.0168
90 | 2676675.0312 | 1247428.1502
91 | 2676566.0724 | 1247493.9407
92 | 2676483.1587 | 1247393.2478
93 | 2676470.466 | 1247422.7861
94 | 2676603.7841 | 1247282.8424
95 | 2676609.2083 | 1247313.1677
96 | 2676460.1588 | 1247446.4429
97 | 2676662.1822 | 1247373.9785
98 | 2676689.6661 | 1247356.7188
99 | 2676746.976 | 1247509.2347
100 | 2676763.1383 | 1247442.8849
101 | 2676745.7502 | 1247558.977
102 | 2676722.6292 | 1247519.2374
103 | 2676709.8282 | 1247459.0111
104 | 2676701.9173 | 1247460.9333
105 | 2676745.7908 | 1247561.9305
106 | 2676745.7798 | 1247561.1269
107 | 2676443.7216 | 1247545.0846
108 | 2676459.0694 | 1247533.1445
109 | 2676477.026 | 1247524.1138
110 | 2676400.2102 | 1247496.63
111 | 2676400.1419 | 1247496.676
112 | 2676417.8372 | 1247485.0207
113 | 2676428.7472 | 1247478.6295
114 | 2676429.9563 | 1247477.9212
115 | 2676419.9188 | 1247483.8013
116 | 2676443.3346 | 1247470.0839
117 | 2676502.797 | 1247594.3522
118 | 2676459.8852 | 1247447.0707
119 | 2676410.2104 | 1247407.244
120 | 2676514.8822 | 1247433.5257

## line_std_types
| c_nf_per_km | r_ohm_per_km | x_ohm_per_km | max_i_ka | type | q_mm2 | alpha | voltage_rating
NAYY 4x50 SE | 210 | 0.642 | 0.083 | 0.142 | cs | 50 | 0.00403 | LV
NAYY 4x120 SE | 264 | 0.225 | 0.08 | 0.242 | cs | 120 | 0.00403 | LV
NAYY 4x150 SE | 261 | 0.208 | 0.08 | 0.27 | cs | 150 | 0.00403 | LV
NA2XS2Y 1x95 RM/25 12/20 kV | 216 | 0.313 | 0.132 | 0.252 | cs | 95 | 0.00403 | MV
NA2XS2Y 1x185 RM/25 12/20 kV | 273 | 0.161 | 0.117 | 0.362 | cs | 185 | 0.00403 | MV
NA2XS2Y 1x240 RM/25 12/20 kV | 304 | 0.122 | 0.112 | 0.421 | cs | 240 | 0.00403 | MV
NA2XS2Y 1x95 RM/25 6/10 kV | 315 | 0.313 | 0.123 | 0.249 | cs | 95 | 0.00403 | MV
NA2XS2Y 1x185 RM/25 6/10 kV | 406 | 0.161 | 0.11 | 0.358 | cs | 185 | 0.00403 | MV
NA2XS2Y 1x240 RM/25 6/10 kV | 456 | 0.122 | 0.105 | 0.416 | cs | 240 | 0.00403 | MV
NA2XS2Y 1x150 RM/25 12/20 kV | 250 | 0.206 | 0.116 | 0.319 | cs | 150 | 0.00403 | MV
NA2XS2Y 1x120 RM/25 12/20 kV | 230 | 0.253 | 0.119 | 0.283 | cs | 120 | 0.00403 | MV
NA2XS2Y 1x70 RM/25 12/20 kV | 190 | 0.443 | 0.132 | 0.22 | cs | 70 | 0.00403 | MV
NA2XS2Y 1x150 RM/25 6/10 kV | 360 | 0.206 | 0.11 | 0.315 | cs | 150 | 0.00403 | MV
NA2XS2Y 1x120 RM/25 6/10 kV | 340 | 0.253 | 0.113 | 0.28 | cs | 120 | 0.00403 | MV
NA2XS2Y 1x70 RM/25 6/10 kV | 280 | 0.443 | 0.123 | 0.217 | cs | 70 | 0.00403 | MV
N2XS(FL)2Y 1x120 RM/35 64/110 kV | 112 | 0.153 | 0.166 | 0.366 | cs | 120 | 0.00393 | HV
N2XS(FL)2Y 1x185 RM/35 64/110 kV | 125 | 0.099 | 0.156 | 0.457 | cs | 185 | 0.00393 | HV
N2XS(FL)2Y 1x240 RM/35 64/110 kV | 135 | 0.075 | 0.149 | 0.526 | cs | 240 | 0.00393 | HV
N2XS(FL)2Y 1x300 RM/35 64/110 kV | 144 | 0.06 | 0.144 | 0.588 | cs | 300 | 0.00393 | HV
15-AL1/3-ST1A 0.4 | 11 | 1.8769 | 0.35 | 0.105 | ol | 16 | 0.00403 | LV
24-AL1/4-ST1A 0.4 | 11.25 | 1.2012 | 0.335 | 0.14 | ol | 24 | 0.00403 | LV
48-AL1/8-ST1A 0.4 | 12.2 | 0.5939 | 0.3 | 0.21 | ol | 48 | 0.00403 | LV
94-AL1/15-ST1A 0.4 | 13.2 | 0.306 | 0.29 | 0.35 | ol | 94 | 0.00403 | LV
34-AL1/6-ST1A 10.0 | 9.7 | 0.8342 | 0.36 | 0.17 | ol | 34 | 0.00403 | MV
48-AL1/8-ST1A 10.0 | 10.1 | 0.5939 | 0.35 | 0.21 | ol | 48 | 0.00403 | MV
70-AL1/11-ST1A 10.0 | 10.4 | 0.4132 | 0.339 | 0.29 | ol | 70 | 0.00403 | MV
94-AL1/15-ST1A 10.0 | 10.75 | 0.306 | 0.33 | 0.35 | ol | 94 | 0.00403 | MV
122-AL1/20-ST1A 10.0 | 11.1 | 0.2376 | 0.323 | 0.41 | ol | 122 | 0.00403 | MV
149-AL1/24-ST1A 10.0 | 11.25 | 0.194 | 0.315 | 0.47 | ol | 149 | 0.00403 | MV
34-AL1/6-ST1A 20.0 | 9.15 | 0.8342 | 0.382 | 0.17 | ol | 34 | 0.00403 | MV
48-AL1/8-ST1A 20.0 | 9.5 | 0.5939 | 0.372 | 0.21 | ol | 48 | 0.00403 | MV
70-AL1/11-ST1A 20.0 | 9.7 | 0.4132 | 0.36 | 0.29 | ol | 70 | 0.00403 | MV
94-AL1/15-ST1A 20.0 | 10 | 0.306 | 0.35 | 0.35 | ol | 94 | 0.00403 | MV
122-AL1/20-ST1A 20.0 | 10.3 | 0.2376 | 0.344 | 0.41 | ol | 122 | 0.00403 | MV
149-AL1/24-ST1A 20.0 | 10.5 | 0.194 | 0.337 | 0.47 | ol | 149 | 0.00403 | MV
184-AL1/30-ST1A 20.0 | 10.75 | 0.1571 | 0.33 | 0.535 | ol | 184 | 0.00403 | MV
243-AL1/39-ST1A 20.0 | 11 | 0.1188 | 0.32 | 0.645 | ol | 243 | 0.00403 | MV
48-AL1/8-ST1A 110.0 | 8 | 0.5939 | 0.46 | 0.21 | ol | 48 | 0.00403 | HV
70-AL1/11-ST1A 110.0 | 8.4 | 0.4132 | 0.45 | 0.29 | ol | 70 | 0.00403 | HV
94-AL1/15-ST1A 110.0 | 8.65 | 0.306 | 0.44 | 0.35 | ol | 94 | 0.00403 | HV
122-AL1/20-ST1A 110.0 | 8.5 | 0.2376 | 0.43 | 0.41 | ol | 122 | 0.00403 | HV
149-AL1/24-ST1A 110.0 | 8.75 | 0.194 | 0.41 | 0.47 | ol | 149 | 0.00403 | HV
184-AL1/30-ST1A 110.0 | 8.8 | 0.1571 | 0.4 | 0.535 | ol | 184 | 0.00403 | HV
243-AL1/39-ST1A 110.0 | 9 | 0.1188 | 0.39 | 0.645 | ol | 243 | 0.00403 | HV
305-AL1/39-ST1A 110.0 | 9.2 | 0.0949 | 0.38 | 0.74 | ol | 305 | 0.00403 | HV
490-AL1/64-ST1A 110.0 | 9.75 | 0.059 | 0.37 | 0.96 | ol | 490 | 0.00403 | HV
679-AL1/86-ST1A 110.0 | 9.95 | 0.042 | 0.36 | 1.15 | ol | 679 | 0.00403 | HV
490-AL1/64-ST1A 220.0 | 10 | 0.059 | 0.285 | 0.96 | ol | 490 | 0.00403 | HV
679-AL1/86-ST1A 220.0 | 11.7 | 0.042 | 0.275 | 1.15 | ol | 679 | 0.00403 | HV
490-AL1/64-ST1A 380.0 | 11 | 0.059 | 0.253 | 0.96 | ol | 490 | 0.00403 | HV
679-AL1/86-ST1A 380.0 | 14.6 | 0.042 | 0.25 | 1.15 | ol | 679 | 0.00403 | HV

## trafo_std_types
| i0_percent | pfe_kw | vkr_percent | sn_mva | vn_lv_kv | vn_hv_kv | vk_percent | shift_degree | vector_group | tap_side | tap_neutral | tap_min | tap_max | tap_step_degree | tap_step_percent | tap_phase_shifter
160 MVA 380/110 kV | 0.06 | 60 | 0.25 | 160 | 110 | 380 | 12.2 | 0 | Yy0 | hv | 0 | -9 | 9 | 0 | 1.5 | FALSE
100 MVA 220/110 kV | 0.06 | 55 | 0.26 | 100 | 110 | 220 | 12 | 0 | Yy0 | hv | 0 | -9 | 9 | 0 | 1.5 | FALSE
63 MVA 110/20 kV | 0.04 | 22 | 0.32 | 63 | 20 | 110 | 18 | 150 | YNd5 | hv | 0 | -9 | 9 | 0 | 1.5 | FALSE
40 MVA 110/20 kV | 0.05 | 18 | 0.34 | 40 | 20 | 110 | 16.2 | 150 | YNd5 | hv | 0 | -9 | 9 | 0 | 1.5 | FALSE
25 MVA 110/20 kV | 0.07 | 14 | 0.41 | 25 | 20 | 110 | 12 | 150 | YNd5 | hv | 0 | -9 | 9 | 0 | 1.5 | FALSE
63 MVA 110/10 kV | 0.04 | 22 | 0.32 | 63 | 10 | 110 | 18 | 150 | YNd5 | hv | 0 | -9 | 9 | 0 | 1.5 | FALSE
40 MVA 110/10 kV | 0.05 | 18 | 0.34 | 40 | 10 | 110 | 16.2 | 150 | YNd5 | hv | 0 | -9 | 9 | 0 | 1.5 | FALSE
25 MVA 110/10 kV | 0.07 | 14 | 0.41 | 25 | 10 | 110 | 12 | 150 | YNd5 | hv | 0 | -9 | 9 | 0 | 1.5 | FALSE
0.25 MVA 20/0.4 kV | 0.32 | 0.8 | 1.44 | 0.25 | 0.4 | 20 | 6 | 150 | Yzn5 | hv | 0 | -2 | 2 | 0 | 2.5 | FALSE
0.4 MVA 20/0.4 kV | 0.3375 | 1.35 | 1.425 | 0.4 | 0.4 | 20 | 6 | 150 | Dyn5 | hv | 0 | -2 | 2 | 0 | 2.5 | FALSE
0.63 MVA 20/0.4 kV | 0.2619 | 1.65 | 1.206 | 0.63 | 0.4 | 20 | 6 | 150 | Dyn5 | hv | 0 | -2 | 2 | 0 | 2.5 | FALSE
0.25 MVA 10/0.4 kV | 0.24 | 0.6 | 1.2 | 0.25 | 0.4 | 10 | 4 | 150 | Dyn5 | hv | 0 | -2 | 2 | 0 | 2.5 | FALSE
0.4 MVA 10/0.4 kV | 0.2375 | 0.95 | 1.325 | 0.4 | 0.4 | 10 | 4 | 150 | Dyn5 | hv | 0 | -2 | 2 | 0 | 2.5 | FALSE
0.63 MVA 10/0.4 kV | 0.1873 | 1.18 | 1.0794 | 0.63 | 0.4 | 10 | 4 | 150 | Dyn5 | hv | 0 | -2 | 2 | 0 | 2.5 | FALSE

## trafo3w_std_types
| sn_hv_mva | sn_mv_mva | sn_lv_mva | vn_hv_kv | vn_mv_kv | vn_lv_kv | vk_hv_percent | vk_mv_percent | vk_lv_percent | vkr_hv_percent | vkr_mv_percent | vkr_lv_percent | pfe_kw | i0_percent | shift_mv_degree | shift_lv_degree | vector_group | tap_side | tap_neutral | tap_min | tap_max | tap_step_percent
63/25/38 MVA 110/20/10 kV | 63 | 25 | 38 | 110 | 20 | 10 | 10.4 | 10.4 | 10.4 | 0.28 | 0.32 | 0.35 | 35 | 0.89 | 0 | 0 | YN0yn0yn0 | hv | 0 | -10 | 10 | 1.2
63/25/38 MVA 110/10/10 kV | 63 | 25 | 38 | 110 | 10 | 10 | 10.4 | 10.4 | 10.4 | 0.28 | 0.32 | 0.35 | 35 | 0.89 | 0 | 0 | YN0yn0yn0 | hv | 0 | -10 | 10 | 1.2

## fuse_std_types
| fuse_type | i_rated_a | t_avg | t_min | t_total | x_avg | x_min | x_total
HV 100A | HV 100A | 100 | 0 | [10.0, 3.64, 0.854, 0.281, 0.1, 0.0531, 0.022, 0.01] | [10.0, 4.267, 1.21, 0.403, 0.1, 0.058, 0.022, 0.01] | 0 | [300.0, 350.0, 450.0, 550.0, 700.0, 850.0, 1200.0, 1752.0] | [600.0, 700.0, 900.0, 1150.0, 1665.0, 2000.0, 3000.0, 4313.0]
HV 10A | HV 10A | 10 | 0 | [10.0, 1675.0, 0.344, 0.156, 0.1, 0.0417, 0.0171, 0.01] | [10.0, 1.3, 0.3, 0.155, 0.1, 0.0555, 0.023, 0.01] | 0 | [30.0, 32.0, 35.0, 37.0, 39.0, 50.0, 70.0, 88.0] | [60.0, 70.0, 80.0, 87.0, 94.0, 110.0, 150.0, 216.0]
HV 125A | HV 125A | 125 | 0 | [10.0, 1.82, 0.344, 0.1, 0.0467, 0.0269, 0.01] | [10.0, 2.478, 0.426, 0.1, 0.0427, 0.0211, 0.01] | 0 | [375.0, 500.0, 700.0, 925.0, 1200.0, 1500.0, 2341.0] | [750.0, 1000.0, 1500.0, 2200.0, 3000.0, 4000.0, 5765.0]
HV 160A | HV 160A | 160 | 0 | [10.0, 4.15, 1.03, 0.198, 0.1, 0.051, 0.0172, 0.01] | [10.0, 2.3, 0.734, 0.274, 0.1, 0.046, 0.0177, 0.01] | 0 | [480.0, 550.0, 700.0, 1000.0, 1260.0, 1600.0, 2500.0, 3227.0] | [960.0, 1300.0, 1700.0, 2200.0, 2996.0, 4000.0, 6000.0, 7946.0]
HV 16A | HV 16A | 16 | 0 | [10.0, 0.352, 0.164, 0.1, 0.0649, 0.0342, 0.01] | [10.0, 2.34, 0.722, 0.181, 0.1, 0.055, 0.0296, 0.01] | 0 | [48.0, 60.0, 65.0, 71.0, 80.0, 100.0, 162.0] | [96.0, 110.0, 125.0, 150.0, 168.0, 200.0, 250.0, 398.0]
HV 200A | HV 200A | 200 | 0 | [10.0, 4.267, 1.21, 0.403, 0.1, 0.058, 0.022, 0.01] | [10.0, 3.73, 1.654, 0.328, 0.1, 0.0531, 0.019, 0.01] | 0 | [600.0, 700.0, 900.0, 1150.0, 1665.0, 2000.0, 3000.0, 4313.0] | [1200.0, 1500.0, 1800.0, 2700.0, 3960.0, 5000.0, 7500.0, 10620.0]
HV 20A | HV 20A | 20 | 0 | [10.0, 1.3, 0.3, 0.155, 0.1, 0.0555, 0.023, 0.01] | [10.0, 1.3, 0.161, 0.1, 0.0611, 0.0399, 0.0141, 0.01] | 0 | [60.0, 70.0, 80.0, 87.0, 94.0, 110.0, 150.0, 216.0] | [120.0, 150.0, 200.0, 223.0, 260.0, 300.0, 450.0, 532.0]
HV 25A | HV 25A | 25 | 0 | [10.0, 2.512, 0.833, 0.299, 0.1, 0.0372, 0.0223, 0.01] | [10.0, 3.125, 0.597, 0.198, 0.1, 0.0378, 0.022, 0.01] | 0 | [75.0, 82.0, 90.0, 100.0, 124.0, 170.0, 200.0, 289.0] | [150.0, 170.0, 210.0, 250.0, 294.0, 400.0, 500.0, 711.0]
HV 31.5A | HV 31.5A | 31.5 | 0 | [10.0, 2.34, 0.722, 0.181, 0.1, 0.055, 0.0296, 0.01] | [10.0, 2.84, 0.368, 0.164, 0.1, 0.0621, 0.0378, 0.0195, 0.01] | 0 | [95.0, 110.0, 125.0, 150.0, 165.0, 200.0, 250.0, 390.0] | [189.0, 220.0, 300.0, 350.0, 393.0, 450.0, 530.0, 700.0, 960.0]
HV 40A | HV 40A | 40 | 0 | [10.0, 1.3, 0.161, 0.1, 0.0611, 0.0399, 0.0141, 0.01] | [10.0, 2.05, 0.369, 0.198, 0.1, 0.051, 0.0298, 0.01] | 0 | [120.0, 150.0, 200.0, 223.0, 260.0, 300.0, 450.0, 532.0] | [240.0, 300.0, 400.0, 450.0, 530.0, 650.0, 800.0, 1311.0]
HV 50A | HV 50A | 50 | 0 | [10.0, 3.215, 0.597, 0.198, 0.1, 0.0378, 0.022, 0.01] | [10.0, 3.64, 0.854, 0.281, 0.1, 0.0531, 0.022, 0.01] | 0 | [150.0, 170.0, 210.0, 250.0, 294.0, 400.0, 500.0, 711.0] | [300.0, 350.0, 450.0, 550.0, 700.0, 850.0, 1200.0, 1752.0]
HV 6.3A | HV 6.3A | 6.3 | 0 | [10.0, 1.39, 0.344, 0.168, 0.1, 0.056, 0.0263, 0.01] | [10.0, 1.711, 0.516, 0.198, 0.1, 0.0634, 0.0303, 0.01] | 0 | [19.0, 19.5, 20.4, 20.8, 22.0, 25.0, 32.0, 48.0] | [38.0, 40.0, 43.0, 48.0, 53.0, 60.0, 75.0, 118.0]
HV 63A | HV 63A | 63 | 0 | [10.0, 2.84, 0.368, 0.164, 0.1, 0.0621, 0.0378, 0.0195, 0.01] | [10.0, 1.82, 0.344, 0.1, 0.0467, 0.0269, 0.01] | 0 | [189.0, 220.0, 300.0, 350.0, 393.0, 450.0, 530.0, 700.0, 961.0] | [378.0, 500.0, 700.0, 934.0, 1200.0, 1500.0, 2366.0]
HV 80A | HV 80A | 80 | 0 | [10.0, 2.05, 0.369, 0.198, 0.1, 0.051, 0.0298, 0.01] | [10.0, 4.15, 1.03, 0.198, 0.1, 0.051, 0.0172, 0.01] | 0 | [240.0, 300.0, 400.0, 450.0, 530.0, 650.0, 800.0, 1311.0] | [480.0, 550.0, 700.0, 1000.0, 1260.0, 1600.0, 2500.0, 3227.0]
Siemens NH-1-100 | Siemens NH-1-100 | 100 | [5400.0, 2000.0, 400.0, 20.0, 1.0, 0.2, 0.012, 0.004] | 0 | 0 | [150.0, 190.0, 250.0, 430.0, 900.0, 1250.0, 2700.0, 3600.0] | 0 | 0
Siemens NH-1-125 | Siemens NH-1-125 | 125 | [4800.0, 120.0, 7.0, 0.1, 0.004] | 0 | 0 | [180.0, 400.0, 740.0, 2000.0, 4250.0] | 0 | 0
Siemens NH-1-16 | Siemens NH-1-16 | 16 | [4000.0, 400.0, 2.0, 0.1, 0.04, 0.01] | 0 | 0 | [26.0, 35.0, 75.0, 150.0, 200.0, 300.0] | 0 | 0
Siemens NH-1-160 | Siemens NH-1-160 | 160 | [4800.0, 120.0, 7.0, 0.1, 0.004] | 0 | 0 | [210.0, 500.0, 900.0, 2300.0, 5000.0] | 0 | 0
Siemens NH-1-25 | Siemens NH-1-25 | 25 | [4000.0, 1000.0, 10.0, 0.2, 0.02, 0.01] | 0 | 0 | [40.0, 50.0, 100.0, 210.0, 400.0, 500.0] | 0 | 0
Siemens NH-1-50 | Siemens NH-1-50 | 50 | [4000.0, 40.0, 4.0, 1.0, 0.02, 0.01] | 0 | 0 | [86.0, 200.0, 300.0, 400.0, 1000.0, 1280.0] | 0 | 0
Siemens NH-1-63 | Siemens NH-1-63 | 63 | [4000.0, 100.0, 10.0, 2.0, 0.04, 0.01] | 0 | 0 | [100.0, 200.0, 300.0, 400.0, 1000.0, 1500.0] | 0 | 0
Siemens NH-1-80 | Siemens NH-1-80 | 80 | [4800.0, 120.0, 7.0, 0.1, 0.01] | 0 | 0 | [150.58, 250.0, 450.0, 1150.0, 2470.0] | 0 | 0
Siemens NH-2-1000 | Siemens NH-2-1000 | 1000 | [4800.0, 120.0, 7.0, 0.1, 0.004] | 0 | 0 | [1900.0, 3500.0, 8400.0, 24000.0, 52000.0] | 0 | 0
Siemens NH-2-200 | Siemens NH-2-200 | 200 | [4800.0, 120.0, 7.0, 0.1, 0.004] | 0 | 0 | [280.0, 650.0, 1200.0, 3000.0, 7000.0] | 0 | 0
Siemens NH-2-224 | Siemens NH-2-224 | 224 | [4800.0, 120.0, 7.0, 0.2, 0.04, 0.004] | 0 | 0 | [400.0, 750.0, 1453.0, 3025.0, 4315.0, 7600.0] | 0 | 0
Siemens NH-2-250 | Siemens NH-2-250 | 250 | [4800.0, 120.0, 7.0, 0.1, 0.004] | 0 | 0 | [450.0, 800.0, 1650.0, 4000.0, 8500.0] | 0 | 0
Siemens NH-2-315 | Siemens NH-2-315 | 315 | [4800.0, 120.0, 7.0, 0.1, 0.004] | 0 | 0 | [550.0, 920.0, 1900.0, 5000.0, 11000.0] | 0 | 0
Siemens NH-2-355 | Siemens NH-2-355 | 355 | [4800.0, 120.0, 6.0, 0.1, 0.004] | 0 | 0 | [650.0, 1116.27, 2350.0, 5840.0, 12790.0] | 0 | 0
Siemens NH-2-400 | Siemens NH-2-400 | 400 | [4800.0, 120.0, 7.0, 0.1, 0.004] | 0 | 0 | [720.0, 1350.0, 2800.0, 6500.0, 15000.0] | 0 | 0
Siemens NH-2-425 | Siemens NH-2-425 | 425 | [4800.0, 120.0, 7.0, 0.1, 0.004] | 0 | 0 | [850.0, 1500.0, 3050.0, 7500.0, 16500.0] | 0 | 0
Siemens NH-2-630 | Siemens NH-2-630 | 630 | [4800.0, 120.0, 7.0, 0.1, 0.004] | 0 | 0 | [1200.0, 2000.0, 4800.0, 12000.0, 26000.0] | 0 | 0

## res_bus
| vm_pu | va_degree | p_mw | q_mvar
0 | 0.97163 | -0.54798 | 0.0007274 | 0.0001823
1 | 0.97164 | -0.54779 | 0 | 0
2 | 0.97168 | -0.54695 | 0 | 0
3 | 0.97172 | -0.54621 | 0 | 0
4 | 0.97175 | -0.54561 | 0.00079492 | 0.00019923
5 | 0.97189 | -0.54283 | 0.0027034 | 0.00067754
6 | 0.97198 | -0.54104 | 0.0084314 | 0.0021131
7 | 0.97432 | -0.49481 | 0.0085517 | 0.0021433
8 | 0.97322 | -0.51655 | 0 | 0
9 | 0.97522 | -0.47705 | 0 | 0
10 | 0.97269 | -0.52693 | 0.0037559 | 0.00094131
11 | 0.97248 | -0.53112 | 0.0033007 | 0.00082723
12 | 0.97486 | -0.48414 | 0 | 0
13 | 0.97686 | -0.44484 | 0.010253 | 0.0025697
14 | 0.97214 | -0.5377 | 0.0037288 | 0.00093454
15 | 0.9721 | -0.53868 | 0.0023292 | 0.00058374
16 | 0.9747 | -0.48729 | 0.010007 | 0.0025079
17 | 0.97855 | -0.41175 | 0 | 0
18 | 0.97204 | -0.53968 | 0.0089097 | 0.002233
19 | 0.98303 | -0.32464 | 0 | 0
20 | 0.98614 | -0.26454 | 0 | 0
21 | 0.98237 | -0.33756 | 0.011832 | 0.0029655
22 | 0.98533 | -0.28033 | 0.010245 | 0.0025677
23 | 0.98647 | -0.25827 | 0 | 0
24 | 0.9822 | -0.34094 | 0.0014647 | 0.00036708
25 | 0.97195 | -0.54148 | 0.0037193 | 0.00093213
26 | 0.97176 | -0.54529 | 0.0040451 | 0.0010138
27 | 0.97175 | -0.54544 | 0.00080719 | 0.0002023
28 | 0.97175 | -0.54544 | 0.0016273 | 0.00040785
29 | 0.98395 | -0.30718 | 0.0027684 | 0.00069383
30 | 0.98348 | -0.31651 | 0.00072938 | 0.0001828
31 | 0.98445 | -0.29747 | 0 | 0
32 | 0.98338 | -0.31846 | 0.002529 | 0.00063383
33 | 0.98427 | -0.30106 | 0.0085094 | 0.0021327
34 | 0.98287 | -0.32839 | 0.0030133 | 0.00075519
35 | 0.98401 | -0.30615 | 0 | 0
36 | 0.98286 | -0.32858 | 0.0095429 | 0.0023917
37 | 0.98361 | -0.31388 | 0 | 0
38 | 0.997 | -0.056724 | 0.0035116 | 0.00088009
39 | 0.99682 | -0.060078 | 0.0063164 | 0.0015831
40 | 0.9972 | -0.053022 | 0.0052847 | 0.0013245
41 | 0.99411 | -0.11172 | 0.0016971 | 0.00042533
42 | 0.99835 | -0.031083 | 0 | 0
43 | 0.99391 | -0.11541 | 0.0013707 | 0.00034353
44 | 0.97059 | -0.56757 | 0.0023454 | 0.00058782
45 | 0.97042 | -0.57084 | 0.0039811 | 0.00099775
46 | 0.97082 | -0.56303 | 0.00072604 | 0.00018196
47 | 0.97342 | -0.51178 | 0.0034723 | 0.00087025
48 | 0.97362 | -0.50779 | 0.0078037 | 0.0019558
49 | 0.97321 | -0.51598 | 0.0024039 | 0.00060248
50 | 1 | 0 | -0.38962 | -0.099726
51 | 0.97412 | -0.49793 | 0.0016807 | 0.00042124
52 | 0.99302 | -0.13238 | 0 | 0
53 | 0.97308 | -0.51853 | 0.0022766 | 0.00057058
54 | 0.99877 | -0.023123 | 0.0086521 | 0.0021684
55 | 0.98626 | -0.26227 | 0.0032282 | 0.00080906
56 | 0.98633 | -0.26085 | 0.003212 | 0.00080501
57 | 0.99539 | -0.087229 | 0.015015 | 0.0037632
58 | 0.99256 | -0.14085 | 0.0020352 | 0.00051008
59 | 0.99599 | -0.075856 | 0.018607 | 0.0046634
60 | 0.98861 | -0.21635 | 0.0048109 | 0.0012057
61 | 0.97164 | -0.54681 | 0.0011012 | 0.00027598
62 | 0.97126 | -0.55424 | 0.0013796 | 0.00034577
63 | 0.97173 | -0.54488 | 0.0024428 | 0.00061223
64 | 0.98859 | -0.21677 | 0.0014763 | 0.00037
65 | 0.98347 | -0.31533 | 0.0014184 | 0.00035549
66 | 0.97317 | -0.51652 | 0.00080282 | 0.0002012
67 | 0.97314 | -0.51719 | 0.00058831 | 0.00014744
68 | 0.97324 | -0.51518 | 0.0017277 | 0.00043299
69 | 0.97314 | -0.51722 | 0.0022168 | 0.00055559
70 | 0.97208 | -0.53799 | 0.00077341 | 0.00019383
71 | 0.97208 | -0.53796 | 0.00077958 | 0.00019538
72 | 0.97232 | -0.53329 | 0.00078972 | 0.00019792
73 | 0.97238 | -0.53203 | 0.0025335 | 0.00063496
74 | 0.97772 | -0.42732 | 0.0013604 | 0.00034095
75 | 0.97814 | -0.41899 | 0.0012626 | 0.00031643
76 | 0.97632 | -0.45468 | 0.003896 | 0.00097644
77 | 0.97871 | -0.40779 | 0.0010421 | 0.00026117
78 | 0.97833 | -0.41528 | 0.0044538 | 0.0011162
79 | 0.97966 | -0.38925 | 0.0011601 | 0.00029075
80 | 0.97118 | -0.55585 | 0.0018824 | 0.00047178
81 | 0.97082 | -0.5629 | 0.0029312 | 0.00073462
82 | 0.97578 | -0.46523 | 0.0022859 | 0.00057291
83 | 0.97442 | -0.49207 | 0.019808 | 0.0049643
84 | 0.98839 | -0.22071 | 0.0039954 | 0.0010013
85 | 0.97345 | -0.51105 | 0 | 0
86 | 0.97255 | -0.52885 | 0.00048029 | 0.00012037
87 | 0.97303 | -0.51919 | 0.0011457 | 0.00028715
88 | 0.97922 | -0.39788 | 0.0011741 | 0.00029426
89 | 0.9788 | -0.40613 | 0.0033155 | 0.00083095
90 | 0.98345 | -0.31575 | 0.0017486 | 0.00043825
91 | 0.97442 | -0.49212 | 0.0015427 | 0.00038664
92 | 0.98745 | -0.23932 | 0.0103 | 0.0025813
93 | 0.98992 | -0.19168 | 0.0023066 | 0.00057809
94 | 0.98315 | -0.32293 | 0.010147 | 0.002543
95 | 0.98281 | -0.32961 | 0.0030752 | 0.00077072
96 | 0.99194 | -0.15308 | 0.0014518 | 0.00036386
97 | 0.98824 | -0.22353 | 0.0048665 | 0.0012197
98 | 0.98802 | -0.22787 | 0.0074802 | 0.0018747
99 | 0.97394 | -0.50143 | 0 | 0
100 | 0.9762 | -0.45699 | 0 | 0
101 | 0.97361 | -0.5078 | 0 | 0
102 | 0.97324 | -0.51524 | 0.0032516 | 0.00081493
103 | 0.97804 | -0.42084 | 0.001608 | 0.00040301
104 | 0.97833 | -0.41534 | 0.0016389 | 0.00041075
105 | 0.97359 | -0.50817 | 0.00085506 | 0.0002143
106 | 0.9736 | -0.50807 | 0.00076412 | 0.00019151
107 | 0.97279 | -0.52424 | 0.0025637 | 0.00064253
108 | 0.97284 | -0.52333 | 0.0021728 | 0.00054455
109 | 0.97293 | -0.52157 | 0.0041001 | 0.0010276
110 | 0.99241 | -0.14432 | 0.0023934 | 0.00059985
111 | 0.99241 | -0.14432 | 0.0016718 | 0.000419
112 | 0.99248 | -0.1428 | 0.0026783 | 0.00067125
113 | 0.99258 | -0.14103 | 0.0014154 | 0.00035473
114 | 0.99259 | -0.1408 | 0.001889 | 0.00047342
115 | 0.9925 | -0.14251 | 0.0014122 | 0.00035394
116 | 0.99275 | -0.13765 | 0.002976 | 0.00074585
117 | 0.97037 | -0.57193 | 0.0019824 | 0.00049684
118 | 0.99199 | -0.15205 | 0.0023179 | 0.00058093
119 | 0.98191 | -0.34658 | 0.011891 | 0.0029803
120 | 0.99998 | 149.9956 | 0 | 0

## res_line
| p_from_mw | q_from_mvar | p_to_mw | q_to_mvar | pl_mw | ql_mvar | i_from_ka | i_to_ka | i_ka | vm_from_pu | va_from_degree | vm_to_pu | va_to_degree | loading_percent
0 | -0.0007274 | -0.0001823 | 0.0007274 | 0.00018213 | 6.7645e-09 | -1.7572e-07 | 0.001114 | 0.0011139 | 0.001114 | 0.97163 | -0.54798 | 0.97164 | -0.54779 | 0.30604
1 | -0.0007274 | -0.00018213 | 0.00072743 | 0.00018137 | 2.9104e-08 | -7.5629e-07 | 0.0011139 | 0.0011136 | 0.0011139 | 0.97164 | -0.54779 | 0.97168 | -0.54695 | 0.30602
2 | -0.00072743 | -0.00018137 | 0.00072746 | 0.00018071 | 2.5469e-08 | -6.6221e-07 | 0.0011136 | 0.0011134 | 0.0011136 | 0.97168 | -0.54695 | 0.97172 | -0.54621 | 0.30595
3 | -0.00072746 | -0.00018071 | 0.00072748 | 0.00018018 | 2.044e-08 | -5.3171e-07 | 0.0011134 | 0.0011132 | 0.0011134 | 0.97172 | -0.54621 | 0.97175 | -0.54561 | 0.30588
4 | -0.0015224 | -0.0003794 | 0.0015224 | 0.00037933 | 1.2735e-08 | -6.9317e-08 | 0.0023305 | 0.0023304 | 0.0023305 | 0.97175 | -0.54561 | 0.97175 | -0.54544 | 0.64023
5 | -0.0027034 | -0.00067754 | 0.0027036 | 0.00067724 | 2.2971e-07 | -2.9613e-07 | 0.0041391 | 0.0041389 | 0.0041391 | 0.97189 | -0.54283 | 0.97198 | -0.54104 | 1.1371
6 | -0.011135 | -0.0027904 | 0.011136 | 0.002791 | 1.2533e-06 | 6.5956e-07 | 0.017047 | 0.017047 | 0.017047 | 0.97198 | -0.54104 | 0.9721 | -0.53868 | 4.6832
7 | 0.044976 | 0.011304 | -0.044929 | -0.011275 | 4.6629e-05 | 2.9515e-05 | 0.0687 | 0.068701 | 0.068701 | 0.97432 | -0.49481 | 0.97322 | -0.51655 | 18.8738
8 | -0.053528 | -0.013447 | 0.053573 | 0.013476 | 4.5413e-05 | 2.8839e-05 | 0.081761 | 0.081761 | 0.081761 | 0.97432 | -0.49481 | 0.97522 | -0.47705 | 22.4618
9 | 0.028147 | 0.0070629 | -0.028133 | -0.0070543 | 1.3921e-05 | 8.6608e-06 | 0.043038 | 0.043039 | 0.043039 | 0.97322 | -0.51655 | 0.97269 | -0.52693 | 11.8238
10 | 0.016783 | 0.0042116 | -0.016771 | -0.0042047 | 1.1651e-05 | 6.8709e-06 | 0.025662 | 0.025662 | 0.025662 | 0.97322 | -0.51655 | 0.97248 | -0.53112 | 7.0501
11 | 0.010011 | 0.0025103 | -0.010008 | -0.0025086 | 3.3825e-06 | 1.6827e-06 | 0.015276 | 0.015276 | 0.015276 | 0.97522 | -0.47705 | 0.97486 | -0.48414 | 4.1968
12 | -0.063584 | -0.015986 | 0.063682 | 0.016049 | 9.797e-05 | 6.2354e-05 | 0.097037 | 0.097037 | 0.097037 | 0.97522 | -0.47705 | 0.97686 | -0.44484 | 26.6585
13 | 0.024377 | 0.006113 | -0.024364 | -0.0061053 | 1.2515e-05 | 7.7116e-06 | 0.037293 | 0.037293 | 0.037293 | 0.97269 | -0.52693 | 0.97214 | -0.5377 | 10.2453
14 | 0.01347 | 0.0033775 | -0.013465 | -0.0033748 | 4.853e-06 | 2.7281e-06 | 0.020612 | 0.020612 | 0.020612 | 0.97248 | -0.53112 | 0.9721 | -0.53868 | 5.6626
15 | 0.010008 | 0.0025086 | -0.010007 | -0.0025079 | 1.5004e-06 | 7.4652e-07 | 0.015276 | 0.015276 | 0.015276 | 0.97486 | -0.48414 | 0.9747 | -0.48729 | 4.1968
16 | -0.073936 | -0.018619 | 0.074053 | 0.018693 | 0.00011717 | 7.4682e-05 | 0.11266 | 0.11266 | 0.11266 | 0.97686 | -0.44484 | 0.97855 | -0.41175 | 30.9492
17 | 0.020635 | 0.0051707 | -0.020633 | -0.0051695 | 1.942e-06 | 1.1785e-06 | 0.031585 | 0.031585 | 0.031585 | 0.97214 | -0.5377 | 0.97204 | -0.53968 | 8.6773
18 | -0.074053 | -0.018693 | 0.074363 | 0.018891 | 0.00031041 | 0.00019784 | 0.11266 | 0.11265 | 0.11266 | 0.97855 | -0.41175 | 0.98303 | -0.32464 | 30.9492
19 | 0.011724 | 0.0029366 | -0.011723 | -0.002936 | 1.0062e-06 | 5.4071e-07 | 0.017946 | 0.017946 | 0.017946 | 0.97204 | -0.53968 | 0.97195 | -0.54148 | 4.9303
20 | -0.099573 | -0.025216 | 0.099861 | 0.0254 | 0.00028831 | 0.00018409 | 0.15082 | 0.15082 | 0.15082 | 0.98303 | -0.32464 | 0.98614 | -0.26454 | 41.4331
21 | 0.025209 | 0.0063253 | -0.025194 | -0.0063157 | 1.552e-05 | 9.5726e-06 | 0.038162 | 0.038162 | 0.038162 | 0.98303 | -0.32464 | 0.98237 | -0.33756 | 10.4841
22 | 0.050672 | 0.01274 | -0.050634 | -0.012716 | 3.818e-05 | 2.4214e-05 | 0.076475 | 0.076476 | 0.076476 | 0.98614 | -0.26454 | 0.98533 | -0.28033 | 21.0098
23 | -0.15053 | -0.03814 | 0.15058 | 0.038169 | 4.5323e-05 | 2.8887e-05 | 0.22729 | 0.22729 | 0.22729 | 0.98614 | -0.26454 | 0.98647 | -0.25827 | 31.2214
24 | 0.013361 | 0.0033503 | -0.013359 | -0.0033491 | 2.1484e-06 | 1.1979e-06 | 0.020239 | 0.020239 | 0.020239 | 0.98237 | -0.33756 | 0.9822 | -0.34094 | 5.5603
25 | 0.040389 | 0.010148 | -0.040356 | -0.010127 | 3.3013e-05 | 2.0827e-05 | 0.061003 | 0.061003 | 0.061003 | 0.98533 | -0.28033 | 0.98445 | -0.29747 | 16.7592
26 | -0.15702 | -0.039783 | 0.15716 | 0.039875 | 0.00014305 | 9.1208e-05 | 0.23701 | 0.23701 | 0.23701 | 0.98647 | -0.25827 | 0.98745 | -0.23932 | 32.556
27 | 0.0064412 | 0.0016141 | -0.0064404 | -0.0016139 | 7.9086e-07 | 2.2098e-07 | 0.009716 | 0.0097161 | 0.0097161 | 0.98647 | -0.25827 | 0.98633 | -0.26085 | 2.6693
28 | 0.011895 | 0.002982 | -0.011891 | -0.0029803 | 3.1991e-06 | 1.7151e-06 | 0.01802 | 0.018021 | 0.018021 | 0.9822 | -0.34094 | 0.98191 | -0.34658 | 4.9507
29 | 0.0080035 | 0.0020039 | -0.0080021 | -0.0020033 | 1.4514e-06 | 6.0942e-07 | 0.012252 | 0.012252 | 0.012252 | 0.97195 | -0.54148 | 0.97176 | -0.54529 | 3.3661
30 | 0.003957 | 0.00098947 | -0.0039569 | -0.00098948 | 2.7359e-08 | -7.1161e-09 | 0.0060583 | 0.0060583 | 0.0060583 | 0.97176 | -0.54529 | 0.97175 | -0.54544 | 1.6644
31 | 0.0031497 | 0.00078718 | -0.0031497 | -0.00078718 | 1.9246e-10 | -1.5088e-10 | 0.0048223 | 0.0048223 | 0.0048223 | 0.97175 | -0.54544 | 0.97175 | -0.54544 | 1.3248
32 | 0.018908 | 0.0047445 | -0.018899 | -0.0047395 | 8.4038e-06 | 5.0305e-06 | 0.028596 | 0.028596 | 0.028596 | 0.98395 | -0.30718 | 0.98348 | -0.31651 | 7.856
33 | -0.021676 | -0.0054383 | 0.021686 | 0.0054444 | 1.0048e-05 | 6.1141e-06 | 0.032782 | 0.032782 | 0.032782 | 0.98395 | -0.30718 | 0.98445 | -0.29747 | 9.0061
34 | 0.01817 | 0.0045567 | -0.018168 | -0.0045556 | 1.6911e-06 | 1.0066e-06 | 0.027492 | 0.027492 | 0.027492 | 0.98348 | -0.31651 | 0.98338 | -0.31846 | 7.5528
35 | 0.01867 | 0.0046828 | -0.018667 | -0.0046809 | 3.2025e-06 | 1.9133e-06 | 0.028221 | 0.028221 | 0.028221 | 0.98445 | -0.29747 | 0.98427 | -0.30106 | 7.7531
36 | 0.015639 | 0.0039218 | -0.015632 | -0.0039175 | 7.3931e-06 | 4.2852e-06 | 0.023665 | 0.023666 | 0.023666 | 0.98338 | -0.31846 | 0.98287 | -0.32839 | 6.5015
37 | 0.010157 | 0.0025482 | -0.010155 | -0.002547 | 2.4619e-06 | 1.2219e-06 | 0.015357 | 0.015357 | 0.015357 | 0.98427 | -0.30106 | 0.98401 | -0.30615 | 4.2189
38 | 0.012618 | 0.0031623 | -0.012618 | -0.0031623 | 1.1777e-07 | 6.4466e-08 | 0.019104 | 0.019104 | 0.019104 | 0.98287 | -0.32839 | 0.98286 | -0.32858 | 5.2483
39 | 0.010155 | 0.002547 | -0.010151 | -0.0025451 | 3.7401e-06 | 1.8566e-06 | 0.015357 | 0.015357 | 0.015357 | 0.98401 | -0.30615 | 0.98361 | -0.31388 | 4.2189
40 | 0.0030754 | 0.00077059 | -0.0030752 | -0.00077072 | 1.5016e-07 | -1.3798e-07 | 0.004656 | 0.004656 | 0.004656 | 0.98286 | -0.32858 | 0.98281 | -0.32961 | 1.2791
41 | 0.010151 | 0.0025451 | -0.010147 | -0.002543 | 4.3754e-06 | 2.1726e-06 | 0.015357 | 0.015357 | 0.015357 | 0.98361 | -0.31388 | 0.98315 | -0.32293 | 4.219
42 | 0.19894 | 0.050959 | -0.19891 | -0.050938 | 3.2331e-05 | 2.0641e-05 | 0.29731 | 0.29731 | 0.29731 | 0.997 | -0.056724 | 0.99682 | -0.060078 | 40.8396
43 | -0.20245 | -0.051839 | 0.20249 | 0.051862 | 3.6312e-05 | 2.3184e-05 | 0.30255 | 0.30255 | 0.30255 | 0.997 | -0.056724 | 0.9972 | -0.053022 | 41.5595
44 | 0.19259 | 0.049355 | -0.19211 | -0.049048 | 0.00048076 | 0.00030688 | 0.28788 | 0.28788 | 0.28788 | 0.99682 | -0.060078 | 0.99411 | -0.11172 | 39.5445
45 | -0.20778 | -0.053186 | 0.208 | 0.053328 | 0.00022101 | 0.00014112 | 0.31044 | 0.31044 | 0.31044 | 0.9972 | -0.053022 | 0.99835 | -0.031083 | 42.6427
46 | 0.19042 | 0.048623 | -0.19038 | -0.048601 | 3.3924e-05 | 2.1654e-05 | 0.28534 | 0.28534 | 0.28534 | 0.99411 | -0.11172 | 0.99391 | -0.11541 | 39.1955
47 | -0.208 | -0.053328 | 0.20831 | 0.053528 | 0.00031399 | 0.0002005 | 0.31044 | 0.31044 | 0.31044 | 0.99835 | -0.031083 | 1 | 0 | 42.6427
48 | 0.18901 | 0.048258 | -0.18886 | -0.048159 | 0.00015493 | 9.8891e-05 | 0.28329 | 0.28329 | 0.28329 | 0.99391 | -0.11541 | 0.99302 | -0.13238 | 38.9137
49 | 0.0059645 | 0.0014945 | -0.0059636 | -0.0014943 | 9.2691e-07 | 2.2794e-07 | 0.0091441 | 0.0091442 | 0.0091442 | 0.97059 | -0.56757 | 0.97042 | -0.57084 | 2.5121
50 | -0.0083099 | -0.0020823 | 0.0083117 | 0.0020831 | 1.7969e-06 | 7.8504e-07 | 0.01274 | 0.01274 | 0.01274 | 0.97059 | -0.56757 | 0.97082 | -0.56303 | 3.5
51 | 0.0019825 | 0.00049653 | -0.0019824 | -0.00049684 | 1.033e-07 | -3.0217e-07 | 0.0030398 | 0.0030399 | 0.0030399 | 0.97042 | -0.57084 | 0.97037 | -0.57193 | 0.83514
52 | -0.0090378 | -0.0022651 | 0.0090378 | 0.0022651 | 5.6627e-08 | 2.6511e-08 | 0.013853 | 0.013853 | 0.013853 | 0.97082 | -0.56303 | 0.97082 | -0.5629 | 3.8057
53 | -0.016995 | -0.0042606 | 0.016999 | 0.0042625 | 3.2306e-06 | 1.9089e-06 | 0.02598 | 0.02598 | 0.02598 | 0.97342 | -0.51178 | 0.97362 | -0.50779 | 7.1374
54 | 0.013523 | 0.0033904 | -0.01352 | -0.0033888 | 2.71e-06 | 1.5242e-06 | 0.020672 | 0.020672 | 0.020672 | 0.97342 | -0.51178 | 0.97321 | -0.51598 | 5.6792
55 | -0.024802 | -0.0062183 | 0.024814 | 0.0062255 | 1.166e-05 | 7.1933e-06 | 0.037907 | 0.037907 | 0.037907 | 0.97362 | -0.50779 | 0.97412 | -0.49793 | 10.414
56 | 0.011116 | 0.0027864 | -0.011115 | -0.0027857 | 1.3508e-06 | 7.096e-07 | 0.016997 | 0.016997 | 0.016997 | 0.97321 | -0.51598 | 0.97308 | -0.51853 | 4.6695
57 | 0.17966 | 0.046198 | -0.17945 | -0.046069 | 0.00020165 | 0.00012866 | 0.26775 | 0.26775 | 0.26775 | 1 | 0 | 0.99877 | -0.023123 | 36.7785
58 | -0.026495 | -0.0066468 | 0.026502 | 0.0066513 | 7.3343e-06 | 4.5453e-06 | 0.040474 | 0.040474 | 0.040474 | 0.97412 | -0.49793 | 0.97442 | -0.49212 | 11.1193
59 | 0.014443 | 0.0036212 | -0.014439 | -0.0036192 | 3.6252e-06 | 2.0532e-06 | 0.021642 | 0.021642 | 0.021642 | 0.99302 | -0.13238 | 0.99275 | -0.13765 | 5.9457
60 | 0.17441 | 0.044537 | -0.17425 | -0.044432 | 0.00016565 | 0.00010568 | 0.26165 | 0.26165 | 0.26165 | 0.99302 | -0.13238 | 0.99199 | -0.15205 | 35.9409
61 | 0.0088384 | 0.0022151 | -0.0088371 | -0.0022145 | 1.2794e-06 | 5.8682e-07 | 0.013515 | 0.013516 | 0.013516 | 0.97308 | -0.51853 | 0.97293 | -0.52157 | 3.7131
62 | 0.1708 | 0.043901 | -0.17037 | -0.043622 | 0.00043638 | 0.00027835 | 0.25486 | 0.25486 | 0.25486 | 0.99877 | -0.023123 | 0.99599 | -0.075856 | 35.0079
63 | -0.0032282 | -0.00080906 | 0.0032284 | 0.00080888 | 2.1821e-07 | -1.7341e-07 | 0.0048705 | 0.0048704 | 0.0048705 | 0.98626 | -0.26227 | 0.98633 | -0.26085 | 1.338
64 | 0.13666 | 0.035142 | -0.1363 | -0.034915 | 0.00035515 | 0.000227 | 0.20461 | 0.20461 | 0.20461 | 0.99539 | -0.087229 | 0.99256 | -0.14085 | 56.2123
65 | -0.15167 | -0.038906 | 0.15176 | 0.038959 | 8.3723e-05 | 5.3357e-05 | 0.22706 | 0.22706 | 0.22706 | 0.99539 | -0.087229 | 0.99599 | -0.075856 | 31.1894
66 | 0.13427 | 0.034405 | -0.13378 | -0.034093 | 0.00048936 | 0.00031278 | 0.20156 | 0.20156 | 0.20156 | 0.99256 | -0.14085 | 0.98861 | -0.21635 | 55.3741
67 | 0.017825 | 0.0044692 | -0.017825 | -0.004469 | 3.5614e-07 | 2.1101e-07 | 0.02683 | 0.02683 | 0.02683 | 0.98861 | -0.21635 | 0.98859 | -0.21677 | 7.3709
68 | 0.11114 | 0.028418 | -0.11061 | -0.028079 | 0.0005295 | 0.00033824 | 0.16749 | 0.16749 | 0.16749 | 0.98861 | -0.21635 | 0.98347 | -0.31533 | 46.014
69 | 0.015241 | 0.0038232 | -0.015236 | -0.00382 | 5.3981e-06 | 3.1277e-06 | 0.023343 | 0.023343 | 0.023343 | 0.97164 | -0.54681 | 0.97126 | -0.55424 | 6.4129
70 | -0.016343 | -0.0040992 | 0.016344 | 0.0041 | 1.4963e-06 | 8.7875e-07 | 0.025029 | 0.025029 | 0.025029 | 0.97164 | -0.54681 | 0.97173 | -0.54488 | 6.8762
71 | 0.013856 | 0.0034743 | -0.013855 | -0.0034737 | 1.0652e-06 | 6.0373e-07 | 0.021229 | 0.021229 | 0.021229 | 0.97126 | -0.55424 | 0.97118 | -0.55585 | 5.8322
72 | -0.018787 | -0.0047123 | 0.018793 | 0.004716 | 6.1784e-06 | 3.7075e-06 | 0.02877 | 0.02877 | 0.02877 | 0.97173 | -0.54488 | 0.97208 | -0.53799 | 7.9038
73 | 0.016348 | 0.004099 | -0.016345 | -0.0040972 | 3.0704e-06 | 1.7917e-06 | 0.024608 | 0.024608 | 0.024608 | 0.98859 | -0.21677 | 0.98839 | -0.22071 | 6.7604
74 | 0.0017487 | 0.0004381 | -0.0017486 | -0.00043825 | 3.4767e-08 | -1.4581e-07 | 0.0026457 | 0.0026458 | 0.0026458 | 0.98347 | -0.31533 | 0.98345 | -0.31575 | 0.72686
75 | 0.10745 | 0.027286 | -0.10707 | -0.027043 | 0.00038075 | 0.0002432 | 0.1627 | 0.1627 | 0.1627 | 0.98347 | -0.31533 | 0.97966 | -0.38925 | 44.6977
76 | 0.0028052 | 0.00070293 | -0.0028052 | -0.00070303 | 9.0153e-08 | -1.0465e-07 | 0.0042893 | 0.0042893 | 0.0042893 | 0.97317 | -0.51652 | 0.97314 | -0.51719 | 1.1784
77 | -0.0036081 | -0.00090413 | 0.0036083 | 0.00090403 | 2.2986e-07 | -1.0314e-07 | 0.0055168 | 0.0055167 | 0.0055168 | 0.97317 | -0.51652 | 0.97324 | -0.51518 | 1.5156
78 | 0.0022169 | 0.00055559 | -0.0022168 | -0.00055559 | 2.646e-09 | -5.9359e-09 | 0.0033898 | 0.0033898 | 0.0033898 | 0.97314 | -0.51719 | 0.97314 | -0.51722 | 0.93125
79 | -0.005336 | -0.001337 | 0.005337 | 0.0013372 | 1.0515e-06 | 1.4931e-07 | 0.0081582 | 0.008158 | 0.0081582 | 0.97324 | -0.51518 | 0.97345 | -0.51105 | 2.2413
80 | -0.019567 | -0.0049098 | 0.019567 | 0.0049098 | 3.0539e-08 | 1.8419e-08 | 0.029954 | 0.029954 | 0.029954 | 0.97208 | -0.53799 | 0.97208 | -0.53796 | 8.229
81 | -0.020346 | -0.0051052 | 0.020351 | 0.005108 | 4.5232e-06 | 2.7407e-06 | 0.031147 | 0.031147 | 0.031147 | 0.97208 | -0.53796 | 0.97232 | -0.53329 | 8.5569
82 | -0.02114 | -0.0053059 | 0.021142 | 0.0053066 | 1.272e-06 | 7.739e-07 | 0.032356 | 0.032356 | 0.032356 | 0.97232 | -0.53329 | 0.97238 | -0.53203 | 8.8889
83 | -0.023675 | -0.0059416 | 0.023679 | 0.0059438 | 3.5896e-06 | 2.2069e-06 | 0.036233 | 0.036232 | 0.036233 | 0.97238 | -0.53203 | 0.97255 | -0.52885 | 9.954
84 | -0.055553 | -0.013993 | 0.055575 | 0.014007 | 2.2121e-05 | 1.4054e-05 | 0.084572 | 0.084572 | 0.084572 | 0.97772 | -0.42732 | 0.97814 | -0.41899 | 23.2341
85 | 0.054192 | 0.013652 | -0.054121 | -0.013607 | 7.0806e-05 | 4.4969e-05 | 0.082502 | 0.082502 | 0.082502 | 0.97772 | -0.42732 | 0.97632 | -0.45468 | 22.6654
86 | -0.056837 | -0.014323 | 0.056847 | 0.014329 | 1.0115e-05 | 6.4282e-06 | 0.086493 | 0.086493 | 0.086493 | 0.97814 | -0.41899 | 0.97833 | -0.41528 | 23.7618
87 | 0.050225 | 0.01263 | -0.0502 | -0.012614 | 2.531e-05 | 1.6055e-05 | 0.076564 | 0.076564 | 0.076564 | 0.97632 | -0.45468 | 0.97578 | -0.46523 | 21.0341
88 | 0.061323 | 0.01546 | -0.061301 | -0.015446 | 2.1947e-05 | 1.3962e-05 | 0.093267 | 0.093267 | 0.093267 | 0.97871 | -0.40779 | 0.97833 | -0.41528 | 25.6228
89 | -0.062365 | -0.015721 | 0.062421 | 0.015756 | 5.5391e-05 | 3.5244e-05 | 0.094851 | 0.094851 | 0.094851 | 0.97871 | -0.40779 | 0.97966 | -0.38925 | 26.058
90 | 0.043486 | 0.010996 | -0.043468 | -0.010985 | 1.7994e-05 | 1.1378e-05 | 0.066086 | 0.066086 | 0.066086 | 0.97966 | -0.38925 | 0.97922 | -0.39788 | 18.1556
91 | 0.011973 | 0.0030019 | -0.011969 | -0.0029997 | 4.0218e-06 | 2.1797e-06 | 0.018345 | 0.018345 | 0.018345 | 0.97118 | -0.55585 | 0.97082 | -0.5629 | 5.0399
92 | 0.047914 | 0.012041 | -0.047853 | -0.012002 | 6.1301e-05 | 3.8851e-05 | 0.073078 | 0.073078 | 0.073078 | 0.97578 | -0.46523 | 0.97442 | -0.49207 | 20.0764
93 | 0.028045 | 0.007038 | -0.028045 | -0.0070379 | 7.0141e-08 | 4.3621e-08 | 0.04283 | 0.04283 | 0.04283 | 0.97442 | -0.49207 | 0.97442 | -0.49212 | 11.7665
94 | 0.01235 | 0.0030958 | -0.012348 | -0.0030949 | 1.6568e-06 | 8.9658e-07 | 0.018593 | 0.018593 | 0.018593 | 0.98839 | -0.22071 | 0.98824 | -0.22353 | 5.108
95 | -0.005337 | -0.0013372 | 0.0053377 | 0.0013373 | 7.3212e-07 | 1.0381e-07 | 0.008158 | 0.0081579 | 0.008158 | 0.97345 | -0.51105 | 0.97359 | -0.50817 | 2.2412
96 | -0.024159 | -0.0060642 | 0.02417 | 0.006071 | 1.114e-05 | 6.8595e-06 | 0.036967 | 0.036967 | 0.036967 | 0.97255 | -0.52885 | 0.97303 | -0.51919 | 10.1559
97 | -0.025316 | -0.0063582 | 0.025321 | 0.0063611 | 4.7689e-06 | 2.9467e-06 | 0.038719 | 0.038719 | 0.038719 | 0.97303 | -0.51919 | 0.97324 | -0.51524 | 10.6372
98 | 0.042294 | 0.01069 | -0.042277 | -0.01068 | 1.6723e-05 | 1.0567e-05 | 0.064302 | 0.064302 | 0.064302 | 0.97922 | -0.39788 | 0.9788 | -0.40613 | 17.6654
99 | 0.038962 | 0.0098488 | -0.038944 | -0.0098379 | 1.7199e-05 | 1.0844e-05 | 0.059262 | 0.059262 | 0.059262 | 0.9788 | -0.40613 | 0.97833 | -0.41534 | 16.2807
100 | -0.16746 | -0.042456 | 0.16785 | 0.042701 | 0.00038444 | 0.00024522 | 0.25253 | 0.25253 | 0.25253 | 0.98745 | -0.23932 | 0.98992 | -0.19168 | 34.6879
101 | -0.17015 | -0.043279 | 0.17047 | 0.043482 | 0.00031708 | 0.00020226 | 0.25599 | 0.25599 | 0.25599 | 0.98992 | -0.19168 | 0.99194 | -0.15308 | 35.1641
102 | -0.17192 | -0.043845 | 0.17193 | 0.043851 | 8.5584e-06 | 5.4597e-06 | 0.25817 | 0.25817 | 0.25817 | 0.99194 | -0.15308 | 0.99199 | -0.15205 | 35.4633
103 | 0.0074818 | 0.0018753 | -0.0074802 | -0.0018747 | 1.5472e-06 | 5.7379e-07 | 0.011266 | 0.011266 | 0.011266 | 0.98824 | -0.22353 | 0.98802 | -0.22787 | 3.095
104 | -0.03555 | -0.0089317 | 0.035626 | 0.0089792 | 7.5571e-05 | 4.7514e-05 | 0.054323 | 0.054323 | 0.054323 | 0.97394 | -0.50143 | 0.9762 | -0.45699 | 14.9239
105 | 0.0069592 | 0.0017439 | -0.006957 | -0.0017431 | 2.1107e-06 | 7.3148e-07 | 0.010632 | 0.010633 | 0.010633 | 0.97394 | -0.50143 | 0.97361 | -0.5078 | 2.921
106 | 0.028591 | 0.0071878 | -0.028572 | -0.0071761 | 1.8846e-05 | 1.1734e-05 | 0.043691 | 0.043691 | 0.043691 | 0.97394 | -0.50143 | 0.97324 | -0.51524 | 12.003
107 | -0.035626 | -0.0089792 | 0.035688 | 0.009018 | 6.1734e-05 | 3.8811e-05 | 0.054323 | 0.054323 | 0.054323 | 0.9762 | -0.45699 | 0.97804 | -0.42084 | 14.9238
108 | 0.006957 | 0.0017431 | -0.006957 | -0.0017431 | 9.1155e-08 | 3.16e-08 | 0.010633 | 0.010633 | 0.010633 | 0.97361 | -0.5078 | 0.9736 | -0.50807 | 2.921
109 | -0.037296 | -0.009421 | 0.037306 | 0.0094272 | 9.8387e-06 | 6.1945e-06 | 0.056769 | 0.056769 | 0.056769 | 0.97804 | -0.42084 | 0.97833 | -0.41534 | 15.5959
110 | -0.0061928 | -0.0015516 | 0.0061928 | 0.0015516 | 2.6997e-08 | 7.284e-09 | 0.0094647 | 0.0094647 | 0.0094647 | 0.97359 | -0.50817 | 0.9736 | -0.50807 | 2.6002
111 | -0.0025637 | -0.00064253 | 0.0025639 | 0.00064237 | 1.1214e-07 | -1.6966e-07 | 0.0039216 | 0.0039215 | 0.0039216 | 0.97279 | -0.52424 | 0.97284 | -0.52333 | 1.0774
112 | -0.0047366 | -0.0011869 | 0.004737 | 0.0011869 | 3.9562e-07 | 3.6113e-09 | 0.0072449 | 0.0072448 | 0.0072449 | 0.97284 | -0.52333 | 0.97293 | -0.52157 | 1.9904
113 | 0.0016718 | 0.000419 | -0.0016718 | -0.000419 | 1.9505e-10 | -9.3992e-10 | 0.0025068 | 0.0025068 | 0.0025068 | 0.99241 | -0.14432 | 0.99241 | -0.14432 | 0.68867
114 | -0.0040653 | -0.0010189 | 0.0040656 | 0.0010188 | 2.9416e-07 | -8.4551e-08 | 0.0060955 | 0.0060954 | 0.0060955 | 0.99241 | -0.14432 | 0.99248 | -0.1428 | 1.6746
115 | -0.0067439 | -0.00169 | 0.006744 | 0.00169 | 9.2489e-08 | 2.8015e-08 | 0.010111 | 0.010111 | 0.010111 | 0.99248 | -0.1428 | 0.9925 | -0.14251 | 2.7777
116 | -0.0095722 | -0.0023989 | 0.0095723 | 0.002399 | 1.0821e-07 | 5.1142e-08 | 0.01435 | 0.01435 | 0.01435 | 0.99258 | -0.14103 | 0.99259 | -0.1408 | 3.9423
117 | 0.0081568 | 0.0020442 | -0.0081562 | -0.002044 | 5.7373e-07 | 2.3495e-07 | 0.012228 | 0.012228 | 0.012228 | 0.99258 | -0.14103 | 0.9925 | -0.14251 | 3.3594
118 | -0.011461 | -0.0028724 | 0.011463 | 0.0028733 | 1.7165e-06 | 8.9811e-07 | 0.017182 | 0.017182 | 0.017182 | 0.99259 | -0.1408 | 0.99275 | -0.13765 | 4.7203

## res_trafo
| p_hv_mw | q_hv_mvar | p_lv_mw | q_lv_mvar | pl_mw | ql_mvar | i_hv_ka | i_lv_ka | vm_hv_pu | va_hv_degree | vm_lv_pu | va_lv_degree | loading_percent
0 | -1.2729e-15 | -1.3162e-15 | 0.00165 | 1.2699e-07 | 0.00165 | 1.2699e-07 | 5.2857e-17 | 0.0023815 | 0.99998 | 149.9956 | 1 | 0 | 0.2619

## res_ext_grid
| p_mw | q_mvar
0 | 0.39745 | 0.10169

## res_load
| p_mw | q_mvar
0 | 0.0007274 | 0.0001823
1 | 0.00079492 | 0.00019923
2 | 0.0027034 | 0.00067754
3 | 0.0084314 | 0.0021131
4 | 0.0085517 | 0.0021433
5 | 0.0037559 | 0.00094131
6 | 0.0033007 | 0.00082723
7 | 0.010253 | 0.0025697
8 | 0.0037288 | 0.00093454
9 | 0.0023292 | 0.00058374
10 | 0.010007 | 0.0025079
11 | 0.0089097 | 0.002233
12 | 0.011832 | 0.0029655
13 | 0.010245 | 0.0025677
14 | 0.0014647 | 0.00036708
15 | 0.0037193 | 0.00093213
16 | 0.0040451 | 0.0010138
17 | 0.00080719 | 0.0002023
18 | 0.0016273 | 0.00040785
19 | 0.0027684 | 0.00069383
20 | 0.00072938 | 0.0001828
21 | 0.002529 | 0.00063383
22 | 0.0085094 | 0.0021327
23 | 0.0030133 | 0.00075519
24 | 0.0095429 | 0.0023917
25 | 0.0035116 | 0.00088009
26 | 0.0063164 | 0.0015831
27 | 0.0052847 | 0.0013245
28 | 0.0016971 | 0.00042533
29 | 0.0013707 | 0.00034353
30 | 0.0023454 | 0.00058782
31 | 0.0039811 | 0.00099775
32 | 0.00072604 | 0.00018196
33 | 0.0034723 | 0.00087025
34 | 0.0078037 | 0.0019558
35 | 0.0024039 | 0.00060248
36 | 0.007837 | 0.0019641
37 | 0.0016807 | 0.00042124
38 | 0.0022766 | 0.00057058
39 | 0.0086521 | 0.0021684
40 | 0.0032282 | 0.00080906
41 | 0.003212 | 0.00080501
42 | 0.015015 | 0.0037632
43 | 0.0020352 | 0.00051008
44 | 0.018607 | 0.0046634
45 | 0.0048109 | 0.0012057
46 | 0.0011012 | 0.00027598
47 | 0.0013796 | 0.00034577
48 | 0.0024428 | 0.00061223
49 | 0.0014763 | 0.00037
50 | 0.0014184 | 0.00035549
51 | 0.00080282 | 0.0002012
52 | 0.00058831 | 0.00014744
53 | 0.0017277 | 0.00043299
54 | 0.0022168 | 0.00055559
55 | 0.00077341 | 0.00019383
56 | 0.00077958 | 0.00019538
57 | 0.00078972 | 0.00019792
58 | 0.0025335 | 0.00063496
59 | 0.0013604 | 0.00034095
60 | 0.0012626 | 0.00031643
61 | 0.003896 | 0.00097644
62 | 0.0010421 | 0.00026117
63 | 0.0044538 | 0.0011162
64 | 0.0011601 | 0.00029075
65 | 0.0018824 | 0.00047178
66 | 0.0029312 | 0.00073462
67 | 0.0022859 | 0.00057291
68 | 0.019808 | 0.0049643
69 | 0.0039954 | 0.0010013
70 | 0.00048029 | 0.00012037
71 | 0.0011457 | 0.00028715
72 | 0.0011741 | 0.00029426
73 | 0.0033155 | 0.00083095
74 | 0.0017486 | 0.00043825
75 | 0.0015427 | 0.00038664
76 | 0.0103 | 0.0025813
77 | 0.0023066 | 0.00057809
78 | 0.010147 | 0.002543
79 | 0.0030752 | 0.00077072
80 | 0.0014518 | 0.00036386
81 | 0.0048665 | 0.0012197
82 | 0.0074802 | 0.0018747
83 | 0.0032516 | 0.00081493
84 | 0.001608 | 0.00040301
85 | 0.0016389 | 0.00041075
86 | 0.00085506 | 0.0002143
87 | 0.00076412 | 0.00019151
88 | 0.0025637 | 0.00064253
89 | 0.0021728 | 0.00054455
90 | 0.0041001 | 0.0010276
91 | 0.0023934 | 0.00059985
92 | 0.0016718 | 0.000419
93 | 0.0026783 | 0.00067125
94 | 0.0014154 | 0.00035473
95 | 0.001889 | 0.00047342
96 | 0.0014122 | 0.00035394
97 | 0.002976 | 0.00074585
98 | 0.0019824 | 0.00049684
99 | 0.0023179 | 0.00058093
100 | 0.011891 | 0.0029803

## dtypes
| element | column | dtype
0 | bus | name | object
1 | bus | vn_kv | float64
2 | bus | type | object
3 | bus | zone | object
4 | bus | in_service | bool
5 | load | name | object
6 | load | bus | uint32
7 | load | p_mw | float64
8 | load | q_mvar | float64
9 | load | const_z_percent | float64
10 | load | const_i_percent | float64
11 | load | sn_mva | float64
12 | load | scaling | float64
13 | load | in_service | bool
14 | load | type | object
15 | ext_grid | name | object
16 | ext_grid | bus | uint32
17 | ext_grid | vm_pu | float64
18 | ext_grid | va_degree | float64
19 | ext_grid | slack_weight | float64
20 | ext_grid | in_service | bool
21 | line | name | object
22 | line | std_type | object
23 | line | from_bus | uint32
24 | line | to_bus | uint32
25 | line | length_km | float64
26 | line | r_ohm_per_km | float64
27 | line | x_ohm_per_km | float64
28 | line | c_nf_per_km | float64
29 | line | g_us_per_km | float64
30 | line | max_i_ka | float64
31 | line | df | float64
32 | line | parallel | uint32
33 | line | type | object
34 | line | in_service | bool
35 | trafo | name | object
36 | trafo | std_type | object
37 | trafo | hv_bus | uint32
38 | trafo | lv_bus | uint32
39 | trafo | sn_mva | float64
40 | trafo | vn_hv_kv | float64
41 | trafo | vn_lv_kv | float64
42 | trafo | vk_percent | float64
43 | trafo | vkr_percent | float64
44 | trafo | pfe_kw | float64
45 | trafo | i0_percent | float64
46 | trafo | shift_degree | float64
47 | trafo | tap_side | object
48 | trafo | tap_neutral | int32
49 | trafo | tap_min | int32
50 | trafo | tap_max | int32
51 | trafo | tap_step_percent | float64
52 | trafo | tap_step_degree | float64
53 | trafo | tap_pos | int32
54 | trafo | tap_phase_shifter | bool
55 | trafo | parallel | uint32
56 | trafo | df | float64
57 | trafo | in_service | bool
58 | line_geodata | coords | object
59 | bus_geodata | x | float64
60 | bus_geodata | y | float64
61 | bus_geodata | coords | object
62 | res_bus | vm_pu | float64
63 | res_bus | va_degree | float64
64 | res_bus | p_mw | float64
65 | res_bus | q_mvar | float64
66 | res_line | p_from_mw | float64
67 | res_line | q_from_mvar | float64
68 | res_line | p_to_mw | float64
69 | res_line | q_to_mvar | float64
70 | res_line | pl_mw | float64
71 | res_line | ql_mvar | float64
72 | res_line | i_from_ka | float64
73 | res_line | i_to_ka | float64
74 | res_line | i_ka | float64
75 | res_line | vm_from_pu | float64
76 | res_line | va_from_degree | float64
77 | res_line | vm_to_pu | float64
78 | res_line | va_to_degree | float64
79 | res_line | loading_percent | float64
80 | res_trafo | p_hv_mw | float64
81 | res_trafo | q_hv_mvar | float64
82 | res_trafo | p_lv_mw | float64
83 | res_trafo | q_lv_mvar | float64
84 | res_trafo | pl_mw | float64
85 | res_trafo | ql_mvar | float64
86 | res_trafo | i_hv_ka | float64
87 | res_trafo | i_lv_ka | float64
88 | res_trafo | vm_hv_pu | float64
89 | res_trafo | va_hv_degree | float64
90 | res_trafo | vm_lv_pu | float64
91 | res_trafo | va_lv_degree | float64
92 | res_trafo | loading_percent | float64
93 | res_ext_grid | p_mw | float64
94 | res_ext_grid | q_mvar | float64
95 | res_load | p_mw | float64
96 | res_load | q_mvar | float64

## parameters
| version | format_version | converged | OPF_converged | name | f_hz | sn_mva
0 | 2.14.6 | 2.14.0 | TRUE | FALSE |  | 50 | 1