## bus
| name | vn_kv | type | zone | in_service
0 | bus_LV_2493-3_1_4_node_137 | 0.4 | n |  | TRUE
1 | bus_LV_2493-3_1_4_node_138 | 0.4 | n |  | TRUE
2 | bus_LV_2493-3_1_4_node_17 | 0.4 | n |  | TRUE
3 | bus_LV_2493-3_1_4_node_168 | 0.4 | n |  | TRUE
4 | bus_LV_2493-3_1_4_node_167 | 0.4 | n |  | TRUE
5 | bus_LV_2493-3_1_4_node_122 | 0.4 | n |  | TRUE
6 | bus_LV_2493-3_1_4_node_161 | 0.4 | n |  | TRUE
7 | bus_LV_2493-3_1_4_node_160 | 0.4 | n |  | TRUE
8 | bus_LV_2493-3_1_4_node_152 | 0.4 | n |  | TRUE
9 | bus_LV_2493-3_1_4_node_153 | 0.4 | n |  | TRUE
10 | bus_LV_2493-3_1_4_node_163 | 0.4 | n |  | TRUE
11 | bus_LV_2493-3_1_4_node_42 | 0.4 | n |  | TRUE
12 | bus_LV_2493-3_1_4_node_43 | 0.4 | n |  | TRUE
13 | bus_LV_2493-3_1_4_node_44 | 0.4 | n |  | TRUE
14 | bus_LV_2493-3_1_4_node_45 | 0.4 | n |  | TRUE
15 | bus_LV_2493-3_1_4_node_46 | 0.4 | n |  | TRUE
16 | bus_LV_2493-3_1_4_node_47 | 0.4 | n |  | TRUE
17 | bus_LV_2493-3_1_4_node_130 | 0.4 | n |  | TRUE
18 | bus_LV_2493-3_1_4_node_50 | 0.4 | n |  | TRUE
19 | bus_LV_2493-3_1_4_node_125 | 0.4 | n |  | TRUE
20 | bus_LV_2493-3_1_4_node_48 | 0.4 | n |  | TRUE
21 | bus_LV_2493-3_1_4_node_146 | 0.4 | n |  | TRUE
22 | bus_LV_2493-3_1_4_node_82 | 0.4 | n |  | TRUE
23 | bus_LV_2493-3_1_4_node_49 | 0.4 | n |  | TRUE
24 | bus_LV_2493-3_1_4_node_51 | 0.4 | n |  | TRUE
25 | bus_LV_2493-3_1_4_node_101 | 0.4 | n |  | TRUE
26 | bus_LV_2493-3_1_4_node_148 | 0.4 | n |  | TRUE
27 | bus_LV_2493-3_1_4_node_52 | 0.4 | n |  | TRUE
28 | bus_LV_2493-3_1_4_node_53 | 0.4 | n |  | TRUE
29 | bus_LV_2493-3_1_4_node_54 | 0.4 | n |  | TRUE
30 | bus_LV_2493-3_1_4_node_55 | 0.4 | n |  | TRUE
31 | bus_LV_2493-3_1_4_node_56 | 0.4 | n |  | TRUE
32 | bus_LV_2493-3_1_4_node_58 | 0.4 | n |  | TRUE
33 | bus_LV_2493-3_1_4_node_61 | 0.4 | n |  | TRUE
34 | bus_LV_2493-3_1_4_node_119 | 0.4 | n |  | TRUE
35 | bus_LV_2493-3_1_4_node_57 | 0.4 | n |  | TRUE
36 | bus_LV_2493-3_1_4_node_60 | 0.4 | n |  | TRUE
37 | bus_LV_2493-3_1_4_node_59 | 0.4 | n |  | TRUE
38 | bus_LV_2493-3_1_4_node_62 | 0.4 | n |  | TRUE
39 | bus_LV_2493-3_1_4_node_83 | 0.4 | n |  | TRUE
40 | bus_LV_2493-3_1_4_node_84 | 0.4 | n |  | TRUE
41 | bus_LV_2493-3_1_4_node_63 | 0.4 | n |  | TRUE
42 | bus_LV_2493-3_1_4_node_64 | 0.4 | n |  | TRUE
43 | bus_LV_2493-3_1_4_node_65 | 0.4 | n |  | TRUE
44 | bus_LV_2493-3_1_4_node_66 | 0.4 | n |  | TRUE
45 | bus_LV_2493-3_1_4_node_67 | 0.4 | n |  | TRUE
46 | bus_LV_2493-3_1_4_node_113 | 0.4 | n |  | TRUE
47 | bus_LV_2493-3_1_4_node_76 | 0.4 | n |  | TRUE
48 | bus_LV_2493-3_1_4_node_115 | 0.4 | n |  | TRUE
49 | bus_LV_2493-3_1_4_node_111 | 0.4 | n |  | TRUE
50 | bus_LV_2493-3_1_4_node_74 | 0.4 | n |  | TRUE
51 | bus_LV_2493-3_1_4_node_68 | 0.4 | n |  | TRUE
52 | bus_LV_2493-3_1_4_node_69 | 0.4 | n |  | TRUE
53 | bus_LV_2493-3_1_4_node_70 | 0.4 | n |  | TRUE
54 | bus_LV_2493-3_1_4_node_72 | 0.4 | n |  | TRUE
55 | bus_LV_2493-3_1_4_node_73 | 0.4 | n |  | TRUE
56 | bus_LV_2493-3_1_4_node_79 | 0.4 | n |  | TRUE
57 | bus_LV_2493-3_1_4_node_93 | 0.4 | n |  | TRUE
58 | bus_LV_2493-3_1_4_node_121 | 0.4 | n |  | TRUE
59 | bus_LV_2493-3_1_4_node_78 | 0.4 | n |  | TRUE
60 | bus_LV_2493-3_1_4_node_94 | 0.4 | n |  | TRUE
61 | bus_LV_2493-3_1_4_node_162 | 0.4 | n |  | TRUE
62 | bus_LV_2493-3_1_4_node_75 | 0.4 | n |  | TRUE
63 | bus_LV_2493-3_1_4_node_77 | 0.4 | n |  | TRUE
64 | bus_LV_2493-3_1_4_node_123 | 0.4 | n |  | TRUE
65 | bus_LV_2493-3_1_4_node_124 | 0.4 | n |  | TRUE
66 | bus_LV_2493-3_1_4_node_80 | 0.4 | n |  | TRUE
67 | bus_LV_2493-3_1_4_node_81 | 0.4 | n |  | TRUE
68 | bus_LV_2493-3_1_4_node_96 | 0.4 | n |  | TRUE
69 | bus_LV_2493-3_1_4_node_97 | 0.4 | n |  | TRUE
70 | bus_LV_2493-3_1_4_node_85 | 0.4 | n |  | TRUE
71 | bus_LV_2493-3_1_4_node_102 | 0.4 | n |  | TRUE
72 | bus_LV_2493-3_1_4_node_86 | 0.4 | n |  | TRUE
73 | bus_LV_2493-3_1_4_node_87 | 0.4 | n |  | TRUE
74 | bus_LV_2493-3_1_4_node_88 | 0.4 | n |  | TRUE
75 | bus_LV_2493-3_1_4_node_89 | 0.4 | n |  | TRUE
76 | bus_LV_2493-3_1_4_node_90 | 0.4 | n |  | TRUE
77 | bus_LV_2493-3_1_4_node_91 | 0.4 | n |  | TRUE
78 | bus_LV_2493-3_1_4_node_110 | 0.4 | n |  | TRUE
79 | bus_LV_2493-3_1_4_node_92 | 0.4 | n |  | TRUE
80 | bus_LV_2493-3_1_4_node_108 | 0.4 | n |  | TRUE
81 | bus_LV_2493-3_1_4_node_139 | 0.4 | n |  | TRUE
82 | bus_LV_2493-3_1_4_node_95 | 0.4 | n |  | TRUE
83 | bus_LV_2493-3_1_4_node_98 | 0.4 | n |  | TRUE
84 | bus_LV_2493-3_1_4_node_99 | 0.4 | n |  | TRUE
85 | bus_LV_2493-3_1_4_node_128 | 0.4 | n |  | TRUE
86 | bus_LV_2493-3_1_4_node_127 | 0.4 | n |  | TRUE
87 | bus_LV_2493-3_1_4_node_105 | 0.4 | n |  | TRUE
88 | bus_LV_2493-3_1_4_node_159 | 0.4 | n |  | TRUE
89 | bus_LV_2493-3_1_4_node_109 | 0.4 | n |  | TRUE
90 | bus_LV_2493-3_1_4_node_158 | 0.4 | n |  | TRUE
91 | bus_LV_2493-3_1_4_node_131 | 0.4 | n |  | TRUE
92 | bus_LV_2493-3_1_4_node_133 | 0.4 | n |  | TRUE
93 | bus_LV_2493-3_1_4_node_135 | 0.4 | n |  | TRUE
94 | bus_LV_2493-3_1_4_node_132 | 0.4 | n |  | TRUE
95 | bus_LV_2493-3_1_4_node_155 | 0.4 | n |  | TRUE
96 | bus_LV_2493-3_1_4_node_120 | 0.4 | n |  | TRUE
97 | bus_LV_2493-3_1_4_node_107 | 0.4 | n |  | TRUE
98 | bus_LV_2493-3_1_4_node_136 | 0.4 | n |  | TRUE
99 | bus_LV_2493-3_1_4_node_154 | 0.4 | n |  | TRUE
100 | bus_LV_2493-3_1_4_node_150 | 0.4 | n |  | TRUE
101 | bus_LV_2493-3_1_4_node_157 | 0.4 | n |  | TRUE
102 | bus_LV_2493-3_1_4_node_106 | 0.4 | n |  | TRUE
103 | bus_LV_2493-3_1_4_node_112 | 0.4 | n |  | TRUE
104 | bus_LV_2493-3_1_4_node_114 | 0.4 | n |  | TRUE
105 | bus_LV_2493-3_1_4_node_116 | 0.4 | n |  | TRUE
106 | bus_LV_2493-3_1_4_node_126 | 0.4 | n |  | TRUE
107 | bus_LV_2493-3_1_4_node_147 | 0.4 | n |  | TRUE
108 | bus_LV_2493-3_1_4_node_144 | 0.4 | n |  | TRUE
109 | bus_LV_2493-3_1_4_node_134 | 0.4 | n |  | TRUE
110 | bus_LV_2493-3_1_4_node_165 | 0.4 | n |  | TRUE
111 | bus_LV_2493-3_1_4_node_156 | 0.4 | n |  | TRUE
112 | bus_LV_2493-3_1_4_node_166 | 0.4 | n |  | TRUE
113 | bus_LV_2493-3_1_4_node_151 | 0.4 | n |  | TRUE
114 | bus_LV_2493-3_1_4_node_140 | 0.4 | n |  | TRUE
115 | bus_LV_2493-3_1_4_node_141 | 0.4 | n |  | TRUE
116 | bus_LV_2493-3_1_4_node_142 | 0.4 | n |  | TRUE
117 | bus_LV_2493-3_1_4_node_143 | 0.4 | n |  | TRUE
118 | bus_LV_2493-3_1_4_node_145 | 0.4 | n |  | TRUE
119 | bus_LV_2493-3_1_4_node_149 | 0.4 | n |  | TRUE
120 | bus_LV_2493-3_1_4_node_164 | 0.4 | n |  | TRUE
121 | bus_MV_290_0_node_2 | 20 | n |  | TRUE

## load
| name | bus | p_mw | q_mvar | const_z_percent | const_i_percent | sn_mva | scaling | in_service | type
0 | LV_2493-3_1_4_load_137 | 0 | 0.00064487 | 0.00016162 | 0 | 0 |  | 1 | TRUE | wye
1 | LV_2493-3_1_4_load_168 | 3 | 0.0040345 | 0.0010111 | 0 | 0 |  | 1 | TRUE | wye
2 | LV_2493-3_1_4_load_167 | 4 | 0.005156 | 0.0012922 | 0 | 0 |  | 1 | TRUE | wye
3 | LV_2493-3_1_4_load_161 | 6 | 0.0017766 | 0.00044526 | 0 | 0 |  | 1 | TRUE | wye
4 | LV_2493-3_1_4_load_160 | 7 | 0.0031148 | 0.00078065 | 0 | 0 |  | 1 | TRUE | wye
5 | LV_2493-3_1_4_load_163 | 10 | 0.0059627 | 0.0014944 | 0 | 0 |  | 1 | TRUE | wye
6 | LV_2493-3_1_4_load_42 | 11 | 0.00088766 | 0.00022247 | 0 | 0 |  | 1 | TRUE | wye
7 | LV_2493-3_1_4_load_43 | 12 | 0.00059231 | 0.00014845 | 0 | 0 |  | 1 | TRUE | wye
8 | LV_2493-3_1_4_load_45 | 14 | 0.0012083 | 0.00030283 | 0 | 0 |  | 1 | TRUE | wye
9 | LV_2493-3_1_4_load_46 | 15 | 0.0015219 | 0.00038143 | 0 | 0 |  | 1 | TRUE | wye
10 | LV_2493-3_1_4_load_47 | 16 | 0.0010881 | 0.0002727 | 0 | 0 |  | 1 | TRUE | wye
11 | LV_2493-3_1_4_load_130 | 17 | 0.00072155 | 0.00018084 | 0 | 0 |  | 1 | TRUE | wye
12 | LV_2493-3_1_4_load_50 | 18 | 0.0015461 | 0.00038749 | 0 | 0 |  | 1 | TRUE | wye
13 | LV_2493-3_1_4_load_48 | 20 | 0.0018197 | 0.00045605 | 0 | 0 |  | 1 | TRUE | wye
14 | LV_2493-3_1_4_load_146 | 21 | 0.00049502 | 0.00012406 | 0 | 0 |  | 1 | TRUE | wye
15 | LV_2493-3_1_4_load_82 | 22 | 0.00070695 | 0.00017718 | 0 | 0 |  | 1 | TRUE | wye
16 | LV_2493-3_1_4_load_49 | 23 | 0.0017688 | 0.00044329 | 0 | 0 |  | 1 | TRUE | wye
17 | LV_2493-3_1_4_load_51 | 24 | 0.0021168 | 0.00053052 | 0 | 0 |  | 1 | TRUE | wye
18 | LV_2493-3_1_4_load_101 | 25 | 0.0019792 | 0.00049602 | 0 | 0 |  | 1 | TRUE | wye
19 | LV_2493-3_1_4_load_148 | 26 | 0.0031506 | 0.00078961 | 0 | 0 |  | 1 | TRUE | wye
20 | LV_2493-3_1_4_load_52 | 27 | 0.001194 | 0.00029926 | 0 | 0 |  | 1 | TRUE | wye
21 | LV_2493-3_1_4_load_55 | 30 | 0.0018118 | 0.00045407 | 0 | 0 |  | 1 | TRUE | wye
22 | LV_2493-3_1_4_load_56 | 31 | 0.00090132 | 0.00022589 | 0 | 0 |  | 1 | TRUE | wye
23 | LV_2493-3_1_4_load_58 | 32 | 0.0036434 | 0.00091311 | 0 | 0 |  | 1 | TRUE | wye
24 | LV_2493-3_1_4_load_119 | 34 | 0.0022735 | 0.00056979 | 0 | 0 |  | 1 | TRUE | wye
25 | LV_2493-3_1_4_load_59 | 37 | 0.0037725 | 0.00094549 | 0 | 0 |  | 1 | TRUE | wye
26 | LV_2493-3_1_4_load_62 | 38 | 0.00073169 | 0.00018338 | 0 | 0 |  | 1 | TRUE | wye
27 | LV_2493-3_1_4_load_83 | 39 | 0.001099 | 0.00027544 | 0 | 0 |  | 1 | TRUE | wye
28 | LV_2493-3_1_4_load_84 | 40 | 0.0013099 | 0.00032828 | 0 | 0 |  | 1 | TRUE | wye
29 | LV_2493-3_1_4_load_63 | 41 | 0.00203 | 0.00050877 | 0 | 0 |  | 1 | TRUE | wye
30 | LV_2493-3_1_4_load_64 | 42 | 0.002501 | 0.00062681 | 0 | 0 |  | 1 | TRUE | wye
31 | LV_2493-3_1_4_load_65 | 43 | 0.0019627 | 0.0004919 | 0 | 0 |  | 1 | TRUE | wye
32 | LV_2493-3_1_4_load_66 | 44 | 0.0024716 | 0.00061943 | 0 | 0 |  | 1 | TRUE | wye
33 | LV_2493-3_1_4_load_67 | 45 | 0.00083225 | 0.00020858 | 0 | 0 |  | 1 | TRUE | wye
34 | LV_2493-3_1_4_load_76 | 47 | 0.00059673 | 0.00014955 | 0 | 0 |  | 1 | TRUE | wye
35 | LV_2493-3_1_4_load_111 | 49 | 0.0018833 | 0.000472 | 0 | 0 |  | 1 | TRUE | wye
36 | LV_2493-3_1_4_load_74 | 50 | 0.001128 | 0.0002827 | 0 | 0 |  | 1 | TRUE | wye
37 | LV_2493-3_1_4_load_68 | 51 | 0.00079263 | 0.00019865 | 0 | 0 |  | 1 | TRUE | wye
38 | LV_2493-3_1_4_load_69 | 52 | 0.00036258 | 9.0872e-05 | 0 | 0 |  | 1 | TRUE | wye
39 | LV_2493-3_1_4_load_79 | 56 | 0.00077056 | 0.00019312 | 0 | 0 |  | 1 | TRUE | wye
40 | LV_2493-3_1_4_load_93 | 57 | 0.0016961 | 0.00042509 | 0 | 0 |  | 1 | TRUE | wye
41 | LV_2493-3_1_4_load_121 | 58 | 0.0012184 | 0.00030536 | 0 | 0 |  | 1 | TRUE | wye
42 | LV_2493-3_1_4_load_78 | 59 | 0.00060486 | 0.00015159 | 0 | 0 |  | 1 | TRUE | wye
43 | LV_2493-3_1_4_load_94 | 60 | 0.00050306 | 0.00012608 | 0 | 0 |  | 1 | TRUE | wye
44 | LV_2493-3_1_4_load_162 | 61 | 0.0013067 | 0.00032748 | 0 | 0 |  | 1 | TRUE | wye
45 | LV_2493-3_1_4_load_75 | 62 | 0.0014302 | 0.00035844 | 0 | 0 |  | 1 | TRUE | wye
46 | LV_2493-3_1_4_load_77 | 63 | 0.00086483 | 0.00021675 | 0 | 0 |  | 1 | TRUE | wye
47 | LV_2493-3_1_4_load_123 | 64 | 0.0017375 | 0.00043545 | 0 | 0 |  | 1 | TRUE | wye
48 | LV_2493-3_1_4_load_81 | 67 | 0.0011336 | 0.00028412 | 0 | 0 |  | 1 | TRUE | wye
49 | LV_2493-3_1_4_load_96 | 68 | 0.00107 | 0.00026817 | 0 | 0 |  | 1 | TRUE | wye
50 | LV_2493-3_1_4_load_97 | 69 | 0.00078153 | 0.00019587 | 0 | 0 |  | 1 | TRUE | wye
51 | LV_2493-3_1_4_load_85 | 70 | 0.002449 | 0.00061378 | 0 | 0 |  | 1 | TRUE | wye
52 | LV_2493-3_1_4_load_102 | 71 | 0.002363 | 0.00059222 | 0 | 0 |  | 1 | TRUE | wye
53 | LV_2493-3_1_4_load_86 | 72 | 0.0016445 | 0.00041215 | 0 | 0 |  | 1 | TRUE | wye
54 | LV_2493-3_1_4_load_87 | 73 | 0.0016276 | 0.00040792 | 0 | 0 |  | 1 | TRUE | wye
55 | LV_2493-3_1_4_load_88 | 74 | 0.0027634 | 0.00069256 | 0 | 0 |  | 1 | TRUE | wye
56 | LV_2493-3_1_4_load_89 | 75 | 0.0016744 | 0.00041965 | 0 | 0 |  | 1 | TRUE | wye
57 | LV_2493-3_1_4_load_90 | 76 | 0.001803 | 0.00045186 | 0 | 0 |  | 1 | TRUE | wye
58 | LV_2493-3_1_4_load_91 | 77 | 0.0016674 | 0.00041789 | 0 | 0 |  | 1 | TRUE | wye
59 | LV_2493-3_1_4_load_110 | 78 | 0.0020205 | 0.0005064 | 0 | 0 |  | 1 | TRUE | wye
60 | LV_2493-3_1_4_load_92 | 79 | 0.0015855 | 0.00039737 | 0 | 0 |  | 1 | TRUE | wye
61 | LV_2493-3_1_4_load_108 | 80 | 0.0024571 | 0.0006158 | 0 | 0 |  | 1 | TRUE | wye
62 | LV_2493-3_1_4_load_139 | 81 | 0.00086983 | 0.000218 | 0 | 0 |  | 1 | TRUE | wye
63 | LV_2493-3_1_4_load_95 | 82 | 0.00093884 | 0.00023529 | 0 | 0 |  | 1 | TRUE | wye
64 | LV_2493-3_1_4_load_99 | 84 | 0.0024729 | 0.00061977 | 0 | 0 |  | 1 | TRUE | wye
65 | LV_2493-3_1_4_load_128 | 85 | 0.00093792 | 0.00023506 | 0 | 0 |  | 1 | TRUE | wye
66 | LV_2493-3_1_4_load_127 | 86 | 0.0015722 | 0.00039403 | 0 | 0 |  | 1 | TRUE | wye
67 | LV_2493-3_1_4_load_159 | 88 | 0.0081432 | 0.0020409 | 0 | 0 |  | 1 | TRUE | wye
68 | LV_2493-3_1_4_load_158 | 90 | 0.00084006 | 0.00021054 | 0 | 0 |  | 1 | TRUE | wye
69 | LV_2493-3_1_4_load_131 | 91 | 0.00075882 | 0.00019018 | 0 | 0 |  | 1 | TRUE | wye
70 | LV_2493-3_1_4_load_135 | 93 | 0.0014282 | 0.00035795 | 0 | 0 |  | 1 | TRUE | wye
71 | LV_2493-3_1_4_load_132 | 94 | 0.0013193 | 0.00033066 | 0 | 0 |  | 1 | TRUE | wye
72 | LV_2493-3_1_4_load_155 | 95 | 0.0025313 | 0.00063441 | 0 | 0 |  | 1 | TRUE | wye
73 | LV_2493-3_1_4_load_120 | 96 | 0.0010903 | 0.00027325 | 0 | 0 |  | 1 | TRUE | wye
74 | LV_2493-3_1_4_load_107 | 97 | 0.001224 | 0.00030675 | 0 | 0 |  | 1 | TRUE | wye
75 | LV_2493-3_1_4_load_150 | 100 | 0.0042909 | 0.0010754 | 0 | 0 |  | 1 | TRUE | wye
76 | LV_2493-3_1_4_load_157 | 101 | 0.007323 | 0.0018353 | 0 | 0 |  | 1 | TRUE | wye
77 | LV_2493-3_1_4_load_106 | 102 | 0.00094024 | 0.00023565 | 0 | 0 |  | 1 | TRUE | wye
78 | LV_2493-3_1_4_load_112 | 103 | 0.0015251 | 0.00038224 | 0 | 0 |  | 1 | TRUE | wye
79 | LV_2493-3_1_4_load_114 | 104 | 0.0046095 | 0.0011552 | 0 | 0 |  | 1 | TRUE | wye
80 | LV_2493-3_1_4_load_116 | 105 | 0.0019005 | 0.00047631 | 0 | 0 |  | 1 | TRUE | wye
81 | LV_2493-3_1_4_load_126 | 106 | 0.0013507 | 0.00033853 | 0 | 0 |  | 1 | TRUE | wye
82 | LV_2493-3_1_4_load_147 | 107 | 0.0012915 | 0.00032369 | 0 | 0 |  | 1 | TRUE | wye
83 | LV_2493-3_1_4_load_144 | 108 | 0.0012543 | 0.00031436 | 0 | 0 |  | 1 | TRUE | wye
84 | LV_2493-3_1_4_load_134 | 109 | 0.0025535 | 0.00063996 | 0 | 0 |  | 1 | TRUE | wye
85 | LV_2493-3_1_4_load_165 | 110 | 0.0066669 | 0.0016709 | 0 | 0 |  | 1 | TRUE | wye
86 | LV_2493-3_1_4_load_156 | 111 | 0.0095401 | 0.002391 | 0 | 0 |  | 1 | TRUE | wye
87 | LV_2493-3_1_4_load_166 | 112 | 0.0088651 | 0.0022218 | 0 | 0 |  | 1 | TRUE | wye
88 | LV_2493-3_1_4_load_140 | 114 | 0.0012102 | 0.0003033 | 0 | 0 |  | 1 | TRUE | wye
89 | LV_2493-3_1_4_load_141 | 115 | 0.0011581 | 0.00029024 | 0 | 0 |  | 1 | TRUE | wye
90 | LV_2493-3_1_4_load_143 | 117 | 0.00085107 | 0.0002133 | 0 | 0 |  | 1 | TRUE | wye
91 | LV_2493-3_1_4_load_145 | 118 | 0.0011233 | 0.00028152 | 0 | 0 |  | 1 | TRUE | wye
92 | LV_2493-3_1_4_load_149 | 119 | 0.0010539 | 0.00026412 | 0 | 0 |  | 1 | TRUE | wye
93 | LV_2493-3_1_4_load_164 | 120 | 0.0071784 | 0.0017991 | 0 | 0 |  | 1 | TRUE | wye

## ext_grid
| name | bus | vm_pu | va_degree | slack_weight | in_service
0 |  | 73 | 1 | 0 | 1 | TRUE

## line
| name | std_type | from_bus | to_bus | length_km | r_ohm_per_km | x_ohm_per_km | c_nf_per_km | g_us_per_km | max_i_ka | df | parallel | type | in_service
0 | LV_2493-3_1_4_line_0 |  | 0 | 1 | 0.02522 | 0.125 | 0.08 | 261 | 0 | 0.364 | 1 | 1 | cs | TRUE
1 | LV_2493-3_1_4_line_1 |  | 1 | 5 | 0.31153 | 0.125 | 0.08 | 261 | 0 | 0.364 | 1 | 1 | cs | TRUE
2 | LV_2493-3_1_4_line_2 |  | 2 | 3 | 0.026259 | 0.125 | 0.08 | 261 | 0 | 0.364 | 1 | 1 | cs | TRUE
3 | LV_2493-3_1_4_line_3 |  | 2 | 4 | 0.019407 | 0.125 | 0.08 | 261 | 0 | 0.364 | 1 | 1 | cs | TRUE
4 | LV_2493-3_1_4_line_4 |  | 4 | 9 | 0.015143 | 0.125 | 0.08 | 261 | 0 | 0.364 | 1 | 1 | cs | TRUE
5 | LV_2493-3_1_4_line_5 |  | 5 | 61 | 0.43649 | 0.125 | 0.08 | 261 | 0 | 0.364 | 1 | 1 | cs | TRUE
6 | LV_2493-3_1_4_line_6 |  | 5 | 55 | 0.60893 | 0.125 | 0.08 | 261 | 0 | 0.364 | 1 | 1 | cs | TRUE
7 | LV_2493-3_1_4_line_7 |  | 6 | 7 | 0.013787 | 0.125 | 0.08 | 261 | 0 | 0.364 | 1 | 1 | cs | TRUE
8 | LV_2493-3_1_4_line_8 |  | 7 | 61 | 0.013258 | 0.125 | 0.08 | 261 | 0 | 0.364 | 1 | 1 | cs | TRUE
9 | LV_2493-3_1_4_line_9 |  | 8 | 9 | 0.095846 | 0.125 | 0.08 | 261 | 0 | 0.364 | 1 | 1 | cs | TRUE
10 | LV_2493-3_1_4_line_10 |  | 8 | 10 | 0.17202 | 0.125 | 0.08 | 261 | 0 | 0.364 | 1 | 1 | cs | TRUE
11 | LV_2493-3_1_4_line_11 |  | 9 | 110 | 0.00092976 | 0.125 | 0.08 | 261 | 0 | 0.364 | 1 | 1 | cs | TRUE
12 | LV_2493-3_1_4_line_12 |  | 11 | 12 | 0.026263 | 0.125 | 0.08 | 261 | 0 | 0.364 | 1 | 1 | cs | TRUE
13 | LV_2493-3_1_4_line_13 |  | 11 | 13 | 0.0089165 | 0.125 | 0.08 | 261 | 0 | 0.364 | 1 | 1 | cs | TRUE
14 | LV_2493-3_1_4_line_14 |  | 12 | 14 | 0.030195 | 0.125 | 0.08 | 261 | 0 | 0.364 | 1 | 1 | cs | TRUE
15 | LV_2493-3_1_4_line_15 |  | 13 | 15 | 0.0012081 | 0.125 | 0.08 | 261 | 0 | 0.364 | 1 | 1 | cs | TRUE
16 | LV_2493-3_1_4_line_16 |  | 13 | 16 | 0.015633 | 0.125 | 0.08 | 261 | 0 | 0.364 | 1 | 1 | cs | TRUE
17 | LV_2493-3_1_4_line_17 |  | 14 | 17 | 0.042994 | 0.125 | 0.08 | 261 | 0 | 0.364 | 1 | 1 | cs | TRUE
18 | LV_2493-3_1_4_line_18 |  | 15 | 18 | 0.022524 | 0.125 | 0.08 | 261 | 0 | 0.364 | 1 | 1 | cs | TRUE
19 | LV_2493-3_1_4_line_19 |  | 17 | 19 | 0.080238 | 0.125 | 0.08 | 261 | 0 | 0.364 | 1 | 2 | cs | TRUE
20 | LV_2493-3_1_4_line_20 |  | 18 | 20 | 0.012792 | 0.125 | 0.08 | 261 | 0 | 0.364 | 1 | 1 | cs | TRUE
21 | LV_2493-3_1_4_line_21 |  | 19 | 65 | 0.057596 | 0.125 | 0.08 | 261 | 0 | 0.364 | 1 | 2 | cs | TRUE
22 | LV_2493-3_1_4_line_22 |  | 19 | 91 | 0.015714 | 0.125 | 0.08 | 261 | 0 | 0.364 | 1 | 1 | cs | TRUE
23 | LV_2493-3_1_4_line_23 |  | 20 | 23 | 0.01264 | 0.125 | 0.08 | 261 | 0 | 0.364 | 1 | 1 | cs | TRUE
24 | LV_2493-3_1_4_line_24 |  | 21 | 22 | 0.00024844 | 0.125 | 0.08 | 261 | 0 | 0.364 | 1 | 1 | cs | TRUE
25 | LV_2493-3_1_4_line_25 |  | 22 | 66 | 0.015516 | 0.125 | 0.08 | 261 | 0 | 0.364 | 1 | 1 | cs | TRUE
26 | LV_2493-3_1_4_line_26 |  | 23 | 24 | 0.016799 | 0.125 | 0.08 | 261 | 0 | 0.364 | 1 | 1 | cs | TRUE
27 | LV_2493-3_1_4_line_27 |  | 24 | 25 | 0.0091371 | 0.125 | 0.08 | 261 | 0 | 0.364 | 1 | 1 | cs | TRUE
28 | LV_2493-3_1_4_line_28 |  | 25 | 26 | 0.025182 | 0.125 | 0.08 | 261 | 0 | 0.364 | 1 | 1 | cs | TRUE
29 | LV_2493-3_1_4_line_29 |  | 26 | 35 | 0.032324 | 0.125 | 0.08 | 261 | 0 | 0.364 | 1 | 1 | cs | TRUE
30 | LV_2493-3_1_4_line_30 |  | 27 | 28 | 0.041263 | 0.125 | 0.08 | 261 | 0 | 0.364 | 1 | 1 | cs | TRUE
31 | LV_2493-3_1_4_line_31 |  | 27 | 29 | 0.038151 | 0.125 | 0.08 | 261 | 0 | 0.364 | 1 | 1 | cs | TRUE
32 | LV_2493-3_1_4_line_32 |  | 28 | 30 | 0.030817 | 0.125 | 0.08 | 261 | 0 | 0.364 | 1 | 1 | cs | TRUE
33 | LV_2493-3_1_4_line_33 |  | 28 | 31 | 0.0070885 | 0.125 | 0.08 | 261 | 0 | 0.364 | 1 | 1 | cs | TRUE
34 | LV_2493-3_1_4_line_34 |  | 29 | 32 | 0.071649 | 0.125 | 0.08 | 261 | 0 | 0.364 | 1 | 1 | cs | TRUE
35 | LV_2493-3_1_4_line_35 |  | 30 | 33 | 0.0080209 | 0.125 | 0.08 | 261 | 0 | 0.364 | 1 | 1 | cs | TRUE
36 | LV_2493-3_1_4_line_36 |  | 31 | 34 | 0.017944 | 0.125 | 0.08 | 261 | 0 | 0.364 | 1 | 1 | cs | TRUE
37 | LV_2493-3_1_4_line_37 |  | 32 | 37 | 0.013309 | 0.125 | 0.08 | 261 | 0 | 0.364 | 1 | 1 | cs | TRUE
38 | LV_2493-3_1_4_line_38 |  | 33 | 38 | 0.035641 | 0.125 | 0.08 | 261 | 0 | 0.364 | 1 | 1 | cs | TRUE
39 | LV_2493-3_1_4_line_39 |  | 35 | 36 | 0.059637 | 0.125 | 0.08 | 261 | 0 | 0.364 | 1 | 1 | cs | TRUE
40 | LV_2493-3_1_4_line_40 |  | 36 | 37 | 0.035997 | 0.125 | 0.08 | 261 | 0 | 0.364 | 1 | 1 | cs | TRUE
41 | LV_2493-3_1_4_line_41 |  | 38 | 39 | 0.15585 | 0.125 | 0.08 | 261 | 0 | 0.364 | 1 | 1 | cs | TRUE
42 | LV_2493-3_1_4_line_42 |  | 39 | 40 | 0.065586 | 0.125 | 0.08 | 261 | 0 | 0.364 | 1 | 1 | cs | TRUE
43 | LV_2493-3_1_4_line_43 |  | 40 | 70 | 0.016287 | 0.125 | 0.08 | 261 | 0 | 0.364 | 1 | 1 | cs | TRUE
44 | LV_2493-3_1_4_line_44 |  | 41 | 42 | 0.029584 | 0.125 | 0.08 | 261 | 0 | 0.364 | 1 | 2 | cs | TRUE
45 | LV_2493-3_1_4_line_45 |  | 41 | 43 | 0.0052597 | 0.125 | 0.08 | 261 | 0 | 0.364 | 1 | 2 | cs | TRUE
46 | LV_2493-3_1_4_line_46 |  | 42 | 44 | 0.033596 | 0.125 | 0.08 | 261 | 0 | 0.364 | 1 | 2 | cs | TRUE
47 | LV_2493-3_1_4_line_47 |  | 43 | 45 | 0.015208 | 0.125 | 0.08 | 261 | 0 | 0.364 | 1 | 2 | cs | TRUE
48 | LV_2493-3_1_4_line_48 |  | 44 | 46 | 0.017965 | 0.125 | 0.08 | 261 | 0 | 0.364 | 1 | 2 | cs | TRUE
49 | LV_2493-3_1_4_line_49 |  | 45 | 47 | 0.0053357 | 0.125 | 0.08 | 261 | 0 | 0.364 | 1 | 2 | cs | TRUE
50 | LV_2493-3_1_4_line_50 |  | 46 | 48 | 0.034642 | 0.125 | 0.08 | 261 | 0 | 0.364 | 1 | 2 | cs | TRUE
51 | LV_2493-3_1_4_line_51 |  | 46 | 49 | 0.033437 | 0.125 | 0.08 | 261 | 0 | 0.364 | 1 | 1 | cs | TRUE
52 | LV_2493-3_1_4_line_52 |  | 47 | 50 | 0.032741 | 0.125 | 0.08 | 261 | 0 | 0.364 | 1 | 2 | cs | TRUE
53 | LV_2493-3_1_4_line_53 |  | 48 | 81 | 0.016908 | 0.125 | 0.08 | 261 | 0 | 0.364 | 1 | 1 | cs | TRUE
54 | LV_2493-3_1_4_line_54 |  | 48 | 79 | 0.016021 | 0.125 | 0.08 | 261 | 0 | 0.364 | 1 | 2 | cs | TRUE
55 | LV_2493-3_1_4_line_55 |  | 49 | 103 | 0.02787 | 0.125 | 0.08 | 261 | 0 | 0.364 | 1 | 1 | cs | TRUE
56 | LV_2493-3_1_4_line_56 |  | 50 | 62 | 0.0048211 | 0.125 | 0.08 | 261 | 0 | 0.364 | 1 | 2 | cs | TRUE
57 | LV_2493-3_1_4_line_57 |  | 51 | 52 | 0.011628 | 0.125 | 0.08 | 261 | 0 | 0.364 | 1 | 1 | cs | TRUE
58 | LV_2493-3_1_4_line_58 |  | 51 | 53 | 0.034514 | 0.125 | 0.08 | 261 | 0 | 0.364 | 1 | 1 | cs | TRUE
59 | LV_2493-3_1_4_line_59 |  | 53 | 54 | 0.003768 | 0.125 | 0.08 | 261 | 0 | 0.364 | 1 | 1 | cs | TRUE
60 | LV_2493-3_1_4_line_60 |  | 53 | 55 | 0.081702 | 0.125 | 0.08 | 261 | 0 | 0.364 | 1 | 1 | cs | TRUE
61 | LV_2493-3_1_4_line_61 |  | 54 | 56 | 0.0117 | 0.125 | 0.08 | 261 | 0 | 0.364 | 1 | 1 | cs | TRUE
62 | LV_2493-3_1_4_line_62 |  | 54 | 57 | 0.015614 | 0.125 | 0.08 | 261 | 0 | 0.364 | 1 | 1 | cs | TRUE
63 | LV_2493-3_1_4_line_63 |  | 55 | 58 | 0.028496 | 0.125 | 0.08 | 261 | 0 | 0.364 | 1 | 1 | cs | TRUE
64 | LV_2493-3_1_4_line_64 |  | 56 | 59 | 0.01604 | 0.125 | 0.08 | 261 | 0 | 0.364 | 1 | 1 | cs | TRUE
65 | LV_2493-3_1_4_line_65 |  | 57 | 60 | 0.040791 | 0.125 | 0.08 | 261 | 0 | 0.364 | 1 | 1 | cs | TRUE
66 | LV_2493-3_1_4_line_66 |  | 59 | 66 | 0.016593 | 0.125 | 0.08 | 261 | 0 | 0.364 | 1 | 1 | cs | TRUE
67 | LV_2493-3_1_4_line_67 |  | 60 | 82 | 0.011958 | 0.125 | 0.08 | 261 | 0 | 0.364 | 1 | 1 | cs | TRUE
68 | LV_2493-3_1_4_line_68 |  | 62 | 63 | 0.028795 | 0.125 | 0.08 | 261 | 0 | 0.364 | 1 | 2 | cs | TRUE
69 | LV_2493-3_1_4_line_69 |  | 63 | 64 | 0.04156 | 0.125 | 0.08 | 261 | 0 | 0.364 | 1 | 2 | cs | TRUE
70 | LV_2493-3_1_4_line_70 |  | 64 | 65 | 0.027682 | 0.125 | 0.08 | 261 | 0 | 0.364 | 1 | 2 | cs | TRUE
71 | LV_2493-3_1_4_line_71 |  | 65 | 106 | 0.020745 | 0.125 | 0.08 | 261 | 0 | 0.364 | 1 | 1 | cs | TRUE
72 | LV_2493-3_1_4_line_72 |  | 65 | 86 | 0.049451 | 0.125 | 0.08 | 261 | 0 | 0.364 | 1 | 1 | cs | TRUE
73 | LV_2493-3_1_4_line_73 |  | 66 | 67 | 0.019788 | 0.125 | 0.08 | 261 | 0 | 0.364 | 1 | 1 | cs | TRUE
74 | LV_2493-3_1_4_line_74 |  | 67 | 68 | 0.018979 | 0.125 | 0.08 | 261 | 0 | 0.364 | 1 | 1 | cs | TRUE
75 | LV_2493-3_1_4_line_75 |  | 68 | 69 | 0.017451 | 0.125 | 0.08 | 261 | 0 | 0.364 | 1 | 1 | cs | TRUE
76 | LV_2493-3_1_4_line_76 |  | 69 | 85 | 0.022674 | 0.125 | 0.08 | 261 | 0 | 0.364 | 1 | 1 | cs | TRUE
77 | LV_2493-3_1_4_line_77 |  | 70 | 71 | 0.12748 | 0.125 | 0.08 | 261 | 0 | 0.364 | 1 | 1 | cs | TRUE
78 | LV_2493-3_1_4_line_78 |  | 72 | 73 | 0.017362 | 0.125 | 0.08 | 261 | 0 | 0.364 | 1 | 2 | cs | TRUE
79 | LV_2493-3_1_4_line_79 |  | 72 | 74 | 0.005302 | 0.125 | 0.08 | 261 | 0 | 0.364 | 1 | 2 | cs | TRUE
80 | LV_2493-3_1_4_line_80 |  | 73 | 75 | 0.0094545 | 0.125 | 0.08 | 261 | 0 | 0.364 | 1 | 2 | cs | TRUE
81 | LV_2493-3_1_4_line_81 |  | 74 | 76 | 0.017446 | 0.125 | 0.08 | 261 | 0 | 0.364 | 1 | 2 | cs | TRUE
82 | LV_2493-3_1_4_line_82 |  | 75 | 77 | 0.005667 | 0.125 | 0.08 | 261 | 0 | 0.364 | 1 | 2 | cs | TRUE
83 | LV_2493-3_1_4_line_83 |  | 76 | 78 | 0.029404 | 0.125 | 0.08 | 261 | 0 | 0.364 | 1 | 2 | cs | TRUE
84 | LV_2493-3_1_4_line_84 |  | 77 | 79 | 0.028752 | 0.125 | 0.08 | 261 | 0 | 0.364 | 1 | 2 | cs | TRUE
85 | LV_2493-3_1_4_line_85 |  | 78 | 80 | 0.012551 | 0.125 | 0.08 | 261 | 0 | 0.364 | 1 | 2 | cs | TRUE
86 | LV_2493-3_1_4_line_86 |  | 80 | 102 | 0.019607 | 0.125 | 0.08 | 261 | 0 | 0.364 | 1 | 2 | cs | TRUE
87 | LV_2493-3_1_4_line_87 |  | 81 | 93 | 0.00065584 | 0.125 | 0.08 | 261 | 0 | 0.364 | 1 | 1 | cs | TRUE
88 | LV_2493-3_1_4_line_88 |  | 82 | 83 | 0.13963 | 0.125 | 0.08 | 261 | 0 | 0.364 | 1 | 1 | cs | TRUE
89 | LV_2493-3_1_4_line_89 |  | 83 | 84 | 0.052369 | 0.125 | 0.08 | 261 | 0 | 0.364 | 1 | 1 | cs | TRUE
90 | LV_2493-3_1_4_line_90 |  | 85 | 86 | 0.037715 | 0.125 | 0.08 | 261 | 0 | 0.364 | 1 | 1 | cs | TRUE
91 | LV_2493-3_1_4_line_91 |  | 87 | 88 | 0.041873 | 0.125 | 0.08 | 261 | 0 | 0.364 | 1 | 1 | cs | TRUE
92 | LV_2493-3_1_4_line_92 |  | 87 | 89 | 0.16782 | 0.125 | 0.08 | 261 | 0 | 0.364 | 1 | 2 | cs | TRUE
93 | LV_2493-3_1_4_line_93 |  | 87 | 90 | 0.035264 | 0.125 | 0.08 | 261 | 0 | 0.364 | 1 | 1 | cs | TRUE
94 | LV_2493-3_1_4_line_94 |  | 88 | 95 | 0.0020305 | 0.125 | 0.08 | 261 | 0 | 0.364 | 1 | 1 | cs | TRUE
95 | LV_2493-3_1_4_line_95 |  | 89 | 96 | 0.025786 | 0.125 | 0.08 | 261 | 0 | 0.364 | 1 | 1 | cs | TRUE
96 | LV_2493-3_1_4_line_96 |  | 89 | 97 | 0.036924 | 0.125 | 0.08 | 261 | 0 | 0.364 | 1 | 2 | cs | TRUE
97 | LV_2493-3_1_4_line_97 |  | 90 | 101 | 0.059461 | 0.125 | 0.08 | 261 | 0 | 0.364 | 1 | 1 | cs | TRUE
98 | LV_2493-3_1_4_line_98 |  | 92 | 93 | 0.041354 | 0.125 | 0.08 | 261 | 0 | 0.364 | 1 | 1 | cs | TRUE
99 | LV_2493-3_1_4_line_99 |  | 92 | 94 | 0.035724 | 0.125 | 0.08 | 261 | 0 | 0.364 | 1 | 1 | cs | TRUE
100 | LV_2493-3_1_4_line_100 |  | 94 | 109 | 0.0089839 | 0.125 | 0.08 | 261 | 0 | 0.364 | 1 | 1 | cs | TRUE
101 | LV_2493-3_1_4_line_101 |  | 95 | 113 | 0.071025 | 0.125 | 0.08 | 261 | 0 | 0.364 | 1 | 1 | cs | TRUE
102 | LV_2493-3_1_4_line_102 |  | 97 | 102 | 0.020147 | 0.125 | 0.08 | 261 | 0 | 0.364 | 1 | 2 | cs | TRUE
103 | LV_2493-3_1_4_line_103 |  | 98 | 99 | 0.092959 | 0.125 | 0.08 | 261 | 0 | 0.364 | 1 | 1 | cs | TRUE
104 | LV_2493-3_1_4_line_104 |  | 98 | 100 | 0.018183 | 0.125 | 0.08 | 261 | 0 | 0.364 | 1 | 1 | cs | TRUE
105 | LV_2493-3_1_4_line_105 |  | 99 | 111 | 0.0057633 | 0.125 | 0.08 | 261 | 0 | 0.364 | 1 | 1 | cs | TRUE
106 | LV_2493-3_1_4_line_106 |  | 99 | 112 | 0.051701 | 0.125 | 0.08 | 261 | 0 | 0.364 | 1 | 1 | cs | TRUE
107 | LV_2493-3_1_4_line_107 |  | 100 | 113 | 0.0087896 | 0.125 | 0.08 | 261 | 0 | 0.364 | 1 | 1 | cs | TRUE
108 | LV_2493-3_1_4_line_108 |  | 103 | 104 | 0.011654 | 0.125 | 0.08 | 261 | 0 | 0.364 | 1 | 1 | cs | TRUE
109 | LV_2493-3_1_4_line_109 |  | 104 | 105 | 0.013524 | 0.125 | 0.08 | 261 | 0 | 0.364 | 1 | 1 | cs | TRUE
110 | LV_2493-3_1_4_line_110 |  | 106 | 107 | 0.019761 | 0.125 | 0.08 | 261 | 0 | 0.364 | 1 | 1 | cs | TRUE
111 | LV_2493-3_1_4_line_111 |  | 107 | 108 | 0.020571 | 0.125 | 0.08 | 261 | 0 | 0.364 | 1 | 1 | cs | TRUE
112 | LV_2493-3_1_4_line_112 |  | 108 | 116 | 0.014213 | 0.125 | 0.08 | 261 | 0 | 0.364 | 1 | 1 | cs | TRUE
113 | LV_2493-3_1_4_line_113 |  | 110 | 120 | 0.031698 | 0.125 | 0.08 | 261 | 0 | 0.364 | 1 | 1 | cs | TRUE
114 | LV_2493-3_1_4_line_114 |  | 112 | 120 | 0.0073384 | 0.125 | 0.08 | 261 | 0 | 0.364 | 1 | 1 | cs | TRUE
115 | LV_2493-3_1_4_line_115 |  | 114 | 115 | 0.018102 | 0.125 | 0.08 | 261 | 0 | 0.364 | 1 | 1 | cs | TRUE
116 | LV_2493-3_1_4_line_116 |  | 114 | 116 | 0.010292 | 0.125 | 0.08 | 261 | 0 | 0.364 | 1 | 1 | cs | TRUE
117 | LV_2493-3_1_4_line_117 |  | 115 | 117 | 0.006066 | 0.125 | 0.08 | 261 | 0 | 0.364 | 1 | 1 | cs | TRUE
118 | LV_2493-3_1_4_line_118 |  | 116 | 118 | 0.014849 | 0.125 | 0.08 | 261 | 0 | 0.364 | 1 | 1 | cs | TRUE
119 | LV_2493-3_1_4_line_119 |  | 118 | 119 | 0.021511 | 0.125 | 0.08 | 261 | 0 | 0.364 | 1 | 1 | cs | TRUE

## trafo
| name | std_type | hv_bus | lv_bus | sn_mva | vn_hv_kv | vn_lv_kv | vk_percent | vkr_percent | pfe_kw | i0_percent | shift_degree | tap_side | tap_neutral | tap_min | tap_max | tap_step_percent | tap_step_degree | tap_pos | tap_phase_shifter | parallel | df | in_service
0 | LV_2493-3_1_4_trafo_87 | 0.63 MVA 20/0.4 kV | 121 | 73 | 0.63 | 20 | 0.4 | 6 | 1.206 | 1.65 | 0.2619 | 150 | hv | 0 | -2 | 2 | 2.5 | 0 | 0 | FALSE | 1 | 1 | TRUE

## line_geodata
| x0 | y0 | x1 | y1 | x2 | y2 | x3 | y3 | x4 | y4 | x5 | y5 | x6 | y6 | x7 | y7 | x8 | y8 | x9 | y9 | x10 | y10 | x11 | y11 | x12 | y12 | x13 | y13 | x14 | y14 | x15 | y15 | x16 | y16 | x17 | y17 | x18 | y18 | x19 | y19 | x20 | y20 | x21 | y21 | x22 | y22 | x23 | y23 | x24 | y24 | x25 | y25 | x26 | y26 | x27 | y27 | x28 | y28 | x29 | y29 | x30 | y30 | x31 | y31 | x32 | y32 | x33 | y33 | x34 | y34 | x35 | y35 | x36 | y36 | x37 | y37 | x38 | y38 | x39 | y39 | x40 | y40 | x41 | y41 | x42 | y42 | x43 | y43 | x44 | y44
0 | 2636820.8999 | 1248527.1987 | 2636819.2949 | 1248530.313 | 2636817.6984 | 1248535.6956 | 2636817.3499 | 1248541.9753 | 2636818.2577 | 1248545.3499 | 2636820.7089 | 1248549.4567 | 2636821.5706 | 1248550.7272
1 | 2636559.536 | 1248359.5947 | 2636563.2994 | 1248362.7977 | 2636581.0985 | 1248376.1051 | 2636606.1556 | 1248394.0936 | 2636610.8994 | 1248397.5029 | 2636640.401 | 1248418.3988 | 2636676.4654 | 1248444.0162 | 2636690.025 | 1248452.9059 | 2636700.4004 | 1248460.197 | 2636717.9934 | 1248468.9005 | 2636740.8094 | 1248477.9699 | 2636756.3022 | 1248485.6042 | 2636773.9015 | 1248495.6976 | 2636790.9042 | 1248505.7986 | 2636808.9601 | 1248517.7406 | 2636820.8999 | 1248527.1987
2 | 2637270.4316 | 1248218.645 | 2637255.9708 | 1248240.5638
3 | 2637270.4316 | 1248218.645 | 2637263.8406 | 1248200.3916
4 | 2637250.4358 | 1248193.3472 | 2637263.8406 | 1248200.3916
5 | 2636559.536 | 1248359.5947 | 2636563.6102 | 1248360.1535 | 2636570.2738 | 1248363.2632 | 2636600.6096 | 1248379.9723 | 2636629.6802 | 1248394.8837 | 2636680.1341 | 1248419.7784 | 2636724.8374 | 1248440.4129 | 2636752.6392 | 1248451.6035 | 2636762.3865 | 1248454.2211 | 2636794.3494 | 1248458.0106 | 2636808.0744 | 1248460.9087 | 2636844.1282 | 1248467.4033 | 2636854.8209 | 1248469.7713 | 2636875.1598 | 1248476.4353 | 2636897.8513 | 1248483.6256 | 2636921.8041 | 1248494.4039 | 2636931.5266 | 1248500.9909 | 2636941.1199 | 1248507.7106 | 2636959.9025 | 1248518.1011 | 2636961.7308 | 1248518.8274
6 | 2636134.6318 | 1248045.6414 | 2636131.042 | 1248049.8223 | 2636122.1 | 1248057.4063 | 2636115.3976 | 1248064.3033 | 2636112.9209 | 1248066.7454 | 2636111.1341 | 1248069.9812 | 2636110.377 | 1248071.5442 | 2636110.3373 | 1248079.3047 | 2636110.602 | 1248084.1984 | 2636113.5419 | 1248090.0201 | 2636117.0034 | 1248094.4997 | 2636123.0988 | 1248098.0057 | 2636149.5697 | 1248109.9525 | 2636166.6025 | 1248116.7052 | 2636173.2343 | 1248118.9137 | 2636181.1033 | 1248120.0958 | 2636198.0981 | 1248123.1681 | 2636224.1004 | 1248124.005 | 2636234.597 | 1248124.0024 | 2636243.4006 | 1248123 | 2636252.503 | 1248121.2989 | 2636266.6022 | 1248117.5047 | 2636276.0991 | 1248115.5059 | 2636284.6034 | 1248115.3021 | 2636292.6974 | 1248115.4962 | 2636299.1025 | 1248116.5027 | 2636303.9042 | 1248117.8996 | 2636307.8012 | 1248120.3028 | 2636311.1996 | 1248125.2046 | 2636324.8992 | 1248147.203 | 2636336.1982 | 1248162.9047 | 2636343.3025 | 1248171.7985 | 2636350.903 | 1248179.8059 | 2636358.7973 | 1248186.7032 | 2636367.5002 | 1248193.5054 | 2636376.8039 | 1248199.5998 | 2636395.9037 | 1248210.3017 | 2636405.6006 | 1248216.2985 | 2636413.1976 | 1248222.4046 | 2636421.8018 | 1248230.4961 | 2636431.2022 | 1248240.5048 | 2636471.2039 | 1248281.9 | 2636497.1977 | 1248306.098 | 2636543.7987 | 1248346.2 | 2636559.536 | 1248359.5947
7 | 2636986.8654 | 1248528.8122 | 2636974.0523 | 1248523.7221
8 | 2636961.7308 | 1248518.8274 | 2636974.0523 | 1248523.7221
9 | 2637318.8932 | 1248172.3522 | 2637309.4269 | 1248168.2345 | 2637298.769 | 1248165.0654 | 2637286.8259 | 1248162.144 | 2637283.388 | 1248161.2551 | 2637278.6232 | 1248160.0244 | 2637270.7905 | 1248157.9071 | 2637264.8783 | 1248156.6136 | 2637250.4358 | 1248193.3472
10 | 2637318.8932 | 1248172.3522 | 2637321.5102 | 1248168.077 | 2637321.2811 | 1248163.6838 | 2637318.8771 | 1248153.3062 | 2637316.2461 | 1248142.9829 | 2637313.9979 | 1248130.6384 | 2637313.2337 | 1248117.6695 | 2637311.4441 | 1248099.6463 | 2637310.1387 | 1248088.6753 | 2637306.2468 | 1248068.7266 | 2637303.676 | 1248057.225 | 2637302.4097 | 1248040.0391 | 2637301.7332 | 1248029.9282 | 2637302.4458 | 1248017.4911 | 2637305.334 | 1248012.139 | 2637311.1631 | 1248009.8519 | 2637313.4826 | 1248009.701
11 | 2637249.587 | 1248192.9676 | 2637250.4358 | 1248193.3472
12 | 2636207.7308 | 1247842.3484 | 2636224.3943 | 1247840.8981 | 2636233.8951 | 1247840.0698
13 | 2636198.8479 | 1247843.1215 | 2636207.7308 | 1247842.3484
14 | 2636233.8951 | 1247840.0698 | 2636237.0277 | 1247839.7967 | 2636263.9574 | 1247837.2417
15 | 2636198.8479 | 1247843.1215 | 2636197.6465 | 1247843.2488
16 | 2636198.8479 | 1247843.1215 | 2636202.2603 | 1247858.3773
17 | 2636306.7566 | 1247833.1519 | 2636301.2105 | 1247833.7071 | 2636263.9574 | 1247837.2417
18 | 2636175.2473 | 1247845.6205 | 2636197.6465 | 1247843.2488
19 | 2636376.0724 | 1247870.623 | 2636373.2941 | 1247866.7923 | 2636362.7233 | 1247860.3567 | 2636321.8043 | 1247836.2014 | 2636317.9035 | 1247834.3985 | 2636314.9033 | 1247833.5018 | 2636308.9559 | 1247832.9317 | 2636306.7566 | 1247833.1519
20 | 2636162.5115 | 1247846.8142 | 2636171.6436 | 1247846.0021 | 2636175.2473 | 1247845.6205
21 | 2636377.3561 | 1247924.8332 | 2636375.9647 | 1247920.1994 | 2636374.2665 | 1247916.3531 | 2636370.312 | 1247907.3118 | 2636368.6365 | 1247902.2093 | 2636367.7553 | 1247895.6663 | 2636367.9762 | 1247890.4309 | 2636368.7993 | 1247886.7557 | 2636370.198 | 1247882.795 | 2636371.5216 | 1247880.0013 | 2636372.7216 | 1247877.6515 | 2636374.4639 | 1247874.3044 | 2636376.0724 | 1247870.623
22 | 2636376.0724 | 1247870.623 | 2636381.5907 | 1247868.4998 | 2636390.5313 | 1247864.4823
23 | 2636162.5115 | 1247846.8142 | 2636149.9213 | 1247847.9338
24 | 2636221.565 | 1247944.6827 | 2636221.5108 | 1247944.4403
25 | 2636224.9519 | 1247959.8243 | 2636221.565 | 1247944.6827
26 | 2636149.9213 | 1247847.9338 | 2636143.4448 | 1247848.5097 | 2636133.1842 | 1247849.3793
27 | 2636124.0797 | 1247850.1508 | 2636133.1842 | 1247849.3793
28 | 2636124.0797 | 1247850.1508 | 2636119.5762 | 1247850.5325 | 2636099.2967 | 1247852.2436 | 2636098.9877 | 1247852.272
29 | 2636069.3209 | 1247845.2012 | 2636071.6082 | 1247846.5938 | 2636075.2466 | 1247850.5852 | 2636078.2813 | 1247852.0045 | 2636082.926 | 1247853.2002 | 2636090.3427 | 1247853.0674 | 2636098.9877 | 1247852.272
30 | 2636162.9438 | 1247707.2689 | 2636162.4422 | 1247713.9814 | 2636161.0108 | 1247720.8327 | 2636157.637 | 1247730.4296 | 2636152.9155 | 1247740.5853 | 2636150.0756 | 1247746.0523
31 | 2636125.74 | 1247774.6422 | 2636132.096 | 1247770.1335 | 2636137.1977 | 1247765.7283 | 2636141.4487 | 1247760.9066 | 2636147.0544 | 1247751.8681 | 2636150.0756 | 1247746.0523
32 | 2636162.9438 | 1247707.2689 | 2636166.2756 | 1247707.0446 | 2636169.4365 | 1247706.3634 | 2636181.2803 | 1247702.2773 | 2636185.4608 | 1247701.5801 | 2636189.5695 | 1247701.5162 | 2636192.9221 | 1247701.8392
33 | 2636162.9438 | 1247707.2689 | 2636155.9229 | 1247706.2916
34 | 2636125.74 | 1247774.6422 | 2636120.3012 | 1247777.3554 | 2636113.3818 | 1247781.3715 | 2636107.7893 | 1247784.5284 | 2636092.0211 | 1247793.1827 | 2636070.5124 | 1247802.0022 | 2636061.0791 | 1247805.0559
35 | 2636200.906 | 1247702.6083 | 2636192.9221 | 1247701.8392
36 | 2636138.5245 | 1247702.1167 | 2636143.8044 | 1247703.9613 | 2636150.999 | 1247705.6062 | 2636155.9229 | 1247706.2916
37 | 2636061.0791 | 1247805.0559 | 2636048.4165 | 1247809.1549
38 | 2636200.906 | 1247702.6083 | 2636233.5957 | 1247706.8216 | 2636236.2408 | 1247707.2611
39 | 2636014.5488 | 1247821.3307 | 2636016.7703 | 1247822.3671 | 2636019.0969 | 1247823.5042 | 2636053.098 | 1247837.9979 | 2636065.0989 | 1247842.7962 | 2636069.3209 | 1247845.2012
40 | 2636014.5488 | 1247821.3307 | 2636038.6865 | 1247812.3046 | 2636048.4165 | 1247809.1549
41 | 2636389.0901 | 1247697.7904 | 2636387.4004 | 1247698.2011 | 2636370.0731 | 1247703.6096 | 2636355.1644 | 1247708.6883 | 2636342.495 | 1247711.924 | 2636323.7464 | 1247713.8883 | 2636303.2031 | 1247715.4192 | 2636290.3186 | 1247715.5294 | 2636281.9144 | 1247715.3334 | 2636269.7008 | 1247713.1907 | 2636261.7364 | 1247711.4743 | 2636253.5355 | 1247710.1344 | 2636236.2408 | 1247707.2611
42 | 2636389.0901 | 1247697.7904 | 2636394.4041 | 1247696.4985 | 2636400.4196 | 1247695.8238 | 2636406.4146 | 1247696.0496 | 2636412.3946 | 1247697.4761 | 2636417.8727 | 1247699.4666 | 2636426.0925 | 1247703.8644 | 2636448.8865 | 1247717.8958
43 | 2636463.3797 | 1247725.2957 | 2636460.3985 | 1247723.9993 | 2636450.8677 | 1247719.1154 | 2636448.8865 | 1247717.8958
44 | 2636531.5665 | 1247969.8748 | 2636560.5234 | 1247975.9354
45 | 2636531.5665 | 1247969.8748 | 2636526.4183 | 1247968.7973
46 | 2636560.5234 | 1247975.9354 | 2636566.605 | 1247977.2082 | 2636577.5481 | 1247979.5439 | 2636590.6481 | 1247982.3487 | 2636593.3839 | 1247982.9259
47 | 2636511.5347 | 1247965.6725 | 2636524.8979 | 1247968.4791 | 2636526.4183 | 1247968.7973
48 | 2636610.8728 | 1247987.0209 | 2636600.5279 | 1247984.4332 | 2636593.3839 | 1247982.9259
49 | 2636511.5347 | 1247965.6725 | 2636506.3129 | 1247964.5758
50 | 2636610.8728 | 1247987.0209 | 2636621.2395 | 1247989.7644 | 2636643.4531 | 1247998.8742
51 | 2636610.8728 | 1247987.0209 | 2636610.9398 | 1247992.0802 | 2636613.6746 | 1247999.2351 | 2636617.3428 | 1248008.108 | 2636622.3471 | 1248018.034
52 | 2636474.3075 | 1247957.6919 | 2636474.9711 | 1247957.8317 | 2636490.9008 | 1247960.9984 | 2636506.0279 | 1247964.5159 | 2636506.3129 | 1247964.5758
53 | 2636643.4531 | 1247998.8742 | 2636648.3555 | 1247982.6922
54 | 2636643.4531 | 1247998.8742 | 2636658.0383 | 1248005.5037
55 | 2636622.3471 | 1248018.034 | 2636622.6397 | 1248018.6143 | 2636629.0825 | 1248030.6287 | 2636634.0391 | 1248038.7535 | 2636636.1616 | 1248042.2256
56 | 2636474.3075 | 1247957.6919 | 2636469.59 | 1247956.6982
57 | 2636215.5785 | 1247993.9953 | 2636225.9862 | 1247995.732 | 2636227.0484 | 1247995.9074
58 | 2636183.3016 | 1247982.5408 | 2636191.717 | 1247987.0284 | 2636200.8006 | 1247990.9085 | 2636212.7767 | 1247993.5278 | 2636215.5785 | 1247993.9953
59 | 2636185.8334 | 1247979.7433 | 2636183.3016 | 1247982.5408
60 | 2636134.6318 | 1248045.6414 | 2636140.1552 | 1248043.885 | 2636146.0634 | 1248038.4619 | 2636156.4806 | 1248026.7287 | 2636163.8485 | 1248018.457 | 2636169.0653 | 1248012.496 | 2636172.2332 | 1248006.9227 | 2636176.5118 | 1248000.0109 | 2636183.3016 | 1247982.5408
61 | 2636185.8334 | 1247979.7433 | 2636190.5296 | 1247974.9465 | 2636194.9824 | 1247972.7015
62 | 2636185.8334 | 1247979.7433 | 2636176.1986 | 1247978.3058 | 2636170.5371 | 1247976.7471
63 | 2636134.6318 | 1248045.6414 | 2636135.6922 | 1248035.2077 | 2636135.3293 | 1248025.3545 | 2636133.6227 | 1248019.1512 | 2636132.7954 | 1248017.649
64 | 2636209.6179 | 1247966.1636 | 2636200.3998 | 1247969.9701 | 2636194.9824 | 1247972.7015
65 | 2636170.5371 | 1247976.7471 | 2636165.9154 | 1247975.4746 | 2636145.877 | 1247969.8933 | 2636131.2289 | 1247965.8493
66 | 2636224.9519 | 1247959.8243 | 2636211.703 | 1247965.3026 | 2636209.6179 | 1247966.1636
67 | 2636119.6983 | 1247962.6808 | 2636123.9686 | 1247963.8449 | 2636131.2289 | 1247965.8493
68 | 2636441.5541 | 1247950.1457 | 2636444.9945 | 1247951.0765 | 2636462.195 | 1247955.1404 | 2636469.59 | 1247956.6982
69 | 2636441.5541 | 1247950.1457 | 2636431.1601 | 1247947.3336 | 2636423.7799 | 1247945.2202 | 2636417.1811 | 1247942.5335 | 2636402.7912 | 1247935.5595
70 | 2636377.3561 | 1247924.8332 | 2636382.7998 | 1247926.2342 | 2636396.641 | 1247932.5788 | 2636402.7912 | 1247935.5595
71 | 2636377.3561 | 1247924.8332 | 2636375.2457 | 1247931.5469 | 2636370.255 | 1247944.3135
72 | 2636377.3561 | 1247924.8332 | 2636372.1596 | 1247923.734 | 2636368.2151 | 1247922.9093 | 2636361.9406 | 1247921.5144 | 2636350.177 | 1247918.7183 | 2636341.4106 | 1247916.0628 | 2636331.1139 | 1247912.9533 | 2636329.4628 | 1247912.6728
73 | 2636224.9519 | 1247959.8243 | 2636230.4982 | 1247958.0459 | 2636243.4962 | 1247952.9431
74 | 2636260.3441 | 1247944.3469 | 2636250.8838 | 1247950.0428 | 2636243.4962 | 1247952.9431
75 | 2636260.3441 | 1247944.3469 | 2636267.8849 | 1247939.8066 | 2636275.3001 | 1247935.3546
76 | 2636275.3001 | 1247935.3546 | 2636292.1016 | 1247925.2672 | 2636294.7068 | 1247923.63
77 | 2636589.6756 | 1247728.985 | 2636581.6253 | 1247729.8267 | 2636569.3745 | 1247731.2856 | 2636561.1761 | 1247732.0133 | 2636553.1618 | 1247732.2752 | 2636535.8143 | 1247732.3685 | 2636517.7995 | 1247731.6683 | 2636500.5886 | 1247731.6402 | 2636489.977 | 1247731.8196 | 2636481.99 | 1247731.3257 | 2636474.8721 | 1247729.503 | 2636467.9455 | 1247727.2812 | 2636463.3797 | 1247725.2957
78 | 2636716.2135 | 1248023.1568 | 2636706.8779 | 1248022.326 | 2636701.5834 | 1248021.2258 | 2636699.0468 | 1248020.7458
79 | 2636716.2135 | 1248023.1568 | 2636718.4255 | 1248023.3536 | 2636721.5038 | 1248023.219
80 | 2636689.8605 | 1248018.5512 | 2636694.5988 | 1248019.904 | 2636699.0468 | 1248020.7458
81 | 2636738.9334 | 1248022.4571 | 2636721.5038 | 1248023.219
82 | 2636689.8605 | 1248018.5512 | 2636687.0756 | 1248017.7561 | 2636684.5064 | 1248016.7187
83 | 2636768.3116 | 1248022.1783 | 2636756.2997 | 1248021.698 | 2636738.9334 | 1248022.4571
84 | 2636684.5064 | 1248016.7187 | 2636678.5183 | 1248014.3009 | 2636667.6561 | 1248009.8753 | 2636658.0383 | 1248005.5037
85 | 2636768.3116 | 1248022.1783 | 2636778.0204 | 1248022.5665 | 2636780.8506 | 1248022.7271
86 | 2636800.425 | 1248023.8574 | 2636795.617 | 1248023.5651 | 2636780.8506 | 1248022.7271
87 | 2636648.5457 | 1247982.0646 | 2636648.3555 | 1247982.6922
88 | 2635987.9533 | 1247916.8211 | 2635998.2996 | 1247919.241 | 2636010.4179 | 1247923.3506 | 2636029.1305 | 1247929.6683 | 2636047.5382 | 1247936.4511 | 2636078.3272 | 1247948.7796 | 2636108.3248 | 1247959.5802 | 2636119.6983 | 1247962.6808
89 | 2635987.9533 | 1247916.8211 | 2635996.3703 | 1247893.7014 | 2636009.1692 | 1247869.0406
90 | 2636329.4628 | 1247912.6728 | 2636326.7686 | 1247912.2151 | 2636322.489 | 1247911.8442 | 2636318.7499 | 1247912.0104 | 2636315.0758 | 1247912.655 | 2636310.3902 | 1247914.4497 | 2636305.8383 | 1247916.6344 | 2636294.7068 | 1247923.63
91 | 2637019.3019 | 1248068.6967 | 2637020.8002 | 1248069.4065 | 2637028.6043 | 1248071.3009 | 2637035.1024 | 1248071.8974 | 2637040.3986 | 1248071.4968 | 2637046.4001 | 1248070.6004 | 2637060.3959 | 1248067.7674
92 | 2636857.3397 | 1248027.9175 | 2636873.1027 | 1248029.9056 | 2636886.9998 | 1248032.0045 | 2636944.6975 | 1248043.6043 | 2636970.7005 | 1248048.0024 | 2636979.1011 | 1248049.9004 | 2636984.1985 | 1248051.0996 | 2636989.1985 | 1248053.399 | 2637009.6972 | 1248063.7002 | 2637019.3019 | 1248068.6967
93 | 2637019.3019 | 1248068.6967 | 2637010.3938 | 1248102.8166
94 | 2637062.386 | 1248067.3645 | 2637060.3959 | 1248067.7674
95 | 2636857.3397 | 1248027.9175 | 2636855.7393 | 1248035.1235 | 2636851.0164 | 1248052.9117
96 | 2636857.3397 | 1248027.9175 | 2636850.1034 | 1248027.0053 | 2636830.258 | 1248025.7369 | 2636820.5335 | 1248025.1075
97 | 2636995.3064 | 1248160.3311 | 2636996.201 | 1248157.1777 | 2637010.3938 | 1248102.8166
98 | 2636660.536 | 1247942.487 | 2636648.5457 | 1247982.0646
99 | 2636660.536 | 1247942.487 | 2636665.03 | 1247943.6043 | 2636696.1235 | 1247943.5637
100 | 2636705.1074 | 1247943.552 | 2636696.1235 | 1247943.5637
101 | 2637132.9687 | 1248061.3908 | 2637113.5025 | 1248061.1022 | 2637101.1972 | 1248061.7034 | 2637093.3984 | 1248062.5997 | 2637083.6033 | 1248063.906 | 2637069.0987 | 1248066.0057 | 2637062.386 | 1248067.3645
102 | 2636800.425 | 1248023.8574 | 2636813.5379 | 1248024.6547 | 2636820.5335 | 1248025.1075
103 | 2637159.7451 | 1248064.049 | 2637166.5027 | 1248066.6263 | 2637174.8391 | 1248070.3365 | 2637181.1548 | 1248074.7457 | 2637186.0766 | 1248079.8576 | 2637190.5506 | 1248086.5234 | 2637194.3677 | 1248091.9731 | 2637203.5463 | 1248105.8843 | 2637209.5454 | 1248115.0057 | 2637213.0375 | 1248120.4868 | 2637202.8973 | 1248128.6842
104 | 2637159.7451 | 1248064.049 | 2637143.8269 | 1248061.5477 | 2637141.7573 | 1248061.5178
105 | 2637202.8973 | 1248128.6842 | 2637199.1335 | 1248124.3195
106 | 2637202.8973 | 1248128.6842 | 2637206.4429 | 1248132.8758 | 2637211.7734 | 1248130.5966 | 2637216.2677 | 1248132.8263 | 2637219.7192 | 1248142.3764 | 2637224.6385 | 1248167.1347
107 | 2637132.9687 | 1248061.3908 | 2637141.7573 | 1248061.5178
108 | 2636643.2038 | 1248051.4629 | 2636643.2038 | 1248051.4629 | 2636638.4874 | 1248046.0302 | 2636636.1616 | 1248042.2256
109 | 2636653.113 | 1248060.6651 | 2636652.1918 | 1248059.746 | 2636643.2038 | 1248051.4629
110 | 2636370.255 | 1247944.3135 | 2636363.8681 | 1247960.6519 | 2636363.0742 | 1247962.724
111 | 2636363.0742 | 1247962.724 | 2636355.7145 | 1247981.933
112 | 2636350.6296 | 1247995.2047 | 2636355.7145 | 1247981.933
113 | 2637249.587 | 1248192.9676 | 2637233.342 | 1248185.7016 | 2637229.9227 | 1248172.2268
114 | 2637224.6385 | 1248167.1347 | 2637229.9227 | 1248172.2268 | 2637229.9227 | 1248172.2268
115 | 2636360.1652 | 1247999.0374 | 2636377.3662 | 1248004.677
116 | 2636350.6296 | 1247995.2047 | 2636356.2099 | 1247997.7406 | 2636360.1652 | 1247999.0374
117 | 2636383.1303 | 1248006.5669 | 2636377.3662 | 1248004.677
118 | 2636350.6296 | 1247995.2047 | 2636344.0051 | 1247994.2524 | 2636336.2281 | 1247991.793
119 | 2636315.7185 | 1247985.3068 | 2636336.2281 | 1247991.793

## bus_geodata
| x | y | coords
0 | 2636821.5706 | 1248550.7272
1 | 2636820.8999 | 1248527.1987
2 | 2637270.4316 | 1248218.645
3 | 2637255.9708 | 1248240.5638
4 | 2637263.8406 | 1248200.3916
5 | 2636559.536 | 1248359.5947
6 | 2636986.8654 | 1248528.8122
7 | 2636974.0523 | 1248523.7221
8 | 2637318.8932 | 1248172.3522
9 | 2637250.4358 | 1248193.3472
10 | 2637313.4826 | 1248009.701
11 | 2636207.7308 | 1247842.3484
12 | 2636233.8951 | 1247840.0698
13 | 2636198.8479 | 1247843.1215
14 | 2636263.9574 | 1247837.2417
15 | 2636197.6465 | 1247843.2488
16 | 2636202.2603 | 1247858.3773
17 | 2636306.7566 | 1247833.1519
18 | 2636175.2473 | 1247845.6205
19 | 2636376.0724 | 1247870.623
20 | 2636162.5115 | 1247846.8142
21 | 2636221.5108 | 1247944.4403
22 | 2636221.565 | 1247944.6827
23 | 2636149.9213 | 1247847.9338
24 | 2636133.1842 | 1247849.3793
25 | 2636124.0797 | 1247850.1508
26 | 2636098.9877 | 1247852.272
27 | 2636150.0756 | 1247746.0523
28 | 2636162.9438 | 1247707.2689
29 | 2636125.74 | 1247774.6422
30 | 2636192.9221 | 1247701.8392
31 | 2636155.9229 | 1247706.2916
32 | 2636061.0791 | 1247805.0559
33 | 2636200.906 | 1247702.6083
34 | 2636138.5245 | 1247702.1167
35 | 2636069.3209 | 1247845.2012
36 | 2636014.5488 | 1247821.3307
37 | 2636048.4165 | 1247809.1549
38 | 2636236.2408 | 1247707.2611
39 | 2636389.0901 | 1247697.7904
40 | 2636448.8865 | 1247717.8958
41 | 2636531.5665 | 1247969.8748
42 | 2636560.5234 | 1247975.9354
43 | 2636526.4183 | 1247968.7973
44 | 2636593.3839 | 1247982.9259
45 | 2636511.5347 | 1247965.6725
46 | 2636610.8728 | 1247987.0209
47 | 2636506.3129 | 1247964.5758
48 | 2636643.4531 | 1247998.8742
49 | 2636622.3471 | 1248018.034
50 | 2636474.3075 | 1247957.6919
51 | 2636215.5785 | 1247993.9953
52 | 2636227.0484 | 1247995.9074
53 | 2636183.3016 | 1247982.5408
54 | 2636185.8334 | 1247979.7433
55 | 2636134.6318 | 1248045.6414
56 | 2636194.9824 | 1247972.7015
57 | 2636170.5371 | 1247976.7471
58 | 2636132.7954 | 1248017.649
59 | 2636209.6179 | 1247966.1636
60 | 2636131.2289 | 1247965.8493
61 | 2636961.7308 | 1248518.8274
62 | 2636469.59 | 1247956.6982
63 | 2636441.5541 | 1247950.1457
64 | 2636402.7912 | 1247935.5595
65 | 2636377.3561 | 1247924.8332
66 | 2636224.9519 | 1247959.8243
67 | 2636243.4962 | 1247952.9431
68 | 2636260.3441 | 1247944.3469
69 | 2636275.3001 | 1247935.3546
70 | 2636463.3797 | 1247725.2957
71 | 2636589.6756 | 1247728.985
72 | 2636716.2135 | 1248023.1568
73 | 2636699.0468 | 1248020.7458
74 | 2636721.5038 | 1248023.219
75 | 2636689.8605 | 1248018.5512
76 | 2636738.9334 | 1248022.4571
77 | 2636684.5064 | 1248016.7187
78 | 2636768.3116 | 1248022.1783
79 | 2636658.0383 | 1248005.5037
80 | 2636780.8506 | 1248022.7271
81 | 2636648.3555 | 1247982.6922
82 | 2636119.6983 | 1247962.6808
83 | 2635987.9533 | 1247916.8211
84 | 2636009.1692 | 1247869.0406
85 | 2636294.7068 | 1247923.63
86 | 2636329.4628 | 1247912.6728
87 | 2637019.3019 | 1248068.6967
88 | 2637060.3959 | 1248067.7674
89 | 2636857.3397 | 1248027.9175
90 | 2637010.3938 | 1248102.8166
91 | 2636390.5313 | 1247864.4823
92 | 2636660.536 | 1247942.4869
93 | 2636648.5457 | 1247982.0646
94 | 2636696.1235 | 1247943.5637
95 | 2637062.386 | 1248067.3645
96 | 2636851.0164 | 1248052.9117
97 | 2636820.5335 | 1248025.1075
98 | 2637159.7451 | 1248064.049
99 | 2637202.8973 | 1248128.6842
100 | 2637141.7573 | 1248061.5178
101 | 2636995.3064 | 1248160.3311
102 | 2636800.425 | 1248023.8574
103 | 2636636.1616 | 1248042.2256
104 | 2636643.2038 | 1248051.4629
105 | 2636653.113 | 1248060.6651
106 | 2636370.255 | 1247944.3135
107 | 2636363.0742 | 1247962.724
108 | 2636355.7145 | 1247981.933
109 | 2636705.1074 | 1247943.552
110 | 2637249.587 | 1248192.9676
111 | 2637199.1335 | 1248124.3195
112 | 2637224.6385 | 1248167.1347
113 | 2637132.9687 | 1248061.3908
114 | 2636360.1652 | 1247999.0374
115 | 2636377.3662 | 1248004.677
116 | 2636350.6296 | 1247995.2047
117 | 2636383.1303 | 1248006.5669
118 | 2636336.2281 | 1247991.793
119 | 2636315.7185 | 1247985.3068
120 | 2637229.9227 | 1248172.2268
121 | 2636643.4531 | 1247998.8742

## line_std_types
| c_nf_per_km | r_ohm_per_km | x_ohm_per_km | max_i_ka | type | q_mm2 | alpha | voltage_rating
NAYY 4x50 SE | 210 | 0.642 | 0.083 | 0.142 | cs | 50 | 0.00403 | LV
NAYY 4x120 SE | 264 | 0.225 | 0.08 | 0.242 | cs | 120 | 0.00403 | LV
NAYY 4x150 SE | 261 | 0.208 | 0.08 | 0.27 | cs | 150 | 0.00403 | LV
NA2XS2Y 1x95 RM/25 12/20 kV | 216 | 0.313 | 0.132 | 0.252 | cs | 95 | 0.00403 | MV
NA2XS2Y 1x185 RM/25 12/20 kV | 273 | 0.161 | 0.117 | 0.362 | cs | 185 | 0.00403 | MV
NA2XS2Y 1x240 RM/25 12/20 kV | 304 | 0.122 | 0.112 | 0.421 | cs | 240 | 0.00403 | MV
NA2XS2Y 1x95 RM/25 6/10 kV | 315 | 0.313 | 0.123 | 0.249 | cs | 95 | 0.00403 | MV
NA2XS2Y 1x185 RM/25 6/10 kV | 406 | 0.161 | 0.11 | 0.358 | cs | 185 | 0.00403 | MV
NA2XS2Y 1x240 RM/25 6/10 kV | 456 | 0.122 | 0.105 | 0.416 | cs | 240 | 0.00403 | MV
NA2XS2Y 1x150 RM/25 12/20 kV | 250 | 0.206 | 0.116 | 0.319 | cs | 150 | 0.00403 | MV
NA2XS2Y 1x120 RM/25 12/20 kV | 230 | 0.253 | 0.119 | 0.283 | cs | 120 | 0.00403 | MV
NA2XS2Y 1x70 RM/25 12/20 kV | 190 | 0.443 | 0.132 | 0.22 | cs | 70 | 0.00403 | MV
NA2XS2Y 1x150 RM/25 6/10 kV | 360 | 0.206 | 0.11 | 0.315 | cs | 150 | 0.00403 | MV
NA2XS2Y 1x120 RM/25 6/10 kV | 340 | 0.253 | 0.113 | 0.28 | cs | 120 | 0.00403 | MV
NA2XS2Y 1x70 RM/25 6/10 kV | 280 | 0.443 | 0.123 | 0.217 | cs | 70 | 0.00403 | MV
N2XS(FL)2Y 1x120 RM/35 64/110 kV | 112 | 0.153 | 0.166 | 0.366 | cs | 120 | 0.00393 | HV
N2XS(FL)2Y 1x185 RM/35 64/110 kV | 125 | 0.099 | 0.156 | 0.457 | cs | 185 | 0.00393 | HV
N2XS(FL)2Y 1x240 RM/35 64/110 kV | 135 | 0.075 | 0.149 | 0.526 | cs | 240 | 0.00393 | HV
N2XS(FL)2Y 1x300 RM/35 64/110 kV | 144 | 0.06 | 0.144 | 0.588 | cs | 300 | 0.00393 | HV
15-AL1/3-ST1A 0.4 | 11 | 1.8769 | 0.35 | 0.105 | ol | 16 | 0.00403 | LV
24-AL1/4-ST1A 0.4 | 11.25 | 1.2012 | 0.335 | 0.14 | ol | 24 | 0.00403 | LV
48-AL1/8-ST1A 0.4 | 12.2 | 0.5939 | 0.3 | 0.21 | ol | 48 | 0.00403 | LV
94-AL1/15-ST1A 0.4 | 13.2 | 0.306 | 0.29 | 0.35 | ol | 94 | 0.00403 | LV
34-AL1/6-ST1A 10.0 | 9.7 | 0.8342 | 0.36 | 0.17 | ol | 34 | 0.00403 | MV
48-AL1/8-ST1A 10.0 | 10.1 | 0.5939 | 0.35 | 0.21 | ol | 48 | 0.00403 | MV
70-AL1/11-ST1A 10.0 | 10.4 | 0.4132 | 0.339 | 0.29 | ol | 70 | 0.00403 | MV
94-AL1/15-ST1A 10.0 | 10.75 | 0.306 | 0.33 | 0.35 | ol | 94 | 0.00403 | MV
122-AL1/20-ST1A 10.0 | 11.1 | 0.2376 | 0.323 | 0.41 | ol | 122 | 0.00403 | MV
149-AL1/24-ST1A 10.0 | 11.25 | 0.194 | 0.315 | 0.47 | ol | 149 | 0.00403 | MV
34-AL1/6-ST1A 20.0 | 9.15 | 0.8342 | 0.382 | 0.17 | ol | 34 | 0.00403 | MV
48-AL1/8-ST1A 20.0 | 9.5 | 0.5939 | 0.372 | 0.21 | ol | 48 | 0.00403 | MV
70-AL1/11-ST1A 20.0 | 9.7 | 0.4132 | 0.36 | 0.29 | ol | 70 | 0.00403 | MV
94-AL1/15-ST1A 20.0 | 10 | 0.306 | 0.35 | 0.35 | ol | 94 | 0.00403 | MV
122-AL1/20-ST1A 20.0 | 10.3 | 0.2376 | 0.344 | 0.41 | ol | 122 | 0.00403 | MV
149-AL1/24-ST1A 20.0 | 10.5 | 0.194 | 0.337 | 0.47 | ol | 149 | 0.00403 | MV
184-AL1/30-ST1A 20.0 | 10.75 | 0.1571 | 0.33 | 0.535 | ol | 184 | 0.00403 | MV
243-AL1/39-ST1A 20.0 | 11 | 0.1188 | 0.32 | 0.645 | ol | 243 | 0.00403 | MV
48-AL1/8-ST1A 110.0 | 8 | 0.5939 | 0.46 | 0.21 | ol | 48 | 0.00403 | HV
70-AL1/11-ST1A 110.0 | 8.4 | 0.4132 | 0.45 | 0.29 | ol | 70 | 0.00403 | HV
94-AL1/15-ST1A 110.0 | 8.65 | 0.306 | 0.44 | 0.35 | ol | 94 | 0.00403 | HV
122-AL1/20-ST1A 110.0 | 8.5 | 0.2376 | 0.43 | 0.41 | ol | 122 | 0.00403 | HV
149-AL1/24-ST1A 110.0 | 8.75 | 0.194 | 0.41 | 0.47 | ol | 149 | 0.00403 | HV
184-AL1/30-ST1A 110.0 | 8.8 | 0.1571 | 0.4 | 0.535 | ol | 184 | 0.00403 | HV
243-AL1/39-ST1A 110.0 | 9 | 0.1188 | 0.39 | 0.645 | ol | 243 | 0.00403 | HV
305-AL1/39-ST1A 110.0 | 9.2 | 0.0949 | 0.38 | 0.74 | ol | 305 | 0.00403 | HV
490-AL1/64-ST1A 110.0 | 9.75 | 0.059 | 0.37 | 0.96 | ol | 490 | 0.00403 | HV
679-AL1/86-ST1A 110.0 | 9.95 | 0.042 | 0.36 | 1.15 | ol | 679 | 0.00403 | HV
490-AL1/64-ST1A 220.0 | 10 | 0.059 | 0.285 | 0.96 | ol | 490 | 0.00403 | HV
679-AL1/86-ST1A 220.0 | 11.7 | 0.042 | 0.275 | 1.15 | ol | 679 | 0.00403 | HV
490-AL1/64-ST1A 380.0 | 11 | 0.059 | 0.253 | 0.96 | ol | 490 | 0.00403 | HV
679-AL1/86-ST1A 380.0 | 14.6 | 0.042 | 0.25 | 1.15 | ol | 679 | 0.00403 | HV

## trafo_std_types
| i0_percent | pfe_kw | vkr_percent | sn_mva | vn_lv_kv | vn_hv_kv | vk_percent | shift_degree | vector_group | tap_side | tap_neutral | tap_min | tap_max | tap_step_degree | tap_step_percent | tap_phase_shifter
160 MVA 380/110 kV | 0.06 | 60 | 0.25 | 160 | 110 | 380 | 12.2 | 0 | Yy0 | hv | 0 | -9 | 9 | 0 | 1.5 | FALSE
100 MVA 220/110 kV | 0.06 | 55 | 0.26 | 100 | 110 | 220 | 12 | 0 | Yy0 | hv | 0 | -9 | 9 | 0 | 1.5 | FALSE
63 MVA 110/20 kV | 0.04 | 22 | 0.32 | 63 | 20 | 110 | 18 | 150 | YNd5 | hv | 0 | -9 | 9 | 0 | 1.5 | FALSE
40 MVA 110/20 kV | 0.05 | 18 | 0.34 | 40 | 20 | 110 | 16.2 | 150 | YNd5 | hv | 0 | -9 | 9 | 0 | 1.5 | FALSE
25 MVA 110/20 kV | 0.07 | 14 | 0.41 | 25 | 20 | 110 | 12 | 150 | YNd5 | hv | 0 | -9 | 9 | 0 | 1.5 | FALSE
63 MVA 110/10 kV | 0.04 | 22 | 0.32 | 63 | 10 | 110 | 18 | 150 | YNd5 | hv | 0 | -9 | 9 | 0 | 1.5 | FALSE
40 MVA 110/10 kV | 0.05 | 18 | 0.34 | 40 | 10 | 110 | 16.2 | 150 | YNd5 | hv | 0 | -9 | 9 | 0 | 1.5 | FALSE
25 MVA 110/10 kV | 0.07 | 14 | 0.41 | 25 | 10 | 110 | 12 | 150 | YNd5 | hv | 0 | -9 | 9 | 0 | 1.5 | FALSE
0.25 MVA 20/0.4 kV | 0.32 | 0.8 | 1.44 | 0.25 | 0.4 | 20 | 6 | 150 | Yzn5 | hv | 0 | -2 | 2 | 0 | 2.5 | FALSE
0.4 MVA 20/0.4 kV | 0.3375 | 1.35 | 1.425 | 0.4 | 0.4 | 20 | 6 | 150 | Dyn5 | hv | 0 | -2 | 2 | 0 | 2.5 | FALSE
0.63 MVA 20/0.4 kV | 0.2619 | 1.65 | 1.206 | 0.63 | 0.4 | 20 | 6 | 150 | Dyn5 | hv | 0 | -2 | 2 | 0 | 2.5 | FALSE
0.25 MVA 10/0.4 kV | 0.24 | 0.6 | 1.2 | 0.25 | 0.4 | 10 | 4 | 150 | Dyn5 | hv | 0 | -2 | 2 | 0 | 2.5 | FALSE
0.4 MVA 10/0.4 kV | 0.2375 | 0.95 | 1.325 | 0.4 | 0.4 | 10 | 4 | 150 | Dyn5 | hv | 0 | -2 | 2 | 0 | 2.5 | FALSE
0.63 MVA 10/0.4 kV | 0.1873 | 1.18 | 1.0794 | 0.63 | 0.4 | 10 | 4 | 150 | Dyn5 | hv | 0 | -2 | 2 | 0 | 2.5 | FALSE

## trafo3w_std_types
| sn_hv_mva | sn_mv_mva | sn_lv_mva | vn_hv_kv | vn_mv_kv | vn_lv_kv | vk_hv_percent | vk_mv_percent | vk_lv_percent | vkr_hv_percent | vkr_mv_percent | vkr_lv_percent | pfe_kw | i0_percent | shift_mv_degree | shift_lv_degree | vector_group | tap_side | tap_neutral | tap_min | tap_max | tap_step_percent
63/25/38 MVA 110/20/10 kV | 63 | 25 | 38 | 110 | 20 | 10 | 10.4 | 10.4 | 10.4 | 0.28 | 0.32 | 0.35 | 35 | 0.89 | 0 | 0 | YN0yn0yn0 | hv | 0 | -10 | 10 | 1.2
63/25/38 MVA 110/10/10 kV | 63 | 25 | 38 | 110 | 10 | 10 | 10.4 | 10.4 | 10.4 | 0.28 | 0.32 | 0.35 | 35 | 0.89 | 0 | 0 | YN0yn0yn0 | hv | 0 | -10 | 10 | 1.2

## fuse_std_types
| fuse_type | i_rated_a | t_avg | t_min | t_total | x_avg | x_min | x_total
HV 100A | HV 100A | 100 | 0 | [10.0, 3.64, 0.854, 0.281, 0.1, 0.0531, 0.022, 0.01] | [10.0, 4.267, 1.21, 0.403, 0.1, 0.058, 0.022, 0.01] | 0 | [300.0, 350.0, 450.0, 550.0, 700.0, 850.0, 1200.0, 1752.0] | [600.0, 700.0, 900.0, 1150.0, 1665.0, 2000.0, 3000.0, 4313.0]
HV 10A | HV 10A | 10 | 0 | [10.0, 1675.0, 0.344, 0.156, 0.1, 0.0417, 0.0171, 0.01] | [10.0, 1.3, 0.3, 0.155, 0.1, 0.0555, 0.023, 0.01] | 0 | [30.0, 32.0, 35.0, 37.0, 39.0, 50.0, 70.0, 88.0] | [60.0, 70.0, 80.0, 87.0, 94.0, 110.0, 150.0, 216.0]
HV 125A | HV 125A | 125 | 0 | [10.0, 1.82, 0.344, 0.1, 0.0467, 0.0269, 0.01] | [10.0, 2.478, 0.426, 0.1, 0.0427, 0.0211, 0.01] | 0 | [375.0, 500.0, 700.0, 925.0, 1200.0, 1500.0, 2341.0] | [750.0, 1000.0, 1500.0, 2200.0, 3000.0, 4000.0, 5765.0]
HV 160A | HV 160A | 160 | 0 | [10.0, 4.15, 1.03, 0.198, 0.1, 0.051, 0.0172, 0.01] | [10.0, 2.3, 0.734, 0.274, 0.1, 0.046, 0.0177, 0.01] | 0 | [480.0, 550.0, 700.0, 1000.0, 1260.0, 1600.0, 2500.0, 3227.0] | [960.0, 1300.0, 1700.0, 2200.0, 2996.0, 4000.0, 6000.0, 7946.0]
HV 16A | HV 16A | 16 | 0 | [10.0, 0.352, 0.164, 0.1, 0.0649, 0.0342, 0.01] | [10.0, 2.34, 0.722, 0.181, 0.1, 0.055, 0.0296, 0.01] | 0 | [48.0, 60.0, 65.0, 71.0, 80.0, 100.0, 162.0] | [96.0, 110.0, 125.0, 150.0, 168.0, 200.0, 250.0, 398.0]
HV 200A | HV 200A | 200 | 0 | [10.0, 4.267, 1.21, 0.403, 0.1, 0.058, 0.022, 0.01] | [10.0, 3.73, 1.654, 0.328, 0.1, 0.0531, 0.019, 0.01] | 0 | [600.0, 700.0, 900.0, 1150.0, 1665.0, 2000.0, 3000.0, 4313.0] | [1200.0, 1500.0, 1800.0, 2700.0, 3960.0, 5000.0, 7500.0, 10620.0]
HV 20A | HV 20A | 20 | 0 | [10.0, 1.3, 0.3, 0.155, 0.1, 0.0555, 0.023, 0.01] | [10.0, 1.3, 0.161, 0.1, 0.0611, 0.0399, 0.0141, 0.01] | 0 | [60.0, 70.0, 80.0, 87.0, 94.0, 110.0, 150.0, 216.0] | [120.0, 150.0, 200.0, 223.0, 260.0, 300.0, 450.0, 532.0]
HV 25A | HV 25A | 25 | 0 | [10.0, 2.512, 0.833, 0.299, 0.1, 0.0372, 0.0223, 0.01] | [10.0, 3.125, 0.597, 0.198, 0.1, 0.0378, 0.022, 0.01] | 0 | [75.0, 82.0, 90.0, 100.0, 124.0, 170.0, 200.0, 289.0] | [150.0, 170.0, 210.0, 250.0, 294.0, 400.0, 500.0, 711.0]
HV 31.5A | HV 31.5A | 31.5 | 0 | [10.0, 2.34, 0.722, 0.181, 0.1, 0.055, 0.0296, 0.01] | [10.0, 2.84, 0.368, 0.164, 0.1, 0.0621, 0.0378, 0.0195, 0.01] | 0 | [95.0, 110.0, 125.0, 150.0, 165.0, 200.0, 250.0, 390.0] | [189.0, 220.0, 300.0, 350.0, 393.0, 450.0, 530.0, 700.0, 960.0]
HV 40A | HV 40A | 40 | 0 | [10.0, 1.3, 0.161, 0.1, 0.0611, 0.0399, 0.0141, 0.01] | [10.0, 2.05, 0.369, 0.198, 0.1, 0.051, 0.0298, 0.01] | 0 | [120.0, 150.0, 200.0, 223.0, 260.0, 300.0, 450.0, 532.0] | [240.0, 300.0, 400.0, 450.0, 530.0, 650.0, 800.0, 1311.0]
HV 50A | HV 50A | 50 | 0 | [10.0, 3.215, 0.597, 0.198, 0.1, 0.0378, 0.022, 0.01] | [10.0, 3.64, 0.854, 0.281, 0.1, 0.0531, 0.022, 0.01] | 0 | [150.0, 170.0, 210.0, 250.0, 294.0, 400.0, 500.0, 711.0] | [300.0, 350.0, 450.0, 550.0, 700.0, 850.0, 1200.0, 1752.0]
HV 6.3A | HV 6.3A | 6.3 | 0 | [10.0, 1.39, 0.344, 0.168, 0.1, 0.056, 0.0263, 0.01] | [10.0, 1.711, 0.516, 0.198, 0.1, 0.0634, 0.0303, 0.01] | 0 | [19.0, 19.5, 20.4, 20.8, 22.0, 25.0, 32.0, 48.0] | [38.0, 40.0, 43.0, 48.0, 53.0, 60.0, 75.0, 118.0]
HV 63A | HV 63A | 63 | 0 | [10.0, 2.84, 0.368, 0.164, 0.1, 0.0621, 0.0378, 0.0195, 0.01] | [10.0, 1.82, 0.344, 0.1, 0.0467, 0.0269, 0.01] | 0 | [189.0, 220.0, 300.0, 350.0, 393.0, 450.0, 530.0, 700.0, 961.0] | [378.0, 500.0, 700.0, 934.0, 1200.0, 1500.0, 2366.0]
HV 80A | HV 80A | 80 | 0 | [10.0, 2.05, 0.369, 0.198, 0.1, 0.051, 0.0298, 0.01] | [10.0, 4.15, 1.03, 0.198, 0.1, 0.051, 0.0172, 0.01] | 0 | [240.0, 300.0, 400.0, 450.0, 530.0, 650.0, 800.0, 1311.0] | [480.0, 550.0, 700.0, 1000.0, 1260.0, 1600.0, 2500.0, 3227.0]
Siemens NH-1-100 | Siemens NH-1-100 | 100 | [5400.0, 2000.0, 400.0, 20.0, 1.0, 0.2, 0.012, 0.004] | 0 | 0 | [150.0, 190.0, 250.0, 430.0, 900.0, 1250.0, 2700.0, 3600.0] | 0 | 0
Siemens NH-1-125 | Siemens NH-1-125 | 125 | [4800.0, 120.0, 7.0, 0.1, 0.004] | 0 | 0 | [180.0, 400.0, 740.0, 2000.0, 4250.0] | 0 | 0
Siemens NH-1-16 | Siemens NH-1-16 | 16 | [4000.0, 400.0, 2.0, 0.1, 0.04, 0.01] | 0 | 0 | [26.0, 35.0, 75.0, 150.0, 200.0, 300.0] | 0 | 0
Siemens NH-1-160 | Siemens NH-1-160 | 160 | [4800.0, 120.0, 7.0, 0.1, 0.004] | 0 | 0 | [210.0, 500.0, 900.0, 2300.0, 5000.0] | 0 | 0
Siemens NH-1-25 | Siemens NH-1-25 | 25 | [4000.0, 1000.0, 10.0, 0.2, 0.02, 0.01] | 0 | 0 | [40.0, 50.0, 100.0, 210.0, 400.0, 500.0] | 0 | 0
Siemens NH-1-50 | Siemens NH-1-50 | 50 | [4000.0, 40.0, 4.0, 1.0, 0.02, 0.01] | 0 | 0 | [86.0, 200.0, 300.0, 400.0, 1000.0, 1280.0] | 0 | 0
Siemens NH-1-63 | Siemens NH-1-63 | 63 | [4000.0, 100.0, 10.0, 2.0, 0.04, 0.01] | 0 | 0 | [100.0, 200.0, 300.0, 400.0, 1000.0, 1500.0] | 0 | 0
Siemens NH-1-80 | Siemens NH-1-80 | 80 | [4800.0, 120.0, 7.0, 0.1, 0.01] | 0 | 0 | [150.58, 250.0, 450.0, 1150.0, 2470.0] | 0 | 0
Siemens NH-2-1000 | Siemens NH-2-1000 | 1000 | [4800.0, 120.0, 7.0, 0.1, 0.004] | 0 | 0 | [1900.0, 3500.0, 8400.0, 24000.0, 52000.0] | 0 | 0
Siemens NH-2-200 | Siemens NH-2-200 | 200 | [4800.0, 120.0, 7.0, 0.1, 0.004] | 0 | 0 | [280.0, 650.0, 1200.0, 3000.0, 7000.0] | 0 | 0
Siemens NH-2-224 | Siemens NH-2-224 | 224 | [4800.0, 120.0, 7.0, 0.2, 0.04, 0.004] | 0 | 0 | [400.0, 750.0, 1453.0, 3025.0, 4315.0, 7600.0] | 0 | 0
Siemens NH-2-250 | Siemens NH-2-250 | 250 | [4800.0, 120.0, 7.0, 0.1, 0.004] | 0 | 0 | [450.0, 800.0, 1650.0, 4000.0, 8500.0] | 0 | 0
Siemens NH-2-315 | Siemens NH-2-315 | 315 | [4800.0, 120.0, 7.0, 0.1, 0.004] | 0 | 0 | [550.0, 920.0, 1900.0, 5000.0, 11000.0] | 0 | 0
Siemens NH-2-355 | Siemens NH-2-355 | 355 | [4800.0, 120.0, 6.0, 0.1, 0.004] | 0 | 0 | [650.0, 1116.27, 2350.0, 5840.0, 12790.0] | 0 | 0
Siemens NH-2-400 | Siemens NH-2-400 | 400 | [4800.0, 120.0, 7.0, 0.1, 0.004] | 0 | 0 | [720.0, 1350.0, 2800.0, 6500.0, 15000.0] | 0 | 0
Siemens NH-2-425 | Siemens NH-2-425 | 425 | [4800.0, 120.0, 7.0, 0.1, 0.004] | 0 | 0 | [850.0, 1500.0, 3050.0, 7500.0, 16500.0] | 0 | 0
Siemens NH-2-630 | Siemens NH-2-630 | 630 | [4800.0, 120.0, 7.0, 0.1, 0.004] | 0 | 0 | [1200.0, 2000.0, 4800.0, 12000.0, 26000.0] | 0 | 0

## res_bus
| vm_pu | va_degree | p_mw | q_mvar
0 | 0.97805 | -0.42364 | 0.00064487 | 0.00016162
1 | 0.97807 | -0.42334 | 0 | 0
2 | 0.97476 | -0.48633 | 0 | 0
3 | 0.97466 | -0.48828 | 0.0040345 | 0.0010111
4 | 0.97483 | -0.4849 | 0.005156 | 0.0012922
5 | 0.97825 | -0.41965 | 0 | 0
6 | 0.97565 | -0.47075 | 0.0017766 | 0.00044526
7 | 0.97568 | -0.4703 | 0.0031148 | 0.00078065
8 | 0.97443 | -0.49284 | 0 | 0
9 | 0.97496 | -0.48234 | 0 | 0
10 | 0.97348 | -0.5117 | 0.0059627 | 0.0014944
11 | 0.98045 | -0.37548 | 0.00088766 | 0.00022247
12 | 0.98136 | -0.35766 | 0.00059231 | 0.00014845
13 | 0.98015 | -0.38139 | 0 | 0
14 | 0.98243 | -0.33689 | 0.0012083 | 0.00030283
15 | 0.98011 | -0.38217 | 0.0015219 | 0.00038143
16 | 0.98013 | -0.3817 | 0.0010881 | 0.0002727
17 | 0.984 | -0.30645 | 0.00072155 | 0.00018084
18 | 0.9794 | -0.39606 | 0.0015461 | 0.00038749
19 | 0.98549 | -0.27762 | 0 | 0
20 | 0.97901 | -0.40359 | 0.0018197 | 0.00045605
21 | 0.98339 | -0.31887 | 0.00049502 | 0.00012406
22 | 0.98339 | -0.31887 | 0.00070695 | 0.00017718
23 | 0.97865 | -0.41063 | 0.0017688 | 0.00044329
24 | 0.9782 | -0.41944 | 0.0021168 | 0.00053052
25 | 0.97797 | -0.42389 | 0.0019792 | 0.00049602
26 | 0.97739 | -0.43524 | 0.0031506 | 0.00078961
27 | 0.97315 | -0.51863 | 0.001194 | 0.00029926
28 | 0.97266 | -0.52847 | 0 | 0
29 | 0.97366 | -0.5087 | 0 | 0
30 | 0.97238 | -0.53403 | 0.0018118 | 0.00045407
31 | 0.97263 | -0.52889 | 0.00090132 | 0.00022589
32 | 0.9746 | -0.49008 | 0.0036434 | 0.00091311
33 | 0.97232 | -0.5352 | 0 | 0
34 | 0.9726 | -0.52964 | 0.0022735 | 0.00056979
35 | 0.97674 | -0.44797 | 0 | 0
36 | 0.97555 | -0.4715 | 0 | 0
37 | 0.97482 | -0.48573 | 0.0037725 | 0.00094549
38 | 0.97205 | -0.54044 | 0.00073169 | 0.00018338
39 | 0.971 | -0.56125 | 0.001099 | 0.00027544
40 | 0.97062 | -0.56868 | 0.0013099 | 0.00032828
41 | 0.99227 | -0.14712 | 0.00203 | 0.00050877
42 | 0.99341 | -0.12525 | 0.002501 | 0.00062681
43 | 0.99207 | -0.15092 | 0.0019627 | 0.0004919
44 | 0.99475 | -0.099737 | 0.0024716 | 0.00061943
45 | 0.99151 | -0.16164 | 0.00083225 | 0.00020858
46 | 0.99548 | -0.085731 | 0 | 0
47 | 0.99132 | -0.16537 | 0.00059673 | 0.00014955
48 | 0.99706 | -0.05577 | 0 | 0
49 | 0.99518 | -0.091567 | 0.0018833 | 0.000472
50 | 0.99013 | -0.1881 | 0.001128 | 0.0002827
51 | 0.98269 | -0.33242 | 0.00079263 | 0.00019865
52 | 0.98269 | -0.3325 | 0.00036258 | 9.0872e-05
53 | 0.98273 | -0.3317 | 0 | 0
54 | 0.98276 | -0.33107 | 0 | 0
55 | 0.98212 | -0.34366 | 0 | 0
56 | 0.98292 | -0.32793 | 0.00077056 | 0.00019312
57 | 0.98268 | -0.33265 | 0.0016961 | 0.00042509
58 | 0.98209 | -0.34429 | 0.0012184 | 0.00030536
59 | 0.98315 | -0.3234 | 0.00060486 | 0.00015159
60 | 0.98253 | -0.33554 | 0.00050306 | 0.00012608
61 | 0.97574 | -0.46911 | 0.0013067 | 0.00032748
62 | 0.98996 | -0.1914 | 0.0014302 | 0.00035844
63 | 0.98895 | -0.21078 | 0.00086483 | 0.00021675
64 | 0.98752 | -0.23851 | 0.0017375 | 0.00043545
65 | 0.98658 | -0.25659 | 0 | 0
66 | 0.9834 | -0.31853 | 0 | 0
67 | 0.98372 | -0.3123 | 0.0011336 | 0.00028412
68 | 0.98405 | -0.30595 | 0.00107 | 0.00026817
69 | 0.98436 | -0.29977 | 0.00078153 | 0.00019587
70 | 0.97055 | -0.57013 | 0.002449 | 0.00061378
71 | 0.97027 | -0.57571 | 0.002363 | 0.00059222
72 | 0.99932 | -0.012797 | 0.0016445 | 0.00041215
73 | 1 | 0 | -0.19865 | -0.050485
74 | 0.99912 | -0.016632 | 0.0027634 | 0.00069256
75 | 0.99952 | -0.0090358 | 0.0016744 | 0.00041965
76 | 0.99847 | -0.028842 | 0.001803 | 0.00045186
77 | 0.99924 | -0.014373 | 0.0016674 | 0.00041789
78 | 0.99741 | -0.048991 | 0.0020205 | 0.0005064
79 | 0.99783 | -0.041079 | 0.0015855 | 0.00039737
80 | 0.99696 | -0.057383 | 0.0024571 | 0.0006158
81 | 0.99696 | -0.0576 | 0.00086983 | 0.000218
82 | 0.9825 | -0.33628 | 0.00093884 | 0.00023529
83 | 0.98218 | -0.34252 | 0 | 0
84 | 0.98206 | -0.34487 | 0.0024729 | 0.00061977
85 | 0.98479 | -0.29143 | 0.00093792 | 0.00023506
86 | 0.98553 | -0.27694 | 0.0015722 | 0.00039403
87 | 0.9889 | -0.21122 | 0 | 0
88 | 0.98648 | -0.2579 | 0.0081432 | 0.0020409
89 | 0.99439 | -0.10628 | 0 | 0
90 | 0.98863 | -0.21636 | 0.00084006 | 0.00021054
91 | 0.98548 | -0.27784 | 0.00075882 | 0.00019018
92 | 0.99682 | -0.060471 | 0 | 0
93 | 0.99696 | -0.057661 | 0.0014282 | 0.00035795
94 | 0.99669 | -0.062899 | 0.0013193 | 0.00033066
95 | 0.98637 | -0.25987 | 0.0025313 | 0.00063441
96 | 0.99436 | -0.10677 | 0.0010903 | 0.00027325
97 | 0.99561 | -0.082984 | 0.001224 | 0.00030675
98 | 0.98174 | -0.34968 | 0 | 0
99 | 0.97764 | -0.42973 | 0 | 0
100 | 0.98254 | -0.3341 | 0.0042909 | 0.0010754
101 | 0.98824 | -0.22413 | 0.007323 | 0.0018353
102 | 0.99629 | -0.070083 | 0.00094024 | 0.00023565
103 | 0.99498 | -0.09551 | 0.0015251 | 0.00038224
104 | 0.99491 | -0.096846 | 0.0046095 | 0.0011552
105 | 0.99489 | -0.097298 | 0.0019005 | 0.00047631
106 | 0.9864 | -0.26004 | 0.0013507 | 0.00033853
107 | 0.98626 | -0.26285 | 0.0012915 | 0.00032369
108 | 0.98613 | -0.26531 | 0.0012543 | 0.00031436
109 | 0.99667 | -0.063302 | 0.0025535 | 0.00063996
110 | 0.97498 | -0.48208 | 0.0066669 | 0.0016709
111 | 0.97759 | -0.43073 | 0.0095401 | 0.002391
112 | 0.97582 | -0.46551 | 0.0088651 | 0.0022218
113 | 0.98296 | -0.3259 | 0 | 0
114 | 0.98603 | -0.26728 | 0.0012102 | 0.0003033
115 | 0.986 | -0.26793 | 0.0011581 | 0.00029024
116 | 0.98606 | -0.26668 | 0 | 0
117 | 0.98599 | -0.26802 | 0.00085107 | 0.0002133
118 | 0.98603 | -0.26726 | 0.0011233 | 0.00028152
119 | 0.98601 | -0.26767 | 0.0010539 | 0.00026412
120 | 0.97562 | -0.4694 | 0.0071784 | 0.0017991
121 | 0.99998 | 149.9956 | 0 | 0

## res_line
| p_from_mw | q_from_mvar | p_to_mw | q_to_mvar | pl_mw | ql_mvar | i_from_ka | i_to_ka | i_ka | vm_from_pu | va_from_degree | vm_to_pu | va_to_degree | loading_percent
0 | -0.00064487 | -0.00016162 | 0.00064488 | 0.00016131 | 9.1026e-09 | -3.1068e-07 | 0.00098112 | 0.00098101 | 0.00098112 | 0.97805 | -0.42364 | 0.97807 | -0.42334 | 0.26954
1 | -0.00064488 | -0.00016131 | 0.000645 | 0.00015747 | 1.1227e-07 | -3.8387e-06 | 0.00098101 | 0.00097962 | 0.00098101 | 0.97807 | -0.42334 | 0.97825 | -0.41965 | 0.26951
2 | 0.0040349 | 0.0010111 | -0.0040345 | -0.0010111 | 3.7359e-07 | -8.8205e-08 | 0.0061593 | 0.0061595 | 0.0061595 | 0.97476 | -0.48633 | 0.97466 | -0.48828 | 1.6922
3 | -0.0040349 | -0.0010111 | 0.0040351 | 0.001011 | 2.7609e-07 | -6.5236e-08 | 0.0061593 | 0.0061593 | 0.0061593 | 0.97476 | -0.48633 | 0.97483 | -0.4849 | 1.6921
4 | -0.0091912 | -0.0023032 | 0.0091923 | 0.0023037 | 1.1177e-06 | 5.2652e-07 | 0.01403 | 0.01403 | 0.01403 | 0.97483 | -0.4849 | 0.97496 | -0.48234 | 3.8543
5 | 0.006213 | 0.0015571 | -0.0061984 | -0.0015533 | 1.4622e-05 | 3.8924e-06 | 0.0094506 | 0.0094526 | 0.0094526 | 0.97825 | -0.41965 | 0.97574 | -0.46911 | 2.5969
6 | -0.006858 | -0.0017146 | 0.0068829 | 0.0017228 | 2.4836e-05 | 8.2195e-06 | 0.01043 | 0.010428 | 0.01043 | 0.97825 | -0.41965 | 0.98212 | -0.34366 | 2.8655
7 | -0.0017766 | -0.00044526 | 0.0017766 | 0.00044511 | 3.7957e-08 | -1.4789e-07 | 0.0027096 | 0.0027095 | 0.0027096 | 0.97565 | -0.47075 | 0.97568 | -0.4703 | 0.74439
8 | -0.0048915 | -0.0012258 | 0.0048917 | 0.0012258 | 2.7668e-07 | 1.1488e-08 | 0.00746 | 0.0074599 | 0.00746 | 0.97568 | -0.4703 | 0.97574 | -0.46911 | 2.0494
9 | -0.005968 | -0.0014957 | 0.005971 | 0.0014964 | 2.9851e-06 | 7.1586e-07 | 0.0091135 | 0.0091131 | 0.0091135 | 0.97443 | -0.49284 | 0.97496 | -0.48234 | 2.5037
10 | 0.005968 | 0.0014957 | -0.0059627 | -0.0014944 | 5.3582e-06 | 1.2885e-06 | 0.0091135 | 0.0091143 | 0.0091143 | 0.97443 | -0.49284 | 0.97348 | -0.5117 | 2.5039
11 | -0.015163 | -0.0038001 | 0.015164 | 0.0038002 | 1.8674e-07 | 1.0792e-07 | 0.023143 | 0.023143 | 0.023143 | 0.97496 | -0.48234 | 0.97498 | -0.48208 | 6.3579
12 | -0.037612 | -0.0094874 | 0.037644 | 0.0095076 | 3.2117e-05 | 2.0224e-05 | 0.057106 | 0.057106 | 0.057106 | 0.98045 | -0.37548 | 0.98136 | -0.35766 | 15.6884
13 | 0.036725 | 0.0092649 | -0.036714 | -0.0092584 | 1.0396e-05 | 6.5407e-06 | 0.055758 | 0.055759 | 0.055759 | 0.98045 | -0.37548 | 0.98015 | -0.38139 | 15.3183
14 | -0.038237 | -0.0096561 | 0.038275 | 0.0096801 | 3.8096e-05 | 2.3999e-05 | 0.058004 | 0.058004 | 0.058004 | 0.98136 | -0.35766 | 0.98243 | -0.33689 | 15.9351
15 | 0.035626 | 0.0089859 | -0.035625 | -0.008985 | 1.3263e-06 | 8.3359e-07 | 0.054107 | 0.054107 | 0.054107 | 0.98015 | -0.38139 | 0.98011 | -0.38217 | 14.8645
16 | 0.0010881 | 0.00027252 | -0.0010881 | -0.0002727 | 1.5997e-08 | -1.8679e-07 | 0.0016519 | 0.0016519 | 0.0016519 | 0.98015 | -0.38139 | 0.98013 | -0.3817 | 0.45383
17 | -0.039483 | -0.0099829 | 0.039541 | 0.010019 | 5.7721e-05 | 3.6396e-05 | 0.059834 | 0.059833 | 0.059834 | 0.98243 | -0.33689 | 0.984 | -0.30645 | 16.4378
18 | 0.034103 | 0.0086036 | -0.03408 | -0.0085894 | 2.2661e-05 | 1.4219e-05 | 0.051796 | 0.051796 | 0.051796 | 0.98011 | -0.38217 | 0.9794 | -0.39606 | 14.2297
19 | -0.040262 | -0.0102 | 0.040318 | 0.010234 | 5.5842e-05 | 3.3697e-05 | 0.060925 | 0.060924 | 0.060925 | 0.984 | -0.30645 | 0.98549 | -0.27762 | 8.3688
20 | 0.032534 | 0.0082019 | -0.032522 | -0.0081946 | 1.1729e-05 | 7.3455e-06 | 0.049447 | 0.049447 | 0.049447 | 0.9794 | -0.39606 | 0.97901 | -0.40359 | 13.5844
21 | -0.041077 | -0.010424 | 0.041119 | 0.010449 | 4.1605e-05 | 2.5158e-05 | 0.06207 | 0.062069 | 0.06207 | 0.98549 | -0.27762 | 0.98658 | -0.25659 | 8.526
22 | 0.00075883 | 0.00018998 | -0.00075882 | -0.00019018 | 7.7357e-09 | -1.9527e-07 | 0.0011457 | 0.0011458 | 0.0011458 | 0.98549 | -0.27762 | 0.98548 | -0.27784 | 0.31477
23 | 0.030703 | 0.0077385 | -0.030692 | -0.007732 | 1.0329e-05 | 6.4517e-06 | 0.046681 | 0.046681 | 0.046681 | 0.97901 | -0.40359 | 0.97865 | -0.41063 | 12.8246
24 | -0.00049502 | -0.00012406 | 0.00049502 | 0.00012406 | 5.1724e-11 | -3.1184e-09 | 0.00074904 | 0.00074904 | 0.00074904 | 0.98339 | -0.31887 | 0.98339 | -0.31887 | 0.20578
25 | -0.001202 | -0.00030124 | 0.001202 | 0.00030105 | 1.9246e-08 | -1.8453e-07 | 0.0018188 | 0.0018187 | 0.0018188 | 0.98339 | -0.31887 | 0.9834 | -0.31853 | 0.49966
26 | 0.028924 | 0.0072888 | -0.028911 | -0.0072812 | 1.2192e-05 | 7.5919e-06 | 0.043992 | 0.043992 | 0.043992 | 0.97865 | -0.41063 | 0.9782 | -0.41944 | 12.0858
27 | 0.026795 | 0.0067506 | -0.026789 | -0.0067471 | 5.6959e-06 | 3.5307e-06 | 0.040772 | 0.040772 | 0.040772 | 0.9782 | -0.41944 | 0.97797 | -0.42389 | 11.2011
28 | 0.02481 | 0.0062511 | -0.024796 | -0.0062428 | 1.3465e-05 | 8.3016e-06 | 0.037761 | 0.037761 | 0.037761 | 0.97797 | -0.42389 | 0.97739 | -0.43524 | 10.3739
29 | 0.021646 | 0.0054532 | -0.021633 | -0.0054451 | 1.3172e-05 | 8.0253e-06 | 0.032964 | 0.032964 | 0.032964 | 0.97739 | -0.43524 | 0.97674 | -0.44797 | 9.0562
30 | 0.012961 | 0.0032504 | -0.012955 | -0.003247 | 6.0777e-06 | 3.3773e-06 | 0.019818 | 0.019819 | 0.019819 | 0.97315 | -0.51863 | 0.97266 | -0.52847 | 5.4447
31 | -0.014155 | -0.0035496 | 0.014161 | 0.0035534 | 6.7022e-06 | 3.8151e-06 | 0.021644 | 0.021644 | 0.021644 | 0.97315 | -0.51863 | 0.97366 | -0.5087 | 5.9462
32 | 0.0097796 | 0.0024515 | -0.0097771 | -0.0024503 | 2.5869e-06 | 1.2732e-06 | 0.014962 | 0.014962 | 0.014962 | 0.97266 | -0.52847 | 0.97238 | -0.53403 | 4.1104
33 | 0.0031749 | 0.00079546 | -0.0031749 | -0.00079551 | 6.2711e-08 | -4.7843e-08 | 0.0048571 | 0.0048571 | 0.0048571 | 0.97266 | -0.52847 | 0.97263 | -0.52889 | 1.3344
34 | -0.014161 | -0.0035534 | 0.014174 | 0.0035606 | 1.2587e-05 | 7.1636e-06 | 0.021644 | 0.021644 | 0.021644 | 0.97366 | -0.5087 | 0.9746 | -0.49008 | 5.9462
35 | 0.0079653 | 0.0019962 | -0.0079648 | -0.001996 | 4.4689e-07 | 1.8652e-07 | 0.012189 | 0.012189 | 0.012189 | 0.97238 | -0.53403 | 0.97232 | -0.5352 | 3.3487
36 | 0.0022736 | 0.00056962 | -0.0022735 | -0.00056979 | 8.1411e-08 | -1.706e-07 | 0.0034782 | 0.0034783 | 0.0034783 | 0.97263 | -0.52889 | 0.9726 | -0.52964 | 0.95557
37 | -0.017817 | -0.0044737 | 0.017821 | 0.0044759 | 3.6943e-06 | 2.1985e-06 | 0.027206 | 0.027206 | 0.027206 | 0.9746 | -0.49008 | 0.97482 | -0.48573 | 7.4743
38 | 0.0079648 | 0.001996 | -0.0079629 | -0.0019952 | 1.9858e-06 | 8.2899e-07 | 0.012189 | 0.012189 | 0.012189 | 0.97232 | -0.5352 | 0.97205 | -0.54044 | 3.3487
39 | 0.021633 | 0.0054451 | -0.021608 | -0.0054303 | 2.4302e-05 | 1.4808e-05 | 0.032964 | 0.032965 | 0.032965 | 0.97674 | -0.44797 | 0.97555 | -0.4715 | 9.0563
40 | 0.021608 | 0.0054303 | -0.021594 | -0.0054214 | 1.4669e-05 | 8.9391e-06 | 0.032965 | 0.032965 | 0.032965 | 0.97555 | -0.4715 | 0.97482 | -0.48573 | 9.0563
41 | 0.0072312 | 0.0018118 | -0.007224 | -0.0018091 | 7.1614e-06 | 2.6535e-06 | 0.011069 | 0.01107 | 0.01107 | 0.97205 | -0.54044 | 0.971 | -0.56125 | 3.0412
42 | 0.006125 | 0.0015337 | -0.0061228 | -0.0015331 | 2.1667e-06 | 5.7575e-07 | 0.0093858 | 0.0093861 | 0.0093861 | 0.971 | -0.56125 | 0.97062 | -0.56868 | 2.5786
43 | 0.004813 | 0.0012048 | -0.0048126 | -0.0012048 | 3.3246e-07 | 1.1492e-08 | 0.007378 | 0.0073781 | 0.0073781 | 0.97062 | -0.56868 | 0.97055 | -0.57013 | 2.0269
44 | -0.084421 | -0.021475 | 0.08451 | 0.021531 | 8.9062e-05 | 5.6235e-05 | 0.12671 | 0.12671 | 0.12671 | 0.99227 | -0.14712 | 0.99341 | -0.12525 | 17.4054
45 | 0.082391 | 0.020966 | -0.082376 | -0.020957 | 1.5082e-05 | 9.5169e-06 | 0.12367 | 0.12367 | 0.12367 | 0.99227 | -0.14712 | 0.99207 | -0.15092 | 16.9873
46 | -0.087011 | -0.022158 | 0.087118 | 0.022226 | 0.00010721 | 6.7741e-05 | 0.13046 | 0.13046 | 0.13046 | 0.99341 | -0.12525 | 0.99475 | -0.099737 | 17.92
47 | 0.080413 | 0.020465 | -0.080372 | -0.020438 | 4.1559e-05 | 2.6205e-05 | 0.12072 | 0.12072 | 0.12072 | 0.99207 | -0.15092 | 0.99151 | -0.16164 | 16.5829
48 | -0.08959 | -0.022845 | 0.089651 | 0.022883 | 6.0623e-05 | 3.8332e-05 | 0.13415 | 0.13415 | 0.13415 | 0.99475 | -0.099737 | 0.99548 | -0.085731 | 18.4278
49 | 0.079539 | 0.02023 | -0.079525 | -0.020221 | 1.4281e-05 | 9.0019e-06 | 0.11947 | 0.11947 | 0.11947 | 0.99151 | -0.16164 | 0.99132 | -0.16537 | 16.4114
50 | -0.099574 | -0.025371 | 0.099718 | 0.025462 | 0.00014418 | 9.1372e-05 | 0.14899 | 0.14899 | 0.14899 | 0.99548 | -0.085731 | 0.99706 | -0.05577 | 20.4652
51 | 0.0099231 | 0.0024877 | -0.0099204 | -0.0024864 | 2.7588e-06 | 1.331e-06 | 0.014833 | 0.014833 | 0.014833 | 0.99548 | -0.085731 | 0.99518 | -0.091567 | 4.075
52 | 0.078928 | 0.020071 | -0.078842 | -0.020017 | 8.6321e-05 | 5.4402e-05 | 0.11858 | 0.11858 | 0.11858 | 0.99132 | -0.16537 | 0.99013 | -0.1881 | 16.2884
53 | 0.0061725 | 0.0015462 | -0.0061719 | -0.0015461 | 5.3802e-07 | 1.2383e-07 | 0.0092115 | 0.0092116 | 0.0092116 | 0.99706 | -0.05577 | 0.99696 | -0.0576 | 2.5307
54 | -0.10589 | -0.027009 | 0.10597 | 0.027056 | 7.5179e-05 | 4.7696e-05 | 0.1582 | 0.1582 | 0.1582 | 0.99706 | -0.05577 | 0.99783 | -0.041079 | 21.7305
55 | 0.0080371 | 0.0020144 | -0.0080355 | -0.0020137 | 1.5093e-06 | 6.039e-07 | 0.012017 | 0.012017 | 0.012017 | 0.99518 | -0.091567 | 0.99498 | -0.09551 | 3.3015
56 | 0.077714 | 0.019734 | -0.077702 | -0.019726 | 1.235e-05 | 7.7798e-06 | 0.11688 | 0.11688 | 0.11688 | 0.99013 | -0.1881 | 0.98996 | -0.1914 | 16.0555
57 | 0.00036258 | 9.0725e-05 | -0.00036258 | -9.0872e-05 | 1.3143e-09 | -1.4648e-07 | 0.00054898 | 0.00054903 | 0.00054903 | 0.98269 | -0.33242 | 0.98269 | -0.3325 | 0.15083
58 | -0.0011552 | -0.00028938 | 0.0011553 | 0.00028896 | 3.9598e-08 | -4.1194e-07 | 0.0017492 | 0.001749 | 0.0017492 | 0.98269 | -0.33242 | 0.98273 | -0.3317 | 0.48055
59 | -0.0092612 | -0.0023187 | 0.0092614 | 0.0023189 | 2.7782e-07 | 1.3006e-07 | 0.014022 | 0.014022 | 0.014022 | 0.98273 | -0.3317 | 0.98276 | -0.33107 | 3.8522
60 | 0.0081059 | 0.0020298 | -0.0081013 | -0.0020279 | 4.6151e-06 | 1.9191e-06 | 0.012273 | 0.012273 | 0.012273 | 0.98273 | -0.3317 | 0.98212 | -0.34366 | 3.3718
61 | -0.014874 | -0.0037231 | 0.014877 | 0.0037244 | 2.225e-06 | 1.2758e-06 | 0.02252 | 0.02252 | 0.02252 | 0.98276 | -0.33107 | 0.98292 | -0.32793 | 6.1868
62 | 0.005613 | 0.0014043 | -0.0056126 | -0.0014042 | 4.2282e-07 | 7.2784e-08 | 0.0084979 | 0.0084979 | 0.0084979 | 0.98276 | -0.33107 | 0.98268 | -0.33265 | 2.3346
63 | 0.0012184 | 0.00030502 | -0.0012184 | -0.00030536 | 3.6414e-08 | -3.3728e-07 | 0.0018459 | 0.001846 | 0.001846 | 0.98212 | -0.34366 | 0.98209 | -0.34429 | 0.50716
64 | -0.015647 | -0.0039175 | 0.015651 | 0.0039195 | 3.3747e-06 | 1.9565e-06 | 0.023686 | 0.023686 | 0.023686 | 0.98292 | -0.32793 | 0.98315 | -0.3234 | 6.5073
65 | 0.0039165 | 0.00097911 | -0.0039159 | -0.00097929 | 5.3785e-07 | -1.7247e-07 | 0.0059296 | 0.0059298 | 0.0059298 | 0.98268 | -0.33265 | 0.98253 | -0.33554 | 1.6291
66 | -0.016255 | -0.0040711 | 0.016259 | 0.0040733 | 3.766e-06 | 2.1998e-06 | 0.024602 | 0.024602 | 0.024602 | 0.98315 | -0.3234 | 0.9834 | -0.31853 | 6.7587
67 | 0.0034129 | 0.00085321 | -0.0034128 | -0.00085328 | 1.1977e-07 | -7.4794e-08 | 0.0051679 | 0.005168 | 0.005168 | 0.98253 | -0.33554 | 0.9825 | -0.33628 | 1.4198
68 | 0.076272 | 0.019368 | -0.076201 | -0.019323 | 7.1074e-05 | 4.4748e-05 | 0.11473 | 0.11473 | 0.11473 | 0.98996 | -0.1914 | 0.98895 | -0.21078 | 15.7603
69 | 0.075336 | 0.019106 | -0.075235 | -0.019043 | 0.00010027 | 6.3106e-05 | 0.11343 | 0.11343 | 0.11343 | 0.98895 | -0.21078 | 0.98752 | -0.23851 | 15.5816
70 | 0.073498 | 0.018608 | -0.073434 | -0.018568 | 6.3738e-05 | 4.0085e-05 | 0.11082 | 0.11082 | 0.11082 | 0.98752 | -0.23851 | 0.98658 | -0.25659 | 15.222
71 | 0.009297 | 0.0023297 | -0.0092955 | -0.002329 | 1.5296e-06 | 7.1409e-07 | 0.014022 | 0.014022 | 0.014022 | 0.98658 | -0.25659 | 0.9864 | -0.26004 | 3.8523
72 | 0.023018 | 0.0057891 | -0.022996 | -0.0057754 | 2.2361e-05 | 1.368e-05 | 0.034725 | 0.034725 | 0.034725 | 0.98658 | -0.25659 | 0.98553 | -0.27694 | 9.5399
73 | -0.017461 | -0.0043743 | 0.017466 | 0.0043774 | 5.1798e-06 | 3.064e-06 | 0.02642 | 0.02642 | 0.02642 | 0.9834 | -0.31853 | 0.98372 | -0.3123 | 7.2584
74 | -0.0186 | -0.0046615 | 0.018606 | 0.0046649 | 5.6339e-06 | 3.3646e-06 | 0.028135 | 0.028135 | 0.028135 | 0.98372 | -0.3123 | 0.98405 | -0.30595 | 7.7294
75 | -0.019676 | -0.0049331 | 0.019681 | 0.0049365 | 5.7932e-06 | 3.4859e-06 | 0.029753 | 0.029753 | 0.029753 | 0.98405 | -0.30595 | 0.98436 | -0.29977 | 8.1739
76 | -0.020463 | -0.0051324 | 0.020471 | 0.0051373 | 8.1365e-06 | 4.919e-06 | 0.030934 | 0.030934 | 0.030934 | 0.98436 | -0.29977 | 0.98479 | -0.29143 | 8.4985
77 | 0.0023636 | 0.00059105 | -0.002363 | -0.00059222 | 6.2773e-07 | -1.1732e-06 | 0.0036233 | 0.0036239 | 0.0036239 | 0.97055 | -0.57013 | 0.97027 | -0.57571 | 0.99558
78 | -0.085834 | -0.022023 | 0.085887 | 0.022057 | 5.3327e-05 | 3.3674e-05 | 0.12799 | 0.12799 | 0.12799 | 0.99932 | -0.012797 | 1 | 0 | 17.581
79 | 0.084189 | 0.021611 | -0.084173 | -0.021601 | 1.5668e-05 | 9.8886e-06 | 0.12554 | 0.12554 | 0.12554 | 0.99932 | -0.012797 | 0.99912 | -0.016632 | 17.2447
80 | 0.11111 | 0.028428 | -0.11106 | -0.028397 | 4.8578e-05 | 3.0842e-05 | 0.16554 | 0.16554 | 0.16554 | 1 | 0 | 0.99952 | -0.0090358 | 22.7387
81 | 0.08141 | 0.020908 | -0.081362 | -0.020878 | 4.8231e-05 | 3.0411e-05 | 0.12143 | 0.12143 | 0.12143 | 0.99912 | -0.016632 | 0.99847 | -0.028842 | 16.6794
82 | 0.10939 | 0.027978 | -0.10936 | -0.02796 | 2.8247e-05 | 1.7929e-05 | 0.16304 | 0.16304 | 0.16304 | 0.99952 | -0.0090358 | 0.99924 | -0.014373 | 22.3963
83 | 0.079559 | 0.020426 | -0.079481 | -0.020377 | 7.7732e-05 | 4.898e-05 | 0.11874 | 0.11874 | 0.11874 | 0.99847 | -0.028842 | 0.99741 | -0.048991 | 16.3104
84 | 0.10769 | 0.027542 | -0.10755 | -0.027454 | 0.00013898 | 8.8195e-05 | 0.16056 | 0.16056 | 0.16056 | 0.99924 | -0.014373 | 0.99783 | -0.041079 | 22.0553
85 | 0.077461 | 0.019871 | -0.077429 | -0.019851 | 3.1517e-05 | 1.9843e-05 | 0.11573 | 0.11573 | 0.11573 | 0.99741 | -0.048991 | 0.99696 | -0.057383 | 15.8963
86 | 0.074972 | 0.019235 | -0.074926 | -0.019206 | 4.6163e-05 | 2.9034e-05 | 0.11206 | 0.11206 | 0.11206 | 0.99696 | -0.057383 | 0.99629 | -0.070083 | 15.3926
87 | 0.0053021 | 0.0013281 | -0.0053021 | -0.0013281 | 1.5401e-08 | 1.3047e-09 | 0.0079134 | 0.0079134 | 0.0079134 | 0.99696 | -0.0576 | 0.99696 | -0.057661 | 2.174
88 | 0.0024739 | 0.00061799 | -0.0024732 | -0.00061928 | 7.349e-07 | -1.2973e-06 | 0.0037461 | 0.0037467 | 0.0037467 | 0.9825 | -0.33628 | 0.98218 | -0.34252 | 1.0293
89 | 0.0024732 | 0.00061928 | -0.0024729 | -0.00061977 | 2.757e-07 | -4.8625e-07 | 0.0037467 | 0.003747 | 0.003747 | 0.98218 | -0.34252 | 0.98206 | -0.34487 | 1.0294
90 | -0.021409 | -0.0053724 | 0.021424 | 0.0053814 | 1.4802e-05 | 8.9934e-06 | 0.032351 | 0.032351 | 0.032351 | 0.98479 | -0.29143 | 0.98553 | -0.27694 | 8.8878
91 | 0.063014 | 0.016035 | -0.062872 | -0.015945 | 0.00014143 | 8.998e-05 | 0.094905 | 0.094905 | 0.094905 | 0.9889 | -0.21122 | 0.98648 | -0.2579 | 26.0728
92 | -0.071182 | -0.018083 | 0.071543 | 0.01831 | 0.00036157 | 0.00022708 | 0.1072 | 0.10719 | 0.1072 | 0.9889 | -0.21122 | 0.99439 | -0.10628 | 14.7246
93 | 0.0081678 | 0.0020477 | -0.0081658 | -0.0020468 | 1.9976e-06 | 8.2614e-07 | 0.01229 | 0.012291 | 0.012291 | 0.9889 | -0.21122 | 0.98863 | -0.21636 | 3.3766
94 | 0.054729 | 0.013905 | -0.054724 | -0.013901 | 5.1978e-06 | 3.3007e-06 | 0.082622 | 0.082622 | 0.082622 | 0.98648 | -0.2579 | 0.98637 | -0.25987 | 22.6983
95 | 0.0010903 | 0.00027293 | -0.0010903 | -0.00027325 | 2.5739e-08 | -3.1803e-07 | 0.0016314 | 0.0016316 | 0.0016316 | 0.99439 | -0.10628 | 0.99436 | -0.10677 | 0.44823
96 | -0.072633 | -0.018583 | 0.072715 | 0.018635 | 8.1992e-05 | 5.1515e-05 | 0.10883 | 0.10882 | 0.10883 | 0.99439 | -0.10628 | 0.99561 | -0.082984 | 14.9485
97 | 0.0073257 | 0.0018363 | -0.007323 | -0.0018353 | 2.711e-06 | 9.729e-07 | 0.011026 | 0.011027 | 0.011027 | 0.98863 | -0.21636 | 0.98824 | -0.22413 | 3.0293
98 | -0.0038733 | -0.00097035 | 0.0038738 | 0.00097015 | 5.184e-07 | -2.0739e-07 | 0.0057818 | 0.0057816 | 0.0057818 | 0.99682 | -0.060471 | 0.99696 | -0.057661 | 1.5884
99 | 0.0038733 | 0.00097035 | -0.0038729 | -0.00097053 | 4.4785e-07 | -1.7901e-07 | 0.0057818 | 0.005782 | 0.005782 | 0.99682 | -0.060471 | 0.99669 | -0.062899 | 1.5885
100 | 0.0025535 | 0.00063987 | -0.0025535 | -0.00063996 | 4.8963e-08 | -8.5745e-08 | 0.0038123 | 0.0038123 | 0.0038123 | 0.99669 | -0.062899 | 0.99667 | -0.063302 | 1.0473
101 | 0.052193 | 0.013267 | -0.052027 | -0.013162 | 0.0001654 | 0.00010495 | 0.078803 | 0.078803 | 0.078803 | 0.98637 | -0.25987 | 0.98296 | -0.3259 | 21.6493
102 | -0.073939 | -0.018941 | 0.073986 | 0.01897 | 4.6255e-05 | 2.9079e-05 | 0.11065 | 0.11065 | 0.11065 | 0.99561 | -0.082984 | 0.99629 | -0.070083 | 15.1997
103 | 0.04768 | 0.012051 | -0.047498 | -0.011935 | 0.00018225 | 0.00011547 | 0.072305 | 0.072305 | 0.072305 | 0.98174 | -0.34968 | 0.97764 | -0.42973 | 19.8641
104 | -0.04768 | -0.012051 | 0.047716 | 0.012073 | 3.5648e-05 | 2.2585e-05 | 0.072305 | 0.072305 | 0.072305 | 0.98174 | -0.34968 | 0.98254 | -0.3341 | 19.864
105 | 0.0095406 | 0.0023912 | -0.0095401 | -0.002391 | 4.5574e-07 | 2.1941e-07 | 0.014521 | 0.014521 | 0.014521 | 0.97764 | -0.42973 | 0.97759 | -0.43073 | 3.9894
106 | 0.037957 | 0.0095442 | -0.037893 | -0.0095034 | 6.4737e-05 | 4.0785e-05 | 0.057784 | 0.057784 | 0.057784 | 0.97764 | -0.42973 | 0.97582 | -0.46551 | 15.8748
107 | -0.052007 | -0.013149 | 0.052027 | 0.013162 | 2.0469e-05 | 1.2988e-05 | 0.078803 | 0.078803 | 0.078803 | 0.98254 | -0.3341 | 0.98296 | -0.3259 | 21.6493
108 | 0.0065104 | 0.0016315 | -0.00651 | -0.0016314 | 4.1428e-07 | 1.1379e-07 | 0.0097364 | 0.0097365 | 0.0097365 | 0.99498 | -0.09551 | 0.99491 | -0.096846 | 2.6749
109 | 0.0019005 | 0.00047616 | -0.0019005 | -0.00047631 | 4.0976e-08 | -1.4939e-07 | 0.0028424 | 0.0028425 | 0.0028425 | 0.99491 | -0.096846 | 0.99489 | -0.097298 | 0.78091
110 | 0.0079448 | 0.0019905 | -0.0079437 | -0.0019901 | 1.0644e-06 | 4.29e-07 | 0.011985 | 0.011985 | 0.011985 | 0.9864 | -0.26004 | 0.98626 | -0.26285 | 3.2925
111 | 0.0066522 | 0.0016664 | -0.0066514 | -0.0016661 | 7.7699e-07 | 2.348e-07 | 0.010036 | 0.010036 | 0.010036 | 0.98626 | -0.26285 | 0.98613 | -0.26531 | 2.7572
112 | 0.0053971 | 0.0013518 | -0.0053967 | -0.0013517 | 3.5345e-07 | 4.49e-08 | 0.0081435 | 0.0081436 | 0.0081436 | 0.98613 | -0.26531 | 0.98606 | -0.26668 | 2.2373
113 | -0.02183 | -0.0054711 | 0.021844 | 0.0054792 | 1.3195e-05 | 8.0492e-06 | 0.033318 | 0.033318 | 0.033318 | 0.97498 | -0.48208 | 0.97562 | -0.4694 | 9.1532
114 | 0.029027 | 0.0072816 | -0.029022 | -0.0072783 | 5.3923e-06 | 3.3594e-06 | 0.044266 | 0.044266 | 0.044266 | 0.97582 | -0.46551 | 0.97562 | -0.4694 | 12.161
115 | 0.0020092 | 0.00050327 | -0.0020091 | -0.00050346 | 6.2405e-08 | -1.9095e-07 | 0.003032 | 0.003032 | 0.003032 | 0.98603 | -0.26728 | 0.986 | -0.26793 | 0.83298
116 | -0.0032194 | -0.00080657 | 0.0032195 | 0.0008065 | 9.1093e-08 | -7.2982e-08 | 0.0048583 | 0.0048582 | 0.0048583 | 0.98603 | -0.26728 | 0.98606 | -0.26668 | 1.3347
117 | 0.00085108 | 0.00021322 | -0.00085107 | -0.0002133 | 3.7526e-09 | -7.4967e-08 | 0.0012844 | 0.0012844 | 0.0012844 | 0.986 | -0.26793 | 0.98599 | -0.26802 | 0.35286
118 | 0.0021772 | 0.00054523 | -0.0021772 | -0.00054538 | 6.0106e-08 | -1.5095e-07 | 0.0032854 | 0.0032854 | 0.0032854 | 0.98606 | -0.26668 | 0.98603 | -0.26726 | 0.9026
119 | 0.0010539 | 0.00026386 | -0.0010539 | -0.00026412 | 2.0402e-08 | -2.6132e-07 | 0.0015903 | 0.0015904 | 0.0015904 | 0.98603 | -0.26726 | 0.98601 | -0.26767 | 0.43693

## res_trafo
| p_hv_mw | q_hv_mvar | p_lv_mw | q_lv_mvar | pl_mw | ql_mvar | i_hv_ka | i_lv_ka | vm_hv_pu | va_hv_degree | vm_lv_pu | va_lv_degree | loading_percent
0 | -1.2729e-15 | -1.3162e-15 | 0.00165 | 1.2699e-07 | 0.00165 | 1.2699e-07 | 5.2857e-17 | 0.0023815 | 0.99998 | 149.9956 | 1 | 0 | 0.2619

## res_ext_grid
| p_mw | q_mvar
0 | 0.20027 | 0.050893

## res_load
| p_mw | q_mvar
0 | 0.00064487 | 0.00016162
1 | 0.0040345 | 0.0010111
2 | 0.005156 | 0.0012922
3 | 0.0017766 | 0.00044526
4 | 0.0031148 | 0.00078065
5 | 0.0059627 | 0.0014944
6 | 0.00088766 | 0.00022247
7 | 0.00059231 | 0.00014845
8 | 0.0012083 | 0.00030283
9 | 0.0015219 | 0.00038143
10 | 0.0010881 | 0.0002727
11 | 0.00072155 | 0.00018084
12 | 0.0015461 | 0.00038749
13 | 0.0018197 | 0.00045605
14 | 0.00049502 | 0.00012406
15 | 0.00070695 | 0.00017718
16 | 0.0017688 | 0.00044329
17 | 0.0021168 | 0.00053052
18 | 0.0019792 | 0.00049602
19 | 0.0031506 | 0.00078961
20 | 0.001194 | 0.00029926
21 | 0.0018118 | 0.00045407
22 | 0.00090132 | 0.00022589
23 | 0.0036434 | 0.00091311
24 | 0.0022735 | 0.00056979
25 | 0.0037725 | 0.00094549
26 | 0.00073169 | 0.00018338
27 | 0.001099 | 0.00027544
28 | 0.0013099 | 0.00032828
29 | 0.00203 | 0.00050877
30 | 0.002501 | 0.00062681
31 | 0.0019627 | 0.0004919
32 | 0.0024716 | 0.00061943
33 | 0.00083225 | 0.00020858
34 | 0.00059673 | 0.00014955
35 | 0.0018833 | 0.000472
36 | 0.001128 | 0.0002827
37 | 0.00079263 | 0.00019865
38 | 0.00036258 | 9.0872e-05
39 | 0.00077056 | 0.00019312
40 | 0.0016961 | 0.00042509
41 | 0.0012184 | 0.00030536
42 | 0.00060486 | 0.00015159
43 | 0.00050306 | 0.00012608
44 | 0.0013067 | 0.00032748
45 | 0.0014302 | 0.00035844
46 | 0.00086483 | 0.00021675
47 | 0.0017375 | 0.00043545
48 | 0.0011336 | 0.00028412
49 | 0.00107 | 0.00026817
50 | 0.00078153 | 0.00019587
51 | 0.002449 | 0.00061378
52 | 0.002363 | 0.00059222
53 | 0.0016445 | 0.00041215
54 | 0.0016276 | 0.00040792
55 | 0.0027634 | 0.00069256
56 | 0.0016744 | 0.00041965
57 | 0.001803 | 0.00045186
58 | 0.0016674 | 0.00041789
59 | 0.0020205 | 0.0005064
60 | 0.0015855 | 0.00039737
61 | 0.0024571 | 0.0006158
62 | 0.00086983 | 0.000218
63 | 0.00093884 | 0.00023529
64 | 0.0024729 | 0.00061977
65 | 0.00093792 | 0.00023506
66 | 0.0015722 | 0.00039403
67 | 0.0081432 | 0.0020409
68 | 0.00084006 | 0.00021054
69 | 0.00075882 | 0.00019018
70 | 0.0014282 | 0.00035795
71 | 0.0013193 | 0.00033066
72 | 0.0025313 | 0.00063441
73 | 0.0010903 | 0.00027325
74 | 0.001224 | 0.00030675
75 | 0.0042909 | 0.0010754
76 | 0.007323 | 0.0018353
77 | 0.00094024 | 0.00023565
78 | 0.0015251 | 0.00038224
79 | 0.0046095 | 0.0011552
80 | 0.0019005 | 0.00047631
81 | 0.0013507 | 0.00033853
82 | 0.0012915 | 0.00032369
83 | 0.0012543 | 0.00031436
84 | 0.0025535 | 0.00063996
85 | 0.0066669 | 0.0016709
86 | 0.0095401 | 0.002391
87 | 0.0088651 | 0.0022218
88 | 0.0012102 | 0.0003033
89 | 0.0011581 | 0.00029024
90 | 0.00085107 | 0.0002133
91 | 0.0011233 | 0.00028152
92 | 0.0010539 | 0.00026412
93 | 0.0071784 | 0.0017991

## dtypes
| element | column | dtype
0 | bus | name | object
1 | bus | vn_kv | float64
2 | bus | type | object
3 | bus | zone | object
4 | bus | in_service | bool
5 | load | name | object
6 | load | bus | uint32
7 | load | p_mw | float64
8 | load | q_mvar | float64
9 | load | const_z_percent | float64
10 | load | const_i_percent | float64
11 | load | sn_mva | float64
12 | load | scaling | float64
13 | load | in_service | bool
14 | load | type | object
15 | ext_grid | name | object
16 | ext_grid | bus | uint32
17 | ext_grid | vm_pu | float64
18 | ext_grid | va_degree | float64
19 | ext_grid | slack_weight | float64
20 | ext_grid | in_service | bool
21 | line | name | object
22 | line | std_type | object
23 | line | from_bus | uint32
24 | line | to_bus | uint32
25 | line | length_km | float64
26 | line | r_ohm_per_km | float64
27 | line | x_ohm_per_km | float64
28 | line | c_nf_per_km | float64
29 | line | g_us_per_km | float64
30 | line | max_i_ka | float64
31 | line | df | float64
32 | line | parallel | uint32
33 | line | type | object
34 | line | in_service | bool
35 | trafo | name | object
36 | trafo | std_type | object
37 | trafo | hv_bus | uint32
38 | trafo | lv_bus | uint32
39 | trafo | sn_mva | float64
40 | trafo | vn_hv_kv | float64
41 | trafo | vn_lv_kv | float64
42 | trafo | vk_percent | float64
43 | trafo | vkr_percent | float64
44 | trafo | pfe_kw | float64
45 | trafo | i0_percent | float64
46 | trafo | shift_degree | float64
47 | trafo | tap_side | object
48 | trafo | tap_neutral | int32
49 | trafo | tap_min | int32
50 | trafo | tap_max | int32
51 | trafo | tap_step_percent | float64
52 | trafo | tap_step_degree | float64
53 | trafo | tap_pos | int32
54 | trafo | tap_phase_shifter | bool
55 | trafo | parallel | uint32
56 | trafo | df | float64
57 | trafo | in_service | bool
58 | line_geodata | coords | object
59 | bus_geodata | x | float64
60 | bus_geodata | y | float64
61 | bus_geodata | coords | object
62 | res_bus | vm_pu | float64
63 | res_bus | va_degree | float64
64 | res_bus | p_mw | float64
65 | res_bus | q_mvar | float64
66 | res_line | p_from_mw | float64
67 | res_line | q_from_mvar | float64
68 | res_line | p_to_mw | float64
69 | res_line | q_to_mvar | float64
70 | res_line | pl_mw | float64
71 | res_line | ql_mvar | float64
72 | res_line | i_from_ka | float64
73 | res_line | i_to_ka | float64
74 | res_line | i_ka | float64
75 | res_line | vm_from_pu | float64
76 | res_line | va_from_degree | float64
77 | res_line | vm_to_pu | float64
78 | res_line | va_to_degree | float64
79 | res_line | loading_percent | float64
80 | res_trafo | p_hv_mw | float64
81 | res_trafo | q_hv_mvar | float64
82 | res_trafo | p_lv_mw | float64
83 | res_trafo | q_lv_mvar | float64
84 | res_trafo | pl_mw | float64
85 | res_trafo | ql_mvar | float64
86 | res_trafo | i_hv_ka | float64
87 | res_trafo | i_lv_ka | float64
88 | res_trafo | vm_hv_pu | float64
89 | res_trafo | va_hv_degree | float64
90 | res_trafo | vm_lv_pu | float64
91 | res_trafo | va_lv_degree | float64
92 | res_trafo | loading_percent | float64
93 | res_ext_grid | p_mw | float64
94 | res_ext_grid | q_mvar | float64
95 | res_load | p_mw | float64
96 | res_load | q_mvar | float64

## parameters
| version | format_version | converged | OPF_converged | name | f_hz | sn_mva
0 | 2.14.6 | 2.14.0 | TRUE | FALSE |  | 50 | 1