## bus
| name | vn_kv | type | zone | in_service
0 | bus_LV_2493-5_0_4_node_0 | 0.4 | n |  | TRUE
1 | bus_LV_2493-5_0_4_node_1 | 0.4 | n |  | TRUE
2 | bus_LV_2493-5_0_4_node_2 | 0.4 | n |  | TRUE
3 | bus_LV_2493-5_0_4_node_10 | 0.4 | n |  | TRUE
4 | bus_LV_2493-5_0_4_node_12 | 0.4 | n |  | TRUE
5 | bus_LV_2493-5_0_4_node_8 | 0.4 | n |  | TRUE
6 | bus_LV_2493-5_0_4_node_3 | 0.4 | n |  | TRUE
7 | bus_LV_2493-5_0_4_node_4 | 0.4 | n |  | TRUE
8 | bus_LV_2493-5_0_4_node_5 | 0.4 | n |  | TRUE
9 | bus_LV_2493-5_0_4_node_6 | 0.4 | n |  | TRUE
10 | bus_LV_2493-5_0_4_node_7 | 0.4 | n |  | TRUE
11 | bus_LV_2493-5_0_4_node_13 | 0.4 | n |  | TRUE
12 | bus_LV_2493-5_0_4_node_14 | 0.4 | n |  | TRUE
13 | bus_LV_2493-5_0_4_node_34 | 0.4 | n |  | TRUE
14 | bus_LV_2493-5_0_4_node_48 | 0.4 | n |  | TRUE
15 | bus_LV_2493-5_0_4_node_46 | 0.4 | n |  | TRUE
16 | bus_LV_2493-5_0_4_node_117 | 0.4 | n |  | TRUE
17 | bus_LV_2493-5_0_4_node_35 | 0.4 | n |  | TRUE
18 | bus_LV_2493-5_0_4_node_32 | 0.4 | n |  | TRUE
19 | bus_LV_2493-5_0_4_node_9 | 0.4 | n |  | TRUE
20 | bus_LV_2493-5_0_4_node_11 | 0.4 | n |  | TRUE
21 | bus_LV_2493-5_0_4_node_78 | 0.4 | n |  | TRUE
22 | bus_LV_2493-5_0_4_node_94 | 0.4 | n |  | TRUE
23 | bus_LV_2493-5_0_4_node_113 | 0.4 | n |  | TRUE
24 | bus_LV_2493-5_0_4_node_92 | 0.4 | n |  | TRUE
25 | bus_LV_2493-5_0_4_node_47 | 0.4 | n |  | TRUE
26 | bus_LV_2493-5_0_4_node_50 | 0.4 | n |  | TRUE
27 | bus_LV_2493-5_0_4_node_115 | 0.4 | n |  | TRUE
28 | bus_LV_2493-5_0_4_node_15 | 0.4 | n |  | TRUE
29 | bus_LV_2493-5_0_4_node_16 | 0.4 | n |  | TRUE
30 | bus_LV_2493-5_0_4_node_17 | 0.4 | n |  | TRUE
31 | bus_LV_2493-5_0_4_node_19 | 0.4 | n |  | TRUE
32 | bus_LV_2493-5_0_4_node_20 | 0.4 | n |  | TRUE
33 | bus_LV_2493-5_0_4_node_52 | 0.4 | n |  | TRUE
34 | bus_LV_2493-5_0_4_node_73 | 0.4 | n |  | TRUE
35 | bus_LV_2493-5_0_4_node_49 | 0.4 | n |  | TRUE
36 | bus_LV_2493-5_0_4_node_21 | 0.4 | n |  | TRUE
37 | bus_LV_2493-5_0_4_node_22 | 0.4 | n |  | TRUE
38 | bus_LV_2493-5_0_4_node_24 | 0.4 | n |  | TRUE
39 | bus_LV_2493-5_0_4_node_105 | 0.4 | n |  | TRUE
40 | bus_LV_2493-5_0_4_node_104 | 0.4 | n |  | TRUE
41 | bus_LV_2493-5_0_4_node_33 | 0.4 | n |  | TRUE
42 | bus_LV_2493-5_0_4_node_31 | 0.4 | n |  | TRUE
43 | bus_LV_2493-5_0_4_node_26 | 0.4 | n |  | TRUE
44 | bus_LV_2493-5_0_4_node_27 | 0.4 | n |  | TRUE
45 | bus_LV_2493-5_0_4_node_28 | 0.4 | n |  | TRUE
46 | bus_LV_2493-5_0_4_node_29 | 0.4 | n |  | TRUE
47 | bus_LV_2493-5_0_4_node_30 | 0.4 | n |  | TRUE
48 | bus_LV_2493-5_0_4_node_101 | 0.4 | n |  | TRUE
49 | bus_LV_2493-5_0_4_node_58 | 0.4 | n |  | TRUE
50 | bus_LV_2493-5_0_4_node_66 | 0.4 | n |  | TRUE
51 | bus_LV_2493-5_0_4_node_36 | 0.4 | n |  | TRUE
52 | bus_LV_2493-5_0_4_node_37 | 0.4 | n |  | TRUE
53 | bus_LV_2493-5_0_4_node_38 | 0.4 | n |  | TRUE
54 | bus_LV_2493-5_0_4_node_39 | 0.4 | n |  | TRUE
55 | bus_LV_2493-5_0_4_node_60 | 0.4 | n |  | TRUE
56 | bus_LV_2493-5_0_4_node_59 | 0.4 | n |  | TRUE
57 | bus_LV_2493-5_0_4_node_40 | 0.4 | n |  | TRUE
58 | bus_LV_2493-5_0_4_node_41 | 0.4 | n |  | TRUE
59 | bus_LV_2493-5_0_4_node_42 | 0.4 | n |  | TRUE
60 | bus_LV_2493-5_0_4_node_43 | 0.4 | n |  | TRUE
61 | bus_LV_2493-5_0_4_node_44 | 0.4 | n |  | TRUE
62 | bus_LV_2493-5_0_4_node_45 | 0.4 | n |  | TRUE
63 | bus_LV_2493-5_0_4_node_57 | 0.4 | n |  | TRUE
64 | bus_LV_2493-5_0_4_node_79 | 0.4 | n |  | TRUE
65 | bus_LV_2493-5_0_4_node_95 | 0.4 | n |  | TRUE
66 | bus_LV_2493-5_0_4_node_76 | 0.4 | n |  | TRUE
67 | bus_LV_2493-5_0_4_node_77 | 0.4 | n |  | TRUE
68 | bus_LV_2493-5_0_4_node_55 | 0.4 | n |  | TRUE
69 | bus_LV_2493-5_0_4_node_80 | 0.4 | n |  | TRUE
70 | bus_LV_2493-5_0_4_node_93 | 0.4 | n |  | TRUE
71 | bus_LV_2493-5_0_4_node_51 | 0.4 | n |  | TRUE
72 | bus_LV_2493-5_0_4_node_144 | 0.4 | n |  | TRUE
73 | bus_LV_2493-5_0_4_node_151 | 0.4 | n |  | TRUE
74 | bus_LV_2493-5_0_4_node_85 | 0.4 | n |  | TRUE
75 | bus_LV_2493-5_0_4_node_86 | 0.4 | n |  | TRUE
76 | bus_LV_2493-5_0_4_node_53 | 0.4 | n |  | TRUE
77 | bus_LV_2493-5_0_4_node_54 | 0.4 | n |  | TRUE
78 | bus_LV_2493-5_0_4_node_56 | 0.4 | n |  | TRUE
79 | bus_LV_2493-5_0_4_node_111 | 0.4 | n |  | TRUE
80 | bus_LV_2493-5_0_4_node_110 | 0.4 | n |  | TRUE
81 | bus_LV_2493-5_0_4_node_75 | 0.4 | n |  | TRUE
82 | bus_LV_2493-5_0_4_node_61 | 0.4 | n |  | TRUE
83 | bus_LV_2493-5_0_4_node_62 | 0.4 | n |  | TRUE
84 | bus_LV_2493-5_0_4_node_74 | 0.4 | n |  | TRUE
85 | bus_LV_2493-5_0_4_node_63 | 0.4 | n |  | TRUE
86 | bus_LV_2493-5_0_4_node_64 | 0.4 | n |  | TRUE
87 | bus_LV_2493-5_0_4_node_65 | 0.4 | n |  | TRUE
88 | bus_LV_2493-5_0_4_node_67 | 0.4 | n |  | TRUE
89 | bus_LV_2493-5_0_4_node_97 | 0.4 | n |  | TRUE
90 | bus_LV_2493-5_0_4_node_96 | 0.4 | n |  | TRUE
91 | bus_LV_2493-5_0_4_node_68 | 0.4 | n |  | TRUE
92 | bus_LV_2493-5_0_4_node_69 | 0.4 | n |  | TRUE
93 | bus_LV_2493-5_0_4_node_70 | 0.4 | n |  | TRUE
94 | bus_LV_2493-5_0_4_node_71 | 0.4 | n |  | TRUE
95 | bus_LV_2493-5_0_4_node_72 | 0.4 | n |  | TRUE
96 | bus_LV_2493-5_0_4_node_83 | 0.4 | n |  | TRUE
97 | bus_LV_2493-5_0_4_node_103 | 0.4 | n |  | TRUE
98 | bus_LV_2493-5_0_4_node_100 | 0.4 | n |  | TRUE
99 | bus_LV_2493-5_0_4_node_81 | 0.4 | n |  | TRUE
100 | bus_LV_2493-5_0_4_node_112 | 0.4 | n |  | TRUE
101 | bus_LV_2493-5_0_4_node_82 | 0.4 | n |  | TRUE
102 | bus_LV_2493-5_0_4_node_84 | 0.4 | n |  | TRUE
103 | bus_LV_2493-5_0_4_node_88 | 0.4 | n |  | TRUE
104 | bus_LV_2493-5_0_4_node_89 | 0.4 | n |  | TRUE
105 | bus_LV_2493-5_0_4_node_87 | 0.4 | n |  | TRUE
106 | bus_LV_2493-5_0_4_node_102 | 0.4 | n |  | TRUE
107 | bus_LV_2493-5_0_4_node_90 | 0.4 | n |  | TRUE
108 | bus_LV_2493-5_0_4_node_91 | 0.4 | n |  | TRUE
109 | bus_LV_2493-5_0_4_node_98 | 0.4 | n |  | TRUE
110 | bus_LV_2493-5_0_4_node_99 | 0.4 | n |  | TRUE
111 | bus_LV_2493-5_0_4_node_129 | 0.4 | n |  | TRUE
112 | bus_LV_2493-5_0_4_node_130 | 0.4 | n |  | TRUE
113 | bus_LV_2493-5_0_4_node_106 | 0.4 | n |  | TRUE
114 | bus_LV_2493-5_0_4_node_107 | 0.4 | n |  | TRUE
115 | bus_LV_2493-5_0_4_node_108 | 0.4 | n |  | TRUE
116 | bus_LV_2493-5_0_4_node_109 | 0.4 | n |  | TRUE
117 | bus_LV_2493-5_0_4_node_147 | 0.4 | n |  | TRUE
118 | bus_LV_2493-5_0_4_node_145 | 0.4 | n |  | TRUE
119 | bus_LV_2493-5_0_4_node_116 | 0.4 | n |  | TRUE
120 | bus_LV_2493-5_0_4_node_118 | 0.4 | n |  | TRUE
121 | bus_LV_2493-5_0_4_node_141 | 0.4 | n |  | TRUE
122 | bus_LV_2493-5_0_4_node_142 | 0.4 | n |  | TRUE
123 | bus_LV_2493-5_0_4_node_119 | 0.4 | n |  | TRUE
124 | bus_LV_2493-5_0_4_node_120 | 0.4 | n |  | TRUE
125 | bus_LV_2493-5_0_4_node_121 | 0.4 | n |  | TRUE
126 | bus_LV_2493-5_0_4_node_122 | 0.4 | n |  | TRUE
127 | bus_LV_2493-5_0_4_node_123 | 0.4 | n |  | TRUE
128 | bus_LV_2493-5_0_4_node_124 | 0.4 | n |  | TRUE
129 | bus_LV_2493-5_0_4_node_150 | 0.4 | n |  | TRUE
130 | bus_LV_2493-5_0_4_node_134 | 0.4 | n |  | TRUE
131 | bus_LV_2493-5_0_4_node_140 | 0.4 | n |  | TRUE
132 | bus_LV_2493-5_0_4_node_149 | 0.4 | n |  | TRUE
133 | bus_LV_2493-5_0_4_node_135 | 0.4 | n |  | TRUE
134 | bus_LV_2493-5_0_4_node_128 | 0.4 | n |  | TRUE
135 | bus_LV_2493-5_0_4_node_138 | 0.4 | n |  | TRUE
136 | bus_LV_2493-5_0_4_node_125 | 0.4 | n |  | TRUE
137 | bus_LV_2493-5_0_4_node_126 | 0.4 | n |  | TRUE
138 | bus_LV_2493-5_0_4_node_127 | 0.4 | n |  | TRUE
139 | bus_LV_2493-5_0_4_node_132 | 0.4 | n |  | TRUE
140 | bus_LV_2493-5_0_4_node_131 | 0.4 | n |  | TRUE
141 | bus_LV_2493-5_0_4_node_143 | 0.4 | n |  | TRUE
142 | bus_LV_2493-5_0_4_node_136 | 0.4 | n |  | TRUE
143 | bus_LV_2493-5_0_4_node_137 | 0.4 | n |  | TRUE
144 | bus_LV_2493-5_0_4_node_146 | 0.4 | n |  | TRUE
145 | bus_LV_2493-5_0_4_node_148 | 0.4 | n |  | TRUE
146 | bus_MV_291_1_node_61 | 20 | n |  | TRUE

## load
| name | bus | p_mw | q_mvar | const_z_percent | const_i_percent | sn_mva | scaling | in_service | type
0 | LV_2493-5_0_4_load_0 | 0 | 0.00079623 | 0.00019955 | 0 | 0 |  | 1 | TRUE | wye
1 | LV_2493-5_0_4_load_2 | 2 | 0.0034153 | 0.00085594 | 0 | 0 |  | 1 | TRUE | wye
2 | LV_2493-5_0_4_load_12 | 4 | 0.00057502 | 0.00014411 | 0 | 0 |  | 1 | TRUE | wye
3 | LV_2493-5_0_4_load_8 | 5 | 0.00082687 | 0.00020723 | 0 | 0 |  | 1 | TRUE | wye
4 | LV_2493-5_0_4_load_3 | 6 | 0.0024522 | 0.00061459 | 0 | 0 |  | 1 | TRUE | wye
5 | LV_2493-5_0_4_load_4 | 7 | 0.0024355 | 0.00061038 | 0 | 0 |  | 1 | TRUE | wye
6 | LV_2493-5_0_4_load_5 | 8 | 0.0016654 | 0.00041738 | 0 | 0 |  | 1 | TRUE | wye
7 | LV_2493-5_0_4_load_7 | 10 | 0.0012104 | 0.00030336 | 0 | 0 |  | 1 | TRUE | wye
8 | LV_2493-5_0_4_load_14 | 12 | 0.0021684 | 0.00054345 | 0 | 0 |  | 1 | TRUE | wye
9 | LV_2493-5_0_4_load_48 | 14 | 0.0016377 | 0.00041044 | 0 | 0 |  | 1 | TRUE | wye
10 | LV_2493-5_0_4_load_46 | 15 | 0.0014691 | 0.00036818 | 0 | 0 |  | 1 | TRUE | wye
11 | LV_2493-5_0_4_load_35 | 17 | 0.0017506 | 0.00043874 | 0 | 0 |  | 1 | TRUE | wye
12 | LV_2493-5_0_4_load_32 | 18 | 0.0019442 | 0.00048726 | 0 | 0 |  | 1 | TRUE | wye
13 | LV_2493-5_0_4_load_9 | 19 | 0.00074018 | 0.00018551 | 0 | 0 |  | 1 | TRUE | wye
14 | LV_2493-5_0_4_load_11 | 20 | 0.00054403 | 0.00013635 | 0 | 0 |  | 1 | TRUE | wye
15 | LV_2493-5_0_4_load_78 | 21 | 0.00075745 | 0.00018984 | 0 | 0 |  | 1 | TRUE | wye
16 | LV_2493-5_0_4_load_94 | 22 | 0.00060541 | 0.00015173 | 0 | 0 |  | 1 | TRUE | wye
17 | LV_2493-5_0_4_load_113 | 23 | 0.0017695 | 0.00044347 | 0 | 0 |  | 1 | TRUE | wye
18 | LV_2493-5_0_4_load_92 | 24 | 0.00077503 | 0.00019424 | 0 | 0 |  | 1 | TRUE | wye
19 | LV_2493-5_0_4_load_115 | 27 | 0.0017636 | 0.00044199 | 0 | 0 |  | 1 | TRUE | wye
20 | LV_2493-5_0_4_load_15 | 28 | 0.0036873 | 0.00092412 | 0 | 0 |  | 1 | TRUE | wye
21 | LV_2493-5_0_4_load_16 | 29 | 0.00947 | 0.0023734 | 0 | 0 |  | 1 | TRUE | wye
22 | LV_2493-5_0_4_load_19 | 31 | 0.0022666 | 0.00056807 | 0 | 0 |  | 1 | TRUE | wye
23 | LV_2493-5_0_4_load_20 | 32 | 0.0036686 | 0.00091943 | 0 | 0 |  | 1 | TRUE | wye
24 | LV_2493-5_0_4_load_52 | 33 | 0.0073516 | 0.0018425 | 0 | 0 |  | 1 | TRUE | wye
25 | LV_2493-5_0_4_load_73 | 34 | 0.0073941 | 0.0018531 | 0 | 0 |  | 1 | TRUE | wye
26 | LV_2493-5_0_4_load_49 | 35 | 0.0050961 | 0.0012772 | 0 | 0 |  | 1 | TRUE | wye
27 | LV_2493-5_0_4_load_21 | 36 | 0.0013745 | 0.00034447 | 0 | 0 |  | 1 | TRUE | wye
28 | LV_2493-5_0_4_load_22 | 37 | 0.0013681 | 0.00034288 | 0 | 0 |  | 1 | TRUE | wye
29 | LV_2493-5_0_4_load_105 | 39 | 0.0021467 | 0.00053801 | 0 | 0 |  | 1 | TRUE | wye
30 | LV_2493-5_0_4_load_104 | 40 | 0.0011295 | 0.00028308 | 0 | 0 |  | 1 | TRUE | wye
31 | LV_2493-5_0_4_load_33 | 41 | 0.0010264 | 0.00025725 | 0 | 0 |  | 1 | TRUE | wye
32 | LV_2493-5_0_4_load_31 | 42 | 0.0013055 | 0.00032719 | 0 | 0 |  | 1 | TRUE | wye
33 | LV_2493-5_0_4_load_26 | 43 | 0.0013688 | 0.00034304 | 0 | 0 |  | 1 | TRUE | wye
34 | LV_2493-5_0_4_load_27 | 44 | 0.0029282 | 0.00073389 | 0 | 0 |  | 1 | TRUE | wye
35 | LV_2493-5_0_4_load_28 | 45 | 0.0010666 | 0.00026732 | 0 | 0 |  | 1 | TRUE | wye
36 | LV_2493-5_0_4_load_29 | 46 | 0.0010748 | 0.00026936 | 0 | 0 |  | 1 | TRUE | wye
37 | LV_2493-5_0_4_load_30 | 47 | 0.0017115 | 0.00042895 | 0 | 0 |  | 1 | TRUE | wye
38 | LV_2493-5_0_4_load_101 | 48 | 0.0026472 | 0.00066346 | 0 | 0 |  | 1 | TRUE | wye
39 | LV_2493-5_0_4_load_58 | 49 | 0.0015631 | 0.00039175 | 0 | 0 |  | 1 | TRUE | wye
40 | LV_2493-5_0_4_load_66 | 50 | 0.0014377 | 0.00036032 | 0 | 0 |  | 1 | TRUE | wye
41 | LV_2493-5_0_4_load_36 | 51 | 0.0016733 | 0.00041936 | 0 | 0 |  | 1 | TRUE | wye
42 | LV_2493-5_0_4_load_37 | 52 | 0.0010809 | 0.00027091 | 0 | 0 |  | 1 | TRUE | wye
43 | LV_2493-5_0_4_load_38 | 53 | 0.0012095 | 0.00030313 | 0 | 0 |  | 1 | TRUE | wye
44 | LV_2493-5_0_4_load_39 | 54 | 0.0042173 | 0.001057 | 0 | 0 |  | 1 | TRUE | wye
45 | LV_2493-5_0_4_load_60 | 55 | 0.003361 | 0.00084235 | 0 | 0 |  | 1 | TRUE | wye
46 | LV_2493-5_0_4_load_59 | 56 | 0.0025444 | 0.00063769 | 0 | 0 |  | 1 | TRUE | wye
47 | LV_2493-5_0_4_load_40 | 57 | 0.0024905 | 0.00062418 | 0 | 0 |  | 1 | TRUE | wye
48 | LV_2493-5_0_4_load_41 | 58 | 0.0013757 | 0.00034478 | 0 | 0 |  | 1 | TRUE | wye
49 | LV_2493-5_0_4_load_43 | 60 | 0.0012594 | 0.00031564 | 0 | 0 |  | 1 | TRUE | wye
50 | LV_2493-5_0_4_load_44 | 61 | 0.0012588 | 0.00031549 | 0 | 0 |  | 1 | TRUE | wye
51 | LV_2493-5_0_4_load_45 | 62 | 0.0019254 | 0.00048256 | 0 | 0 |  | 1 | TRUE | wye
52 | LV_2493-5_0_4_load_79 | 64 | 0.0024174 | 0.00060586 | 0 | 0 |  | 1 | TRUE | wye
53 | LV_2493-5_0_4_load_95 | 65 | 0.0025517 | 0.00063953 | 0 | 0 |  | 1 | TRUE | wye
54 | LV_2493-5_0_4_load_76 | 66 | 0.002555 | 0.00064034 | 0 | 0 |  | 1 | TRUE | wye
55 | LV_2493-5_0_4_load_77 | 67 | 0.0014419 | 0.00036137 | 0 | 0 |  | 1 | TRUE | wye
56 | LV_2493-5_0_4_load_55 | 68 | 0.0027257 | 0.00068314 | 0 | 0 |  | 1 | TRUE | wye
57 | LV_2493-5_0_4_load_80 | 69 | 0.0022151 | 0.00055515 | 0 | 0 |  | 1 | TRUE | wye
58 | LV_2493-5_0_4_load_144 | 72 | 0.0124 | 0.0031077 | 0 | 0 |  | 1 | TRUE | wye
59 | LV_2493-5_0_4_load_151 | 73 | 0.021063 | 0.005279 | 0 | 0 |  | 1 | TRUE | wye
60 | LV_2493-5_0_4_load_85 | 74 | 0.0031581 | 0.00079149 | 0 | 0 |  | 1 | TRUE | wye
61 | LV_2493-5_0_4_load_86 | 75 | 0.0020796 | 0.00052119 | 0 | 0 |  | 1 | TRUE | wye
62 | LV_2493-5_0_4_load_53 | 76 | 0.0023307 | 0.00058414 | 0 | 0 |  | 1 | TRUE | wye
63 | LV_2493-5_0_4_load_54 | 77 | 0.0040849 | 0.0010238 | 0 | 0 |  | 1 | TRUE | wye
64 | LV_2493-5_0_4_load_56 | 78 | 0.0019347 | 0.00048489 | 0 | 0 |  | 1 | TRUE | wye
65 | LV_2493-5_0_4_load_111 | 79 | 0.0024415 | 0.0006119 | 0 | 0 |  | 1 | TRUE | wye
66 | LV_2493-5_0_4_load_110 | 80 | 0.0016177 | 0.00040544 | 0 | 0 |  | 1 | TRUE | wye
67 | LV_2493-5_0_4_load_75 | 81 | 0.0013596 | 0.00034075 | 0 | 0 |  | 1 | TRUE | wye
68 | LV_2493-5_0_4_load_61 | 82 | 0.005349 | 0.0013406 | 0 | 0 |  | 1 | TRUE | wye
69 | LV_2493-5_0_4_load_62 | 83 | 0.0024835 | 0.00062243 | 0 | 0 |  | 1 | TRUE | wye
70 | LV_2493-5_0_4_load_74 | 84 | 0.0016353 | 0.00040986 | 0 | 0 |  | 1 | TRUE | wye
71 | LV_2493-5_0_4_load_63 | 85 | 0.0015435 | 0.00038684 | 0 | 0 |  | 1 | TRUE | wye
72 | LV_2493-5_0_4_load_64 | 86 | 0.0012334 | 0.00030911 | 0 | 0 |  | 1 | TRUE | wye
73 | LV_2493-5_0_4_load_65 | 87 | 0.004557 | 0.0011421 | 0 | 0 |  | 1 | TRUE | wye
74 | LV_2493-5_0_4_load_67 | 88 | 0.0045382 | 0.0011374 | 0 | 0 |  | 1 | TRUE | wye
75 | LV_2493-5_0_4_load_97 | 89 | 0.0028411 | 0.00071204 | 0 | 0 |  | 1 | TRUE | wye
76 | LV_2493-5_0_4_load_96 | 90 | 0.0072192 | 0.0018093 | 0 | 0 |  | 1 | TRUE | wye
77 | LV_2493-5_0_4_load_68 | 91 | 0.0025978 | 0.00065108 | 0 | 0 |  | 1 | TRUE | wye
78 | LV_2493-5_0_4_load_69 | 92 | 0.0017436 | 0.00043698 | 0 | 0 |  | 1 | TRUE | wye
79 | LV_2493-5_0_4_load_70 | 93 | 0.0010767 | 0.00026984 | 0 | 0 |  | 1 | TRUE | wye
80 | LV_2493-5_0_4_load_72 | 95 | 0.0014073 | 0.00035271 | 0 | 0 |  | 1 | TRUE | wye
81 | LV_2493-5_0_4_load_103 | 97 | 0.0033327 | 0.00083525 | 0 | 0 |  | 1 | TRUE | wye
82 | LV_2493-5_0_4_load_100 | 98 | 0.0014363 | 0.00035996 | 0 | 0 |  | 1 | TRUE | wye
83 | LV_2493-5_0_4_load_81 | 99 | 0.0024185 | 0.00060614 | 0 | 0 |  | 1 | TRUE | wye
84 | LV_2493-5_0_4_load_112 | 100 | 0.0010361 | 0.00025967 | 0 | 0 |  | 1 | TRUE | wye
85 | LV_2493-5_0_4_load_82 | 101 | 0.0030667 | 0.00076858 | 0 | 0 |  | 1 | TRUE | wye
86 | LV_2493-5_0_4_load_84 | 102 | 0.0025342 | 0.00063513 | 0 | 0 |  | 1 | TRUE | wye
87 | LV_2493-5_0_4_load_88 | 103 | 0.0024956 | 0.00062545 | 0 | 0 |  | 1 | TRUE | wye
88 | LV_2493-5_0_4_load_89 | 104 | 0.0019341 | 0.00048472 | 0 | 0 |  | 1 | TRUE | wye
89 | LV_2493-5_0_4_load_87 | 105 | 0.0014827 | 0.00037159 | 0 | 0 |  | 1 | TRUE | wye
90 | LV_2493-5_0_4_load_102 | 106 | 0.0013882 | 0.00034791 | 0 | 0 |  | 1 | TRUE | wye
91 | LV_2493-5_0_4_load_90 | 107 | 0.0025354 | 0.00063543 | 0 | 0 |  | 1 | TRUE | wye
92 | LV_2493-5_0_4_load_91 | 108 | 0.0032757 | 0.00082097 | 0 | 0 |  | 1 | TRUE | wye
93 | LV_2493-5_0_4_load_98 | 109 | 0.0041713 | 0.0010454 | 0 | 0 |  | 1 | TRUE | wye
94 | LV_2493-5_0_4_load_99 | 110 | 0.007089 | 0.0017767 | 0 | 0 |  | 1 | TRUE | wye
95 | LV_2493-5_0_4_load_129 | 111 | 0.0052311 | 0.001311 | 0 | 0 |  | 1 | TRUE | wye
96 | LV_2493-5_0_4_load_130 | 112 | 0.0037371 | 0.0009366 | 0 | 0 |  | 1 | TRUE | wye
97 | LV_2493-5_0_4_load_107 | 114 | 0.0012108 | 0.00030345 | 0 | 0 |  | 1 | TRUE | wye
98 | LV_2493-5_0_4_load_108 | 115 | 0.0025325 | 0.00063469 | 0 | 0 |  | 1 | TRUE | wye
99 | LV_2493-5_0_4_load_109 | 116 | 0.0024253 | 0.00060784 | 0 | 0 |  | 1 | TRUE | wye
100 | LV_2493-5_0_4_load_147 | 117 | 0.0018863 | 0.00047274 | 0 | 0 |  | 1 | TRUE | wye
101 | LV_2493-5_0_4_load_145 | 118 | 0.0021574 | 0.00054071 | 0 | 0 |  | 1 | TRUE | wye
102 | LV_2493-5_0_4_load_116 | 119 | 0.0047256 | 0.0011844 | 0 | 0 |  | 1 | TRUE | wye
103 | LV_2493-5_0_4_load_118 | 120 | 0.0075918 | 0.0019027 | 0 | 0 |  | 1 | TRUE | wye
104 | LV_2493-5_0_4_load_141 | 121 | 0.026168 | 0.0065583 | 0 | 0 |  | 1 | TRUE | wye
105 | LV_2493-5_0_4_load_119 | 123 | 0.0036453 | 0.00091359 | 0 | 0 |  | 1 | TRUE | wye
106 | LV_2493-5_0_4_load_120 | 124 | 0.0015068 | 0.00037763 | 0 | 0 |  | 1 | TRUE | wye
107 | LV_2493-5_0_4_load_121 | 125 | 0.0030585 | 0.00076654 | 0 | 0 |  | 1 | TRUE | wye
108 | LV_2493-5_0_4_load_122 | 126 | 0.0070656 | 0.0017708 | 0 | 0 |  | 1 | TRUE | wye
109 | LV_2493-5_0_4_load_150 | 129 | 0.0023487 | 0.00058863 | 0 | 0 |  | 1 | TRUE | wye
110 | LV_2493-5_0_4_load_149 | 132 | 0.0070013 | 0.0017547 | 0 | 0 |  | 1 | TRUE | wye
111 | LV_2493-5_0_4_load_135 | 133 | 0.0047884 | 0.0012001 | 0 | 0 |  | 1 | TRUE | wye
112 | LV_2493-5_0_4_load_128 | 134 | 0.00096103 | 0.00024086 | 0 | 0 |  | 1 | TRUE | wye
113 | LV_2493-5_0_4_load_138 | 135 | 0.0044585 | 0.0011174 | 0 | 0 |  | 1 | TRUE | wye
114 | LV_2493-5_0_4_load_125 | 136 | 0.001888 | 0.00047318 | 0 | 0 |  | 1 | TRUE | wye
115 | LV_2493-5_0_4_load_126 | 137 | 0.0013112 | 0.00032863 | 0 | 0 |  | 1 | TRUE | wye
116 | LV_2493-5_0_4_load_127 | 138 | 0.0014346 | 0.00035954 | 0 | 0 |  | 1 | TRUE | wye
117 | LV_2493-5_0_4_load_132 | 139 | 0.0024094 | 0.00060386 | 0 | 0 |  | 1 | TRUE | wye
118 | LV_2493-5_0_4_load_131 | 140 | 0.0037189 | 0.00093205 | 0 | 0 |  | 1 | TRUE | wye
119 | LV_2493-5_0_4_load_143 | 141 | 0.0012796 | 0.00032069 | 0 | 0 |  | 1 | TRUE | wye
120 | LV_2493-5_0_4_load_136 | 142 | 0.0063568 | 0.0015932 | 0 | 0 |  | 1 | TRUE | wye
121 | LV_2493-5_0_4_load_137 | 143 | 0.003753 | 0.0009406 | 0 | 0 |  | 1 | TRUE | wye
122 | LV_2493-5_0_4_load_146 | 144 | 0.0016097 | 0.00040343 | 0 | 0 |  | 1 | TRUE | wye
123 | LV_2493-5_0_4_load_148 | 145 | 0.0017119 | 0.00042905 | 0 | 0 |  | 1 | TRUE | wye

## ext_grid
| name | bus | vm_pu | va_degree | slack_weight | in_service
0 |  | 7 | 1 | 0 | 1 | TRUE

## line
| name | std_type | from_bus | to_bus | length_km | r_ohm_per_km | x_ohm_per_km | c_nf_per_km | g_us_per_km | max_i_ka | df | parallel | type | in_service
0 | LV_2493-5_0_4_line_0 |  | 0 | 1 | 0.013556 | 0.125 | 0.08 | 261 | 0 | 0.364 | 1 | 1 | cs | TRUE
1 | LV_2493-5_0_4_line_1 |  | 0 | 2 | 0.12579 | 0.125 | 0.08 | 261 | 0 | 0.364 | 1 | 1 | cs | TRUE
2 | LV_2493-5_0_4_line_2 |  | 1 | 3 | 0.17535 | 0.125 | 0.08 | 261 | 0 | 0.364 | 1 | 1 | cs | TRUE
3 | LV_2493-5_0_4_line_3 |  | 3 | 4 | 0.03294 | 0.125 | 0.08 | 261 | 0 | 0.364 | 1 | 1 | cs | TRUE
4 | LV_2493-5_0_4_line_4 |  | 3 | 5 | 0.029354 | 0.125 | 0.08 | 261 | 0 | 0.364 | 1 | 1 | cs | TRUE
5 | LV_2493-5_0_4_line_5 |  | 4 | 22 | 0.019111 | 0.125 | 0.08 | 261 | 0 | 0.364 | 1 | 1 | cs | TRUE
6 | LV_2493-5_0_4_line_6 |  | 6 | 7 | 0.024102 | 0.125 | 0.08 | 261 | 0 | 0.364 | 1 | 2 | cs | TRUE
7 | LV_2493-5_0_4_line_7 |  | 6 | 8 | 0.0047522 | 0.125 | 0.08 | 261 | 0 | 0.364 | 1 | 2 | cs | TRUE
8 | LV_2493-5_0_4_line_8 |  | 7 | 9 | 0.027098 | 0.125 | 0.08 | 261 | 0 | 0.364 | 1 | 2 | cs | TRUE
9 | LV_2493-5_0_4_line_9 |  | 8 | 10 | 0.023475 | 0.125 | 0.08 | 261 | 0 | 0.364 | 1 | 2 | cs | TRUE
10 | LV_2493-5_0_4_line_10 |  | 9 | 11 | 0.01438 | 0.125 | 0.08 | 261 | 0 | 0.364 | 1 | 1 | cs | TRUE
11 | LV_2493-5_0_4_line_11 |  | 9 | 12 | 0.020599 | 0.125 | 0.08 | 261 | 0 | 0.364 | 1 | 2 | cs | TRUE
12 | LV_2493-5_0_4_line_12 |  | 10 | 13 | 0.031324 | 0.125 | 0.08 | 261 | 0 | 0.364 | 1 | 2 | cs | TRUE
13 | LV_2493-5_0_4_line_13 |  | 11 | 14 | 0.021755 | 0.125 | 0.08 | 261 | 0 | 0.364 | 1 | 1 | cs | TRUE
14 | LV_2493-5_0_4_line_14 |  | 11 | 15 | 0.024668 | 0.125 | 0.08 | 261 | 0 | 0.364 | 1 | 1 | cs | TRUE
15 | LV_2493-5_0_4_line_15 |  | 12 | 16 | 0.020859 | 0.125 | 0.08 | 261 | 0 | 0.364 | 1 | 2 | cs | TRUE
16 | LV_2493-5_0_4_line_16 |  | 13 | 17 | 0.010987 | 0.125 | 0.08 | 261 | 0 | 0.364 | 1 | 2 | cs | TRUE
17 | LV_2493-5_0_4_line_17 |  | 13 | 18 | 0.01062 | 0.125 | 0.08 | 261 | 0 | 0.364 | 1 | 1 | cs | TRUE
18 | LV_2493-5_0_4_line_18 |  | 15 | 25 | 0.015707 | 0.125 | 0.08 | 261 | 0 | 0.364 | 1 | 1 | cs | TRUE
19 | LV_2493-5_0_4_line_19 |  | 16 | 26 | 0.015632 | 0.125 | 0.08 | 261 | 0 | 0.364 | 1 | 1 | cs | TRUE
20 | LV_2493-5_0_4_line_20 |  | 16 | 27 | 0.0042094 | 0.125 | 0.08 | 261 | 0 | 0.364 | 1 | 2 | cs | TRUE
21 | LV_2493-5_0_4_line_21 |  | 17 | 51 | 0.027214 | 0.125 | 0.08 | 261 | 0 | 0.364 | 1 | 2 | cs | TRUE
22 | LV_2493-5_0_4_line_22 |  | 18 | 42 | 0.010576 | 0.125 | 0.08 | 261 | 0 | 0.364 | 1 | 1 | cs | TRUE
23 | LV_2493-5_0_4_line_23 |  | 19 | 20 | 0.0047348 | 0.125 | 0.08 | 261 | 0 | 0.364 | 1 | 1 | cs | TRUE
24 | LV_2493-5_0_4_line_24 |  | 20 | 21 | 0.026213 | 0.125 | 0.08 | 261 | 0 | 0.364 | 1 | 1 | cs | TRUE
25 | LV_2493-5_0_4_line_25 |  | 21 | 23 | 0.03981 | 0.125 | 0.08 | 261 | 0 | 0.364 | 1 | 1 | cs | TRUE
26 | LV_2493-5_0_4_line_26 |  | 22 | 24 | 0.025979 | 0.125 | 0.08 | 261 | 0 | 0.364 | 1 | 1 | cs | TRUE
27 | LV_2493-5_0_4_line_27 |  | 23 | 100 | 0.012553 | 0.125 | 0.08 | 261 | 0 | 0.364 | 1 | 1 | cs | TRUE
28 | LV_2493-5_0_4_line_28 |  | 24 | 107 | 0.028215 | 0.125 | 0.08 | 261 | 0 | 0.364 | 1 | 1 | cs | TRUE
29 | LV_2493-5_0_4_line_29 |  | 25 | 35 | 0.018773 | 0.125 | 0.08 | 261 | 0 | 0.364 | 1 | 1 | cs | TRUE
30 | LV_2493-5_0_4_line_30 |  | 26 | 71 | 0.016747 | 0.125 | 0.08 | 261 | 0 | 0.364 | 1 | 1 | cs | TRUE
31 | LV_2493-5_0_4_line_31 |  | 26 | 72 | 0.039532 | 0.125 | 0.08 | 261 | 0 | 0.364 | 1 | 1 | cs | TRUE
32 | LV_2493-5_0_4_line_32 |  | 27 | 119 | 0.032886 | 0.125 | 0.08 | 261 | 0 | 0.364 | 1 | 2 | cs | TRUE
33 | LV_2493-5_0_4_line_33 |  | 28 | 29 | 0.028263 | 0.125 | 0.08 | 261 | 0 | 0.364 | 1 | 1 | cs | TRUE
34 | LV_2493-5_0_4_line_34 |  | 28 | 30 | 0.028866 | 0.125 | 0.08 | 261 | 0 | 0.364 | 1 | 1 | cs | TRUE
35 | LV_2493-5_0_4_line_35 |  | 30 | 31 | 0.010354 | 0.125 | 0.08 | 261 | 0 | 0.364 | 1 | 1 | cs | TRUE
36 | LV_2493-5_0_4_line_36 |  | 30 | 32 | 0.01768 | 0.125 | 0.08 | 261 | 0 | 0.364 | 1 | 1 | cs | TRUE
37 | LV_2493-5_0_4_line_37 |  | 31 | 33 | 0.026764 | 0.125 | 0.08 | 261 | 0 | 0.364 | 1 | 1 | cs | TRUE
38 | LV_2493-5_0_4_line_38 |  | 32 | 34 | 0.048701 | 0.125 | 0.08 | 261 | 0 | 0.364 | 1 | 1 | cs | TRUE
39 | LV_2493-5_0_4_line_39 |  | 33 | 35 | 0.0021202 | 0.125 | 0.08 | 261 | 0 | 0.364 | 1 | 1 | cs | TRUE
40 | LV_2493-5_0_4_line_40 |  | 36 | 37 | 0.030662 | 0.125 | 0.08 | 261 | 0 | 0.364 | 1 | 1 | cs | TRUE
41 | LV_2493-5_0_4_line_41 |  | 37 | 38 | 0.04985 | 0.125 | 0.08 | 261 | 0 | 0.364 | 1 | 1 | cs | TRUE
42 | LV_2493-5_0_4_line_42 |  | 38 | 39 | 0.0041544 | 0.125 | 0.08 | 261 | 0 | 0.364 | 1 | 1 | cs | TRUE
43 | LV_2493-5_0_4_line_43 |  | 39 | 40 | 0.01343 | 0.125 | 0.08 | 261 | 0 | 0.364 | 1 | 1 | cs | TRUE
44 | LV_2493-5_0_4_line_44 |  | 40 | 113 | 0.003554 | 0.125 | 0.08 | 261 | 0 | 0.364 | 1 | 1 | cs | TRUE
45 | LV_2493-5_0_4_line_45 |  | 41 | 42 | 0.015781 | 0.125 | 0.08 | 261 | 0 | 0.364 | 1 | 1 | cs | TRUE
46 | LV_2493-5_0_4_line_46 |  | 43 | 44 | 0.0034283 | 0.125 | 0.08 | 261 | 0 | 0.364 | 1 | 1 | cs | TRUE
47 | LV_2493-5_0_4_line_47 |  | 43 | 45 | 0.019821 | 0.125 | 0.08 | 261 | 0 | 0.364 | 1 | 1 | cs | TRUE
48 | LV_2493-5_0_4_line_48 |  | 44 | 46 | 0.016393 | 0.125 | 0.08 | 261 | 0 | 0.364 | 1 | 1 | cs | TRUE
49 | LV_2493-5_0_4_line_49 |  | 45 | 47 | 0.0085684 | 0.125 | 0.08 | 261 | 0 | 0.364 | 1 | 1 | cs | TRUE
50 | LV_2493-5_0_4_line_50 |  | 46 | 48 | 0.0053316 | 0.125 | 0.08 | 261 | 0 | 0.364 | 1 | 1 | cs | TRUE
51 | LV_2493-5_0_4_line_51 |  | 47 | 49 | 0.0023011 | 0.125 | 0.08 | 261 | 0 | 0.364 | 1 | 1 | cs | TRUE
52 | LV_2493-5_0_4_line_52 |  | 48 | 50 | 0.019979 | 0.125 | 0.08 | 261 | 0 | 0.364 | 1 | 1 | cs | TRUE
53 | LV_2493-5_0_4_line_53 |  | 50 | 86 | 0.0021947 | 0.125 | 0.08 | 261 | 0 | 0.364 | 1 | 1 | cs | TRUE
54 | LV_2493-5_0_4_line_54 |  | 51 | 52 | 0.019162 | 0.125 | 0.08 | 261 | 0 | 0.364 | 1 | 2 | cs | TRUE
55 | LV_2493-5_0_4_line_55 |  | 52 | 53 | 0.016307 | 0.125 | 0.08 | 261 | 0 | 0.364 | 1 | 1 | cs | TRUE
56 | LV_2493-5_0_4_line_56 |  | 53 | 54 | 0.018353 | 0.125 | 0.08 | 261 | 0 | 0.364 | 1 | 1 | cs | TRUE
57 | LV_2493-5_0_4_line_57 |  | 54 | 55 | 0.0013714 | 0.125 | 0.08 | 261 | 0 | 0.364 | 1 | 1 | cs | TRUE
58 | LV_2493-5_0_4_line_58 |  | 55 | 56 | 0.034995 | 0.125 | 0.08 | 261 | 0 | 0.364 | 1 | 1 | cs | TRUE
59 | LV_2493-5_0_4_line_59 |  | 56 | 82 | 0.0012668 | 0.125 | 0.08 | 261 | 0 | 0.364 | 1 | 1 | cs | TRUE
60 | LV_2493-5_0_4_line_60 |  | 57 | 58 | 0.0012737 | 0.125 | 0.08 | 261 | 0 | 0.364 | 1 | 1 | cs | TRUE
61 | LV_2493-5_0_4_line_61 |  | 57 | 59 | 0.017456 | 0.125 | 0.08 | 261 | 0 | 0.364 | 1 | 1 | cs | TRUE
62 | LV_2493-5_0_4_line_62 |  | 58 | 60 | 0.026904 | 0.125 | 0.08 | 261 | 0 | 0.364 | 1 | 1 | cs | TRUE
63 | LV_2493-5_0_4_line_63 |  | 59 | 61 | 0.025693 | 0.125 | 0.08 | 261 | 0 | 0.364 | 1 | 1 | cs | TRUE
64 | LV_2493-5_0_4_line_64 |  | 59 | 62 | 0.040276 | 0.125 | 0.08 | 261 | 0 | 0.364 | 1 | 1 | cs | TRUE
65 | LV_2493-5_0_4_line_65 |  | 60 | 63 | 0.013479 | 0.125 | 0.08 | 261 | 0 | 0.364 | 1 | 1 | cs | TRUE
66 | LV_2493-5_0_4_line_66 |  | 61 | 64 | 0.034861 | 0.125 | 0.08 | 261 | 0 | 0.364 | 1 | 1 | cs | TRUE
67 | LV_2493-5_0_4_line_67 |  | 62 | 65 | 0.037296 | 0.125 | 0.08 | 261 | 0 | 0.364 | 1 | 1 | cs | TRUE
68 | LV_2493-5_0_4_line_68 |  | 63 | 66 | 0.023518 | 0.125 | 0.08 | 261 | 0 | 0.364 | 1 | 1 | cs | TRUE
69 | LV_2493-5_0_4_line_69 |  | 63 | 67 | 0.017123 | 0.125 | 0.08 | 261 | 0 | 0.364 | 1 | 1 | cs | TRUE
70 | LV_2493-5_0_4_line_70 |  | 63 | 68 | 0.023194 | 0.125 | 0.08 | 261 | 0 | 0.364 | 1 | 1 | cs | TRUE
71 | LV_2493-5_0_4_line_71 |  | 64 | 69 | 0.03448 | 0.125 | 0.08 | 261 | 0 | 0.364 | 1 | 1 | cs | TRUE
72 | LV_2493-5_0_4_line_72 |  | 65 | 70 | 0.0078097 | 0.125 | 0.08 | 261 | 0 | 0.364 | 1 | 1 | cs | TRUE
73 | LV_2493-5_0_4_line_73 |  | 66 | 81 | 0.00081508 | 0.125 | 0.08 | 261 | 0 | 0.364 | 1 | 1 | cs | TRUE
74 | LV_2493-5_0_4_line_74 |  | 68 | 76 | 0.019123 | 0.125 | 0.08 | 261 | 0 | 0.364 | 1 | 1 | cs | TRUE
75 | LV_2493-5_0_4_line_75 |  | 69 | 96 | 0.016747 | 0.125 | 0.08 | 261 | 0 | 0.364 | 1 | 1 | cs | TRUE
76 | LV_2493-5_0_4_line_76 |  | 70 | 108 | 0.029218 | 0.125 | 0.08 | 261 | 0 | 0.364 | 1 | 1 | cs | TRUE
77 | LV_2493-5_0_4_line_77 |  | 71 | 73 | 0.006774 | 0.125 | 0.08 | 261 | 0 | 0.364 | 1 | 1 | cs | TRUE
78 | LV_2493-5_0_4_line_78 |  | 74 | 75 | 0.0041145 | 0.125 | 0.08 | 261 | 0 | 0.364 | 1 | 1 | cs | TRUE
79 | LV_2493-5_0_4_line_79 |  | 75 | 105 | 0.020039 | 0.125 | 0.08 | 261 | 0 | 0.364 | 1 | 1 | cs | TRUE
80 | LV_2493-5_0_4_line_80 |  | 76 | 77 | 0.030821 | 0.125 | 0.08 | 261 | 0 | 0.364 | 1 | 1 | cs | TRUE
81 | LV_2493-5_0_4_line_81 |  | 77 | 78 | 0.014987 | 0.125 | 0.08 | 261 | 0 | 0.364 | 1 | 1 | cs | TRUE
82 | LV_2493-5_0_4_line_82 |  | 78 | 79 | 0.020344 | 0.125 | 0.08 | 261 | 0 | 0.364 | 1 | 1 | cs | TRUE
83 | LV_2493-5_0_4_line_83 |  | 79 | 80 | 0.018171 | 0.125 | 0.08 | 261 | 0 | 0.364 | 1 | 1 | cs | TRUE
84 | LV_2493-5_0_4_line_84 |  | 80 | 100 | 0.016396 | 0.125 | 0.08 | 261 | 0 | 0.364 | 1 | 1 | cs | TRUE
85 | LV_2493-5_0_4_line_85 |  | 81 | 84 | 0.033789 | 0.125 | 0.08 | 261 | 0 | 0.364 | 1 | 1 | cs | TRUE
86 | LV_2493-5_0_4_line_86 |  | 82 | 83 | 0.033653 | 0.125 | 0.08 | 261 | 0 | 0.364 | 1 | 1 | cs | TRUE
87 | LV_2493-5_0_4_line_87 |  | 83 | 84 | 0.00093911 | 0.125 | 0.08 | 261 | 0 | 0.364 | 1 | 1 | cs | TRUE
88 | LV_2493-5_0_4_line_88 |  | 85 | 86 | 0.024654 | 0.125 | 0.08 | 261 | 0 | 0.364 | 1 | 1 | cs | TRUE
89 | LV_2493-5_0_4_line_89 |  | 85 | 87 | 0.0071717 | 0.125 | 0.08 | 261 | 0 | 0.364 | 1 | 1 | cs | TRUE
90 | LV_2493-5_0_4_line_90 |  | 87 | 88 | 0.00014646 | 0.125 | 0.08 | 261 | 0 | 0.364 | 1 | 1 | cs | TRUE
91 | LV_2493-5_0_4_line_91 |  | 88 | 89 | 0.0091323 | 0.125 | 0.08 | 261 | 0 | 0.364 | 1 | 1 | cs | TRUE
92 | LV_2493-5_0_4_line_92 |  | 89 | 90 | 0.0059621 | 0.125 | 0.08 | 261 | 0 | 0.364 | 1 | 1 | cs | TRUE
93 | LV_2493-5_0_4_line_93 |  | 90 | 109 | 0.0056571 | 0.125 | 0.08 | 261 | 0 | 0.364 | 1 | 1 | cs | TRUE
94 | LV_2493-5_0_4_line_94 |  | 91 | 92 | 0.014753 | 0.125 | 0.08 | 261 | 0 | 0.364 | 1 | 1 | cs | TRUE
95 | LV_2493-5_0_4_line_95 |  | 91 | 93 | 0.01449 | 0.125 | 0.08 | 261 | 0 | 0.364 | 1 | 1 | cs | TRUE
96 | LV_2493-5_0_4_line_96 |  | 92 | 94 | 0.02129 | 0.125 | 0.08 | 261 | 0 | 0.364 | 1 | 1 | cs | TRUE
97 | LV_2493-5_0_4_line_97 |  | 93 | 95 | 0.004629 | 0.125 | 0.08 | 261 | 0 | 0.364 | 1 | 1 | cs | TRUE
98 | LV_2493-5_0_4_line_98 |  | 94 | 96 | 0.037961 | 0.125 | 0.08 | 261 | 0 | 0.364 | 1 | 1 | cs | TRUE
99 | LV_2493-5_0_4_line_99 |  | 94 | 97 | 0.016477 | 0.125 | 0.08 | 261 | 0 | 0.364 | 1 | 1 | cs | TRUE
100 | LV_2493-5_0_4_line_100 |  | 95 | 98 | 0.011237 | 0.125 | 0.08 | 261 | 0 | 0.364 | 1 | 1 | cs | TRUE
101 | LV_2493-5_0_4_line_101 |  | 96 | 99 | 0.017581 | 0.125 | 0.08 | 261 | 0 | 0.364 | 1 | 1 | cs | TRUE
102 | LV_2493-5_0_4_line_102 |  | 99 | 101 | 0.0062663 | 0.125 | 0.08 | 261 | 0 | 0.364 | 1 | 1 | cs | TRUE
103 | LV_2493-5_0_4_line_103 |  | 101 | 102 | 0.014306 | 0.125 | 0.08 | 261 | 0 | 0.364 | 1 | 1 | cs | TRUE
104 | LV_2493-5_0_4_line_104 |  | 102 | 103 | 0.011739 | 0.125 | 0.08 | 261 | 0 | 0.364 | 1 | 1 | cs | TRUE
105 | LV_2493-5_0_4_line_105 |  | 103 | 104 | 0.00034691 | 0.125 | 0.08 | 261 | 0 | 0.364 | 1 | 1 | cs | TRUE
106 | LV_2493-5_0_4_line_106 |  | 104 | 106 | 0.024513 | 0.125 | 0.08 | 261 | 0 | 0.364 | 1 | 1 | cs | TRUE
107 | LV_2493-5_0_4_line_107 |  | 105 | 106 | 0.0036075 | 0.125 | 0.08 | 261 | 0 | 0.364 | 1 | 1 | cs | TRUE
108 | LV_2493-5_0_4_line_108 |  | 107 | 108 | 0.024801 | 0.125 | 0.08 | 261 | 0 | 0.364 | 1 | 1 | cs | TRUE
109 | LV_2493-5_0_4_line_109 |  | 109 | 110 | 0.010357 | 0.125 | 0.08 | 261 | 0 | 0.364 | 1 | 1 | cs | TRUE
110 | LV_2493-5_0_4_line_110 |  | 110 | 111 | 0.0098686 | 0.125 | 0.08 | 261 | 0 | 0.364 | 1 | 1 | cs | TRUE
111 | LV_2493-5_0_4_line_111 |  | 111 | 112 | 0.013419 | 0.125 | 0.08 | 261 | 0 | 0.364 | 1 | 1 | cs | TRUE
112 | LV_2493-5_0_4_line_112 |  | 112 | 140 | 0.0030043 | 0.125 | 0.08 | 261 | 0 | 0.364 | 1 | 1 | cs | TRUE
113 | LV_2493-5_0_4_line_113 |  | 113 | 114 | 0.0076445 | 0.125 | 0.08 | 261 | 0 | 0.364 | 1 | 1 | cs | TRUE
114 | LV_2493-5_0_4_line_114 |  | 114 | 115 | 0.024015 | 0.125 | 0.08 | 261 | 0 | 0.364 | 1 | 1 | cs | TRUE
115 | LV_2493-5_0_4_line_115 |  | 115 | 116 | 0.016681 | 0.125 | 0.08 | 261 | 0 | 0.364 | 1 | 1 | cs | TRUE
116 | LV_2493-5_0_4_line_116 |  | 116 | 117 | 0.0054244 | 0.125 | 0.08 | 261 | 0 | 0.364 | 1 | 1 | cs | TRUE
117 | LV_2493-5_0_4_line_117 |  | 117 | 118 | 0.01808 | 0.125 | 0.08 | 261 | 0 | 0.364 | 1 | 1 | cs | TRUE
118 | LV_2493-5_0_4_line_118 |  | 118 | 144 | 0.0031787 | 0.125 | 0.08 | 261 | 0 | 0.364 | 1 | 1 | cs | TRUE
119 | LV_2493-5_0_4_line_119 |  | 119 | 120 | 0.041523 | 0.125 | 0.08 | 261 | 0 | 0.364 | 1 | 2 | cs | TRUE
120 | LV_2493-5_0_4_line_120 |  | 120 | 121 | 0.010917 | 0.125 | 0.08 | 261 | 0 | 0.364 | 1 | 2 | cs | TRUE
121 | LV_2493-5_0_4_line_121 |  | 121 | 122 | 0.0044326 | 0.125 | 0.08 | 261 | 0 | 0.364 | 1 | 1 | cs | TRUE
122 | LV_2493-5_0_4_line_122 |  | 122 | 141 | 0.029507 | 0.125 | 0.08 | 261 | 0 | 0.364 | 1 | 1 | cs | TRUE
123 | LV_2493-5_0_4_line_123 |  | 122 | 140 | 0.015817 | 0.125 | 0.08 | 261 | 0 | 0.364 | 1 | 1 | cs | TRUE
124 | LV_2493-5_0_4_line_124 |  | 123 | 124 | 0.018775 | 0.125 | 0.08 | 261 | 0 | 0.364 | 1 | 1 | cs | TRUE
125 | LV_2493-5_0_4_line_125 |  | 123 | 125 | 0.0068885 | 0.125 | 0.08 | 261 | 0 | 0.364 | 1 | 1 | cs | TRUE
126 | LV_2493-5_0_4_line_126 |  | 124 | 126 | 0.018084 | 0.125 | 0.08 | 261 | 0 | 0.364 | 1 | 1 | cs | TRUE
127 | LV_2493-5_0_4_line_127 |  | 125 | 127 | 0.0082291 | 0.125 | 0.08 | 261 | 0 | 0.364 | 1 | 1 | cs | TRUE
128 | LV_2493-5_0_4_line_128 |  | 126 | 128 | 0.0088177 | 0.125 | 0.08 | 261 | 0 | 0.364 | 1 | 1 | cs | TRUE
129 | LV_2493-5_0_4_line_129 |  | 127 | 129 | 0.014147 | 0.125 | 0.08 | 261 | 0 | 0.364 | 1 | 1 | cs | TRUE
130 | LV_2493-5_0_4_line_130 |  | 127 | 130 | 0.00732 | 0.125 | 0.08 | 261 | 0 | 0.364 | 1 | 1 | cs | TRUE
131 | LV_2493-5_0_4_line_131 |  | 128 | 131 | 0.023808 | 0.125 | 0.08 | 261 | 0 | 0.364 | 1 | 1 | cs | TRUE
132 | LV_2493-5_0_4_line_132 |  | 129 | 132 | 0.00012777 | 0.125 | 0.08 | 261 | 0 | 0.364 | 1 | 1 | cs | TRUE
133 | LV_2493-5_0_4_line_133 |  | 130 | 133 | 0.03614 | 0.125 | 0.08 | 261 | 0 | 0.364 | 1 | 1 | cs | TRUE
134 | LV_2493-5_0_4_line_134 |  | 131 | 134 | 0.016888 | 0.125 | 0.08 | 261 | 0 | 0.364 | 1 | 1 | cs | TRUE
135 | LV_2493-5_0_4_line_135 |  | 131 | 135 | 0.01499 | 0.125 | 0.08 | 261 | 0 | 0.364 | 1 | 1 | cs | TRUE
136 | LV_2493-5_0_4_line_136 |  | 132 | 145 | 0.027066 | 0.125 | 0.08 | 261 | 0 | 0.364 | 1 | 1 | cs | TRUE
137 | LV_2493-5_0_4_line_137 |  | 133 | 141 | 0.016437 | 0.125 | 0.08 | 261 | 0 | 0.364 | 1 | 1 | cs | TRUE
138 | LV_2493-5_0_4_line_138 |  | 134 | 138 | 0.0070844 | 0.125 | 0.08 | 261 | 0 | 0.364 | 1 | 1 | cs | TRUE
139 | LV_2493-5_0_4_line_139 |  | 135 | 142 | 0.013232 | 0.125 | 0.08 | 261 | 0 | 0.364 | 1 | 1 | cs | TRUE
140 | LV_2493-5_0_4_line_140 |  | 136 | 137 | 0.0072537 | 0.125 | 0.08 | 261 | 0 | 0.364 | 1 | 1 | cs | TRUE
141 | LV_2493-5_0_4_line_141 |  | 136 | 138 | 0.013017 | 0.125 | 0.08 | 261 | 0 | 0.364 | 1 | 1 | cs | TRUE
142 | LV_2493-5_0_4_line_142 |  | 137 | 139 | 0.068781 | 0.125 | 0.08 | 261 | 0 | 0.364 | 1 | 1 | cs | TRUE
143 | LV_2493-5_0_4_line_143 |  | 142 | 143 | 0.01589 | 0.125 | 0.08 | 261 | 0 | 0.364 | 1 | 1 | cs | TRUE
144 | LV_2493-5_0_4_line_144 |  | 144 | 145 | 0.017262 | 0.125 | 0.08 | 261 | 0 | 0.364 | 1 | 1 | cs | TRUE

## trafo
| name | std_type | hv_bus | lv_bus | sn_mva | vn_hv_kv | vn_lv_kv | vk_percent | vkr_percent | pfe_kw | i0_percent | shift_degree | tap_side | tap_neutral | tap_min | tap_max | tap_step_percent | tap_step_degree | tap_pos | tap_phase_shifter | parallel | df | in_service
0 | LV_2493-5_0_4_trafo_4 | 0.63 MVA 20/0.4 kV | 146 | 7 | 0.63 | 20 | 0.4 | 6 | 1.206 | 1.65 | 0.2619 | 150 | hv | 0 | -2 | 2 | 2.5 | 0 | 0 | FALSE | 1 | 1 | TRUE

## line_geodata
| x0 | y0 | x1 | y1 | x2 | y2 | x3 | y3 | x4 | y4 | x5 | y5 | x6 | y6 | x7 | y7
0 | 2637514.4988 | 1248282.1578 | 2637520.891 | 1248270.2039
1 | 2637520.891 | 1248270.2039 | 2637587.0053 | 1248163.1935
2 | 2637596.475 | 1248437.1679 | 2637514.4988 | 1248282.1578
3 | 2637596.475 | 1248437.1679 | 2637612.103 | 1248440.0021 | 2637625.3116 | 1248443.2991 | 2637628.7115 | 1248443.8447
4 | 2637596.475 | 1248437.1679 | 2637592.3095 | 1248442.7007 | 2637587.5977 | 1248449.8311 | 2637586.3734 | 1248455.9608 | 2637585.8427 | 1248461.0608 | 2637585.9167 | 1248463.563
5 | 2637628.7115 | 1248443.8447 | 2637640.3155 | 1248445.7069 | 2637647.6722 | 1248445.8714
6 | 2638098.0751 | 1248467.8104 | 2638101.4645 | 1248462.9608 | 2638111.828 | 1248449.5184 | 2638112.5304 | 1248448.5313
7 | 2638098.0751 | 1248467.8104 | 2638095.3528 | 1248471.7056
8 | 2638128.2413 | 1248426.453 | 2638112.5304 | 1248448.5313
9 | 2638095.3528 | 1248471.7056 | 2638085.5593 | 1248485.7182 | 2638081.7165 | 1248490.8101
10 | 2638128.2413 | 1248426.453 | 2638114.1171 | 1248429.3642
11 | 2638128.2413 | 1248426.453 | 2638146.4747 | 1248423.3348 | 2638148.5316 | 1248422.9049
12 | 2638062.8939 | 1248515.8483 | 2638070.2362 | 1248506.0222 | 2638081.7165 | 1248490.8101
13 | 2638114.1171 | 1248429.3642 | 2638107.5317 | 1248430.6561 | 2638101.9449 | 1248431.6765 | 2638092.7524 | 1248433.4632
14 | 2638114.1171 | 1248429.3642 | 2638112.1962 | 1248426.2943 | 2638110.2417 | 1248422.5682 | 2638109.3664 | 1248421.2951 | 2638106.969 | 1248417.1658 | 2638105.2741 | 1248411.8292 | 2638104.3468 | 1248408.0652 | 2638104.2364 | 1248407.0281
15 | 2638168.9836 | 1248418.8098 | 2638158.6031 | 1248420.8 | 2638148.5316 | 1248422.9049
16 | 2638062.8939 | 1248515.8483 | 2638053.209 | 1248510.6606
17 | 2638062.8939 | 1248515.8483 | 2638058.3064 | 1248522.3677 | 2638056.7868 | 1248524.5364
18 | 2638102.5736 | 1248391.4095 | 2638104.2364 | 1248407.0281
19 | 2638168.0873 | 1248403.2049 | 2638168.9836 | 1248418.8098
20 | 2638168.9836 | 1248418.8098 | 2638173.117 | 1248418.0137
21 | 2638025.9962 | 1248510.3697 | 2638053.209 | 1248510.6606 | 2638053.209 | 1248510.6606
22 | 2638050.7178 | 1248533.1981 | 2638056.7868 | 1248524.5364
23 | 2637620.8125 | 1248498.839 | 2637618.8156 | 1248498.3944 | 2637616.3806 | 1248497.2535
24 | 2637646.4881 | 1248503.7826 | 2637642.7186 | 1248503.7161 | 2637620.8125 | 1248498.839
25 | 2637646.4881 | 1248503.7826 | 2637686.2914 | 1248504.4848
26 | 2637647.6722 | 1248445.8714 | 2637649.3454 | 1248445.9088 | 2637660.1488 | 1248446.2553 | 2637673.6416 | 1248446.5773
27 | 2637686.2914 | 1248504.4848 | 2637698.8424 | 1248504.7062
28 | 2637701.8538 | 1248446.7576 | 2637690.5308 | 1248446.8375 | 2637681.7342 | 1248446.7705 | 2637673.6416 | 1248446.5773
29 | 2638102.5736 | 1248391.4095 | 2638101.8473 | 1248384.5669 | 2638100.2577 | 1248372.7819
30 | 2638168.0873 | 1248403.2049 | 2638167.1151 | 1248386.4875
31 | 2638168.0873 | 1248403.2049 | 2638207.593 | 1248401.7543
32 | 2638205.2479 | 1248411.0645 | 2638202.4148 | 1248411.4312 | 2638190.9428 | 1248414.0591 | 2638174.4575 | 1248417.7555 | 2638173.117 | 1248418.0137
33 | 2638087.2027 | 1248277.3222 | 2638089.1267 | 1248288.8219 | 2638091.516 | 1248305.2526
34 | 2638095.5886 | 1248333.8265 | 2638094.0948 | 1248321.8535 | 2638092.2582 | 1248310.3563 | 2638091.516 | 1248305.2526
35 | 2638095.5886 | 1248333.8265 | 2638096.6714 | 1248344.1237
36 | 2638095.5886 | 1248333.8265 | 2638113.1941 | 1248332.2006
37 | 2638096.6714 | 1248344.1237 | 2638097.6595 | 1248353.5195 | 2638099.9743 | 1248370.6807
38 | 2638161.8029 | 1248329.226 | 2638141.2727 | 1248330.4621 | 2638115.3997 | 1248331.9969 | 2638113.1941 | 1248332.2006
39 | 2638099.9743 | 1248370.6807 | 2638100.2577 | 1248372.7819
40 | 2638118.197 | 1248576.5478 | 2638096.3949 | 1248578.6159 | 2638087.6477 | 1248579.123
41 | 2638167.8174 | 1248571.8704 | 2638162.891 | 1248572.3723 | 2638149.8552 | 1248573.9785 | 2638128.3398 | 1248575.5857 | 2638118.197 | 1248576.5478
42 | 2638167.8174 | 1248571.8704 | 2638171.7447 | 1248570.5157
43 | 2638171.7447 | 1248570.5157 | 2638175.3171 | 1248569.2835 | 2638184.0945 | 1248565.2707
44 | 2638187.4472 | 1248564.0915 | 2638184.0945 | 1248565.2707
45 | 2638041.3952 | 1248545.9307 | 2638050.4112 | 1248533.6356 | 2638050.7178 | 1248533.1981
46 | 2638134.4634 | 1248509.9654 | 2638131.869 | 1248512.2063
47 | 2638117.5058 | 1248525.8078 | 2638122.025 | 1248520.7088 | 2638131.869 | 1248512.2063
48 | 2638134.4634 | 1248509.9654 | 2638140.0285 | 1248505.1586 | 2638146.8955 | 1248499.2804
49 | 2638111.8226 | 1248532.2202 | 2638117.5058 | 1248525.8078
50 | 2638146.8955 | 1248499.2804 | 2638150.9458 | 1248495.8132
51 | 2638110.2963 | 1248533.9423 | 2638111.8226 | 1248532.2202
52 | 2638166.8938 | 1248483.7918 | 2638161.4639 | 1248487.8628 | 2638153.3843 | 1248493.7258 | 2638150.9458 | 1248495.8132
53 | 2638166.8938 | 1248483.7918 | 2638168.6498 | 1248482.4752
54 | 2638025.9962 | 1248510.3697 | 2638006.835 | 1248510.1648
55 | 2637990.5286 | 1248509.9905 | 2638006.835 | 1248510.1648
56 | 2637972.1765 | 1248509.7943 | 2637990.5286 | 1248509.9905
57 | 2637970.8051 | 1248509.7797 | 2637972.1765 | 1248509.7943
58 | 2637935.8134 | 1248509.3096 | 2637944.1947 | 1248509.4952 | 2637970.8051 | 1248509.7797
59 | 2637935.8134 | 1248509.3096 | 2637934.5468 | 1248509.2816
60 | 2637841.4182 | 1248465.5743 | 2637841.4316 | 1248466.8479
61 | 2637841.2352 | 1248448.1195 | 2637841.4182 | 1248465.5743
62 | 2637841.7136 | 1248493.7505 | 2637841.4316 | 1248466.8479
63 | 2637841.2352 | 1248448.1195 | 2637866.9233 | 1248448.6387
64 | 2637841.2352 | 1248448.1195 | 2637824.02 | 1248447.9096 | 2637801.8148 | 1248447.5012 | 2637800.9644 | 1248447.4877
65 | 2637841.8549 | 1248507.2292 | 2637841.7136 | 1248493.7505
66 | 2637866.9233 | 1248448.6387 | 2637875.8073 | 1248448.8182 | 2637901.7822 | 1248448.973 | 2637901.7822 | 1248448.973
67 | 2637763.6712 | 1248447.0271 | 2637781.9801 | 1248447.1858 | 2637800.9644 | 1248447.4877
68 | 2637841.8549 | 1248507.2292 | 2637865.367 | 1248507.7498
69 | 2637841.8549 | 1248507.2292 | 2637841.7169 | 1248524.3521
70 | 2637841.8549 | 1248507.2292 | 2637818.6649 | 1248506.8201
71 | 2637901.7822 | 1248448.973 | 2637916.3914 | 1248448.1213 | 2637932.7943 | 1248447.8371 | 2637936.2317 | 1248447.687
72 | 2637755.8616 | 1248447.0528 | 2637762.6201 | 1248447.018 | 2637763.6712 | 1248447.0271
73 | 2637865.367 | 1248507.7498 | 2637866.1819 | 1248507.7678
74 | 2637799.545 | 1248506.4828 | 2637818.6649 | 1248506.8201
75 | 2637952.968 | 1248447.0989 | 2637941.9035 | 1248447.4395 | 2637936.2317 | 1248447.687
76 | 2637755.8616 | 1248447.0528 | 2637745.7032 | 1248447.3996 | 2637727.6735 | 1248447.0291 | 2637726.6529 | 1248447.0176
77 | 2638167.1151 | 1248386.4875 | 2638166.7281 | 1248379.725
78 | 2638055.0608 | 1248437.9322 | 2638050.9619 | 1248438.2909
79 | 2638030.9996 | 1248440.0376 | 2638050.9619 | 1248438.2909
80 | 2637799.545 | 1248506.4828 | 2637768.7285 | 1248505.9391
81 | 2637768.7285 | 1248505.9391 | 2637753.7442 | 1248505.6748
82 | 2637733.4038 | 1248505.3159 | 2637753.7442 | 1248505.6748
83 | 2637715.2355 | 1248504.9954 | 2637733.4038 | 1248505.3159
84 | 2637715.2355 | 1248504.9954 | 2637698.8424 | 1248504.7062
85 | 2637866.1819 | 1248507.7678 | 2637899.9627 | 1248508.5158
86 | 2637900.9016 | 1248508.5366 | 2637934.5468 | 1248509.2816
87 | 2637899.9627 | 1248508.5158 | 2637900.9016 | 1248508.5366
88 | 2638189.2744 | 1248468.99 | 2638172.3446 | 1248479.7051 | 2638168.6498 | 1248482.4752
89 | 2638195.4791 | 1248465.3936 | 2638189.2828 | 1248468.9848 | 2638189.2744 | 1248468.99
90 | 2638195.4791 | 1248465.3936 | 2638195.6058 | 1248465.3202
91 | 2638195.6058 | 1248465.3202 | 2638203.5071 | 1248460.7409
92 | 2638208.6866 | 1248457.7887 | 2638206.5107 | 1248459.0001 | 2638203.5071 | 1248460.7409
93 | 2638213.6292 | 1248455.0368 | 2638208.6866 | 1248457.7887
94 | 2637985.9482 | 1248407.9073 | 2637971.3508 | 1248410.0452
95 | 2637985.9482 | 1248407.9073 | 2637994.9021 | 1248406.5959 | 2638000.3158 | 1248406.06
96 | 2637950.1668 | 1248409.3004 | 2637966.8988 | 1248410.6972 | 2637971.3508 | 1248410.0452
97 | 2638004.9223 | 1248405.6039 | 2638000.3158 | 1248406.06
98 | 2637952.968 | 1248447.0989 | 2637951.5824 | 1248435.8826 | 2637950.0399 | 1248419.6842 | 2637950.1668 | 1248409.3004
99 | 2637950.1668 | 1248409.3004 | 2637949.1634 | 1248392.8539
100 | 2638016.1041 | 1248404.497 | 2638004.9223 | 1248405.6039
101 | 2637952.968 | 1248447.0989 | 2637966.6483 | 1248446.2858 | 2637970.5052 | 1248445.8929
102 | 2637970.5052 | 1248445.8929 | 2637976.7392 | 1248445.2578
103 | 2637990.9734 | 1248443.8304 | 2637983.1809 | 1248444.6016 | 2637976.7392 | 1248445.2578
104 | 2638002.6549 | 1248442.6744 | 2637990.9734 | 1248443.8304
105 | 2638003.0001 | 1248442.6402 | 2638002.6549 | 1248442.6744
106 | 2638003.0001 | 1248442.6402 | 2638016.3136 | 1248441.3227 | 2638027.4058 | 1248440.3521
107 | 2638030.9996 | 1248440.0376 | 2638027.4058 | 1248440.3521
108 | 2637701.8538 | 1248446.7576 | 2637702.968 | 1248446.7497 | 2637726.6529 | 1248447.0176
109 | 2638222.678 | 1248449.9987 | 2638213.6292 | 1248455.0368
110 | 2638222.678 | 1248449.9987 | 2638230.3975 | 1248445.7007 | 2638231.2773 | 1248445.1588
111 | 2638242.7023 | 1248438.1212 | 2638231.2773 | 1248445.1588
112 | 2638245.2602 | 1248436.5455 | 2638242.7023 | 1248438.1212
113 | 2638187.4472 | 1248564.0915 | 2638192.6179 | 1248562.0123 | 2638194.5601 | 1248561.2922
114 | 2638216.7878 | 1248552.2422 | 2638214.7378 | 1248553.3155 | 2638203.5248 | 1248557.9687 | 2638194.5601 | 1248561.2922
115 | 2638231.3086 | 1248544.0541 | 2638225.3526 | 1248547.758 | 2638216.7878 | 1248552.2422
116 | 2638231.3086 | 1248544.0541 | 2638233.404 | 1248542.751 | 2638235.8738 | 1248541.1254
117 | 2638235.8738 | 1248541.1254 | 2638241.1995 | 1248537.62 | 2638249.6677 | 1248531.2148 | 2638250.5266 | 1248530.5502
118 | 2638250.5266 | 1248530.5502 | 2638253.0405 | 1248528.6048
119 | 2638205.2479 | 1248411.0645 | 2638212.3982 | 1248410.139 | 2638222.8977 | 1248410.796 | 2638228.3042 | 1248411.976 | 2638234.5691 | 1248413.5507 | 2638240.6957 | 1248416.6589 | 2638245.0183 | 1248419.0286
120 | 2638245.0183 | 1248419.0286 | 2638248.0021 | 1248420.6642 | 2638254.2924 | 1248424.7749
121 | 2638258.0029 | 1248427.1997 | 2638254.2924 | 1248424.7749
122 | 2638258.0029 | 1248427.1997 | 2638265.5102 | 1248432.8296 | 2638272.6348 | 1248438.079 | 2638281.2034 | 1248445.4058 | 2638281.2034 | 1248445.4058
123 | 2638258.0029 | 1248427.1997 | 2638255.1035 | 1248429.5047 | 2638248.0997 | 1248434.7964 | 2638245.2602 | 1248436.5455
124 | 2638313.7589 | 1248510.4589 | 2638321.0951 | 1248514.4867 | 2638329.9262 | 1248518.5575 | 2638330.5672 | 1248518.7898
125 | 2638308.2817 | 1248506.2933 | 2638308.8964 | 1248506.8918 | 2638313.7589 | 1248510.4589 | 2638313.7589 | 1248510.4589
126 | 2638330.5672 | 1248518.7898 | 2638340.7969 | 1248522.497 | 2638347.3865 | 1248525.4053
127 | 2638303.0055 | 1248500.0381 | 2638305.1145 | 1248503.2094 | 2638308.2817 | 1248506.2933
128 | 2638355.2121 | 1248529.4503 | 2638350.1034 | 1248526.6043 | 2638347.3865 | 1248525.4053
129 | 2638303.0055 | 1248500.0381 | 2638299.4133 | 1248499.7259 | 2638293.5291 | 1248501.1889 | 2638289.6472 | 1248503.4208
130 | 2638303.0055 | 1248500.0381 | 2638302.4906 | 1248497.9334 | 2638301.8969 | 1248492.8151
131 | 2638355.2121 | 1248529.4503 | 2638359.2605 | 1248524.6177 | 2638363.0347 | 1248521.3177 | 2638364.6706 | 1248515.8914 | 2638369.0914 | 1248510.6943
132 | 2638289.6472 | 1248503.4208 | 2638289.5364 | 1248503.4845
133 | 2638301.8969 | 1248492.8151 | 2638301.0513 | 1248489.2851 | 2638300.3823 | 1248486.4789 | 2638298.7304 | 1248480.3531 | 2638296.3123 | 1248471.2648 | 2638294.0003 | 1248463.3002 | 2638290.9021 | 1248458.6561
134 | 2638369.0914 | 1248510.6943 | 2638361.8665 | 1248504.6325 | 2638357.2412 | 1248498.7829
135 | 2638369.0914 | 1248510.6943 | 2638375.7785 | 1248504.1665 | 2638380.0537 | 1248500.4806
136 | 2638266.9843 | 1248518.435 | 2638272.0791 | 1248514.8373 | 2638286.9125 | 1248504.9931 | 2638289.5364 | 1248503.4845
137 | 2638290.9021 | 1248458.6561 | 2638290.2011 | 1248457.6052 | 2638285.601 | 1248450.8044 | 2638281.2034 | 1248445.4058
138 | 2638352.5591 | 1248493.4727 | 2638355.8222 | 1248496.9883 | 2638357.2412 | 1248498.7829
139 | 2638390.8508 | 1248492.9275 | 2638388.6437 | 1248493.9541 | 2638382.7417 | 1248498.1631 | 2638380.0537 | 1248500.4806
140 | 2638338.7688 | 1248478.6157 | 2638343.7035 | 1248483.9322
141 | 2638352.5591 | 1248493.4727 | 2638343.7035 | 1248483.9322
142 | 2638338.7688 | 1248478.6157 | 2638356.9401 | 1248412.2779
143 | 2638390.8508 | 1248492.9275 | 2638395.7404 | 1248490.6534 | 2638404.604 | 1248485.0292
144 | 2638266.9843 | 1248518.435 | 2638257.8182 | 1248524.9076 | 2638253.0405 | 1248528.6048

## bus_geodata
| x | y | coords
0 | 2637520.891 | 1248270.2039
1 | 2637514.4988 | 1248282.1578
2 | 2637587.0053 | 1248163.1935
3 | 2637596.475 | 1248437.1679
4 | 2637628.7115 | 1248443.8447
5 | 2637585.9167 | 1248463.563
6 | 2638098.0751 | 1248467.8105
7 | 2638112.5304 | 1248448.5313
8 | 2638095.3528 | 1248471.7056
9 | 2638128.2413 | 1248426.453
10 | 2638081.7165 | 1248490.8101
11 | 2638114.1171 | 1248429.3642
12 | 2638148.5316 | 1248422.9049
13 | 2638062.8939 | 1248515.8483
14 | 2638092.7524 | 1248433.4632
15 | 2638104.2364 | 1248407.0281
16 | 2638168.9836 | 1248418.8098
17 | 2638053.209 | 1248510.6606
18 | 2638056.7868 | 1248524.5364
19 | 2637616.3806 | 1248497.2535
20 | 2637620.8125 | 1248498.839
21 | 2637646.4881 | 1248503.7826
22 | 2637647.6722 | 1248445.8714
23 | 2637686.2914 | 1248504.4848
24 | 2637673.6416 | 1248446.5773
25 | 2638102.5736 | 1248391.4095
26 | 2638168.0873 | 1248403.2049
27 | 2638173.117 | 1248418.0137
28 | 2638091.516 | 1248305.2526
29 | 2638087.2027 | 1248277.3222
30 | 2638095.5886 | 1248333.8265
31 | 2638096.6714 | 1248344.1237
32 | 2638113.1941 | 1248332.2006
33 | 2638099.9743 | 1248370.6807
34 | 2638161.8029 | 1248329.226
35 | 2638100.2577 | 1248372.7819
36 | 2638087.6477 | 1248579.123
37 | 2638118.197 | 1248576.5478
38 | 2638167.8174 | 1248571.8704
39 | 2638171.7447 | 1248570.5157
40 | 2638184.0945 | 1248565.2707
41 | 2638041.3952 | 1248545.9307
42 | 2638050.7178 | 1248533.1981
43 | 2638131.869 | 1248512.2063
44 | 2638134.4634 | 1248509.9654
45 | 2638117.5058 | 1248525.8078
46 | 2638146.8955 | 1248499.2804
47 | 2638111.8226 | 1248532.2202
48 | 2638150.9458 | 1248495.8132
49 | 2638110.2963 | 1248533.9423
50 | 2638166.8938 | 1248483.7918
51 | 2638025.9962 | 1248510.3697
52 | 2638006.835 | 1248510.1648
53 | 2637990.5286 | 1248509.9905
54 | 2637972.1765 | 1248509.7943
55 | 2637970.8051 | 1248509.7797
56 | 2637935.8134 | 1248509.3096
57 | 2637841.4182 | 1248465.5743
58 | 2637841.4316 | 1248466.8479
59 | 2637841.2352 | 1248448.1195
60 | 2637841.7136 | 1248493.7505
61 | 2637866.9233 | 1248448.6387
62 | 2637800.9644 | 1248447.4877
63 | 2637841.8549 | 1248507.2292
64 | 2637901.7822 | 1248448.973
65 | 2637763.6712 | 1248447.0271
66 | 2637865.367 | 1248507.7498
67 | 2637841.7169 | 1248524.3521
68 | 2637818.6649 | 1248506.8201
69 | 2637936.2317 | 1248447.687
70 | 2637755.8616 | 1248447.0528
71 | 2638167.1151 | 1248386.4876
72 | 2638207.593 | 1248401.7543
73 | 2638166.7281 | 1248379.725
74 | 2638055.0608 | 1248437.9322
75 | 2638050.9619 | 1248438.2909
76 | 2637799.545 | 1248506.4828
77 | 2637768.7285 | 1248505.9391
78 | 2637753.7442 | 1248505.6748
79 | 2637733.4038 | 1248505.3159
80 | 2637715.2355 | 1248504.9954
81 | 2637866.1819 | 1248507.7678
82 | 2637934.5468 | 1248509.2816
83 | 2637900.9016 | 1248508.5366
84 | 2637899.9627 | 1248508.5158
85 | 2638189.2744 | 1248468.99
86 | 2638168.6498 | 1248482.4752
87 | 2638195.4791 | 1248465.3936
88 | 2638195.6058 | 1248465.3202
89 | 2638203.5071 | 1248460.7409
90 | 2638208.6866 | 1248457.7887
91 | 2637985.9482 | 1248407.9073
92 | 2637971.3508 | 1248410.0452
93 | 2638000.3158 | 1248406.06
94 | 2637950.1668 | 1248409.3004
95 | 2638004.9223 | 1248405.6039
96 | 2637952.968 | 1248447.0989
97 | 2637949.1634 | 1248392.8539
98 | 2638016.1041 | 1248404.497
99 | 2637970.5052 | 1248445.8929
100 | 2637698.8424 | 1248504.7062
101 | 2637976.7392 | 1248445.2578
102 | 2637990.9734 | 1248443.8304
103 | 2638002.6549 | 1248442.6744
104 | 2638003.0001 | 1248442.6402
105 | 2638030.9996 | 1248440.0376
106 | 2638027.4058 | 1248440.3521
107 | 2637701.8538 | 1248446.7576
108 | 2637726.6529 | 1248447.0176
109 | 2638213.6292 | 1248455.0368
110 | 2638222.678 | 1248449.9987
111 | 2638231.2773 | 1248445.1588
112 | 2638242.7023 | 1248438.1212
113 | 2638187.4472 | 1248564.0915
114 | 2638194.5601 | 1248561.2922
115 | 2638216.7878 | 1248552.2422
116 | 2638231.3086 | 1248544.0541
117 | 2638235.8738 | 1248541.1254
118 | 2638250.5266 | 1248530.5502
119 | 2638205.2479 | 1248411.0645
120 | 2638245.0183 | 1248419.0286
121 | 2638254.2924 | 1248424.7749
122 | 2638258.0029 | 1248427.1997
123 | 2638313.7589 | 1248510.4589
124 | 2638330.5672 | 1248518.7898
125 | 2638308.2817 | 1248506.2933
126 | 2638347.3865 | 1248525.4053
127 | 2638303.0055 | 1248500.0381
128 | 2638355.2121 | 1248529.4503
129 | 2638289.6472 | 1248503.4208
130 | 2638301.8969 | 1248492.8151
131 | 2638369.0914 | 1248510.6943
132 | 2638289.5364 | 1248503.4845
133 | 2638290.9021 | 1248458.6561
134 | 2638357.2412 | 1248498.7829
135 | 2638380.0537 | 1248500.4806
136 | 2638343.7035 | 1248483.9322
137 | 2638338.7688 | 1248478.6157
138 | 2638352.5591 | 1248493.4727
139 | 2638356.9401 | 1248412.2779
140 | 2638245.2602 | 1248436.5455
141 | 2638281.2034 | 1248445.4058
142 | 2638390.8508 | 1248492.9275
143 | 2638404.604 | 1248485.0292
144 | 2638253.0405 | 1248528.6048
145 | 2638266.9843 | 1248518.435
146 | 2638128.2413 | 1248426.453

## line_std_types
| c_nf_per_km | r_ohm_per_km | x_ohm_per_km | max_i_ka | type | q_mm2 | alpha | voltage_rating
NAYY 4x50 SE | 210 | 0.642 | 0.083 | 0.142 | cs | 50 | 0.00403 | LV
NAYY 4x120 SE | 264 | 0.225 | 0.08 | 0.242 | cs | 120 | 0.00403 | LV
NAYY 4x150 SE | 261 | 0.208 | 0.08 | 0.27 | cs | 150 | 0.00403 | LV
NA2XS2Y 1x95 RM/25 12/20 kV | 216 | 0.313 | 0.132 | 0.252 | cs | 95 | 0.00403 | MV
NA2XS2Y 1x185 RM/25 12/20 kV | 273 | 0.161 | 0.117 | 0.362 | cs | 185 | 0.00403 | MV
NA2XS2Y 1x240 RM/25 12/20 kV | 304 | 0.122 | 0.112 | 0.421 | cs | 240 | 0.00403 | MV
NA2XS2Y 1x95 RM/25 6/10 kV | 315 | 0.313 | 0.123 | 0.249 | cs | 95 | 0.00403 | MV
NA2XS2Y 1x185 RM/25 6/10 kV | 406 | 0.161 | 0.11 | 0.358 | cs | 185 | 0.00403 | MV
NA2XS2Y 1x240 RM/25 6/10 kV | 456 | 0.122 | 0.105 | 0.416 | cs | 240 | 0.00403 | MV
NA2XS2Y 1x150 RM/25 12/20 kV | 250 | 0.206 | 0.116 | 0.319 | cs | 150 | 0.00403 | MV
NA2XS2Y 1x120 RM/25 12/20 kV | 230 | 0.253 | 0.119 | 0.283 | cs | 120 | 0.00403 | MV
NA2XS2Y 1x70 RM/25 12/20 kV | 190 | 0.443 | 0.132 | 0.22 | cs | 70 | 0.00403 | MV
NA2XS2Y 1x150 RM/25 6/10 kV | 360 | 0.206 | 0.11 | 0.315 | cs | 150 | 0.00403 | MV
NA2XS2Y 1x120 RM/25 6/10 kV | 340 | 0.253 | 0.113 | 0.28 | cs | 120 | 0.00403 | MV
NA2XS2Y 1x70 RM/25 6/10 kV | 280 | 0.443 | 0.123 | 0.217 | cs | 70 | 0.00403 | MV
N2XS(FL)2Y 1x120 RM/35 64/110 kV | 112 | 0.153 | 0.166 | 0.366 | cs | 120 | 0.00393 | HV
N2XS(FL)2Y 1x185 RM/35 64/110 kV | 125 | 0.099 | 0.156 | 0.457 | cs | 185 | 0.00393 | HV
N2XS(FL)2Y 1x240 RM/35 64/110 kV | 135 | 0.075 | 0.149 | 0.526 | cs | 240 | 0.00393 | HV
N2XS(FL)2Y 1x300 RM/35 64/110 kV | 144 | 0.06 | 0.144 | 0.588 | cs | 300 | 0.00393 | HV
15-AL1/3-ST1A 0.4 | 11 | 1.8769 | 0.35 | 0.105 | ol | 16 | 0.00403 | LV
24-AL1/4-ST1A 0.4 | 11.25 | 1.2012 | 0.335 | 0.14 | ol | 24 | 0.00403 | LV
48-AL1/8-ST1A 0.4 | 12.2 | 0.5939 | 0.3 | 0.21 | ol | 48 | 0.00403 | LV
94-AL1/15-ST1A 0.4 | 13.2 | 0.306 | 0.29 | 0.35 | ol | 94 | 0.00403 | LV
34-AL1/6-ST1A 10.0 | 9.7 | 0.8342 | 0.36 | 0.17 | ol | 34 | 0.00403 | MV
48-AL1/8-ST1A 10.0 | 10.1 | 0.5939 | 0.35 | 0.21 | ol | 48 | 0.00403 | MV
70-AL1/11-ST1A 10.0 | 10.4 | 0.4132 | 0.339 | 0.29 | ol | 70 | 0.00403 | MV
94-AL1/15-ST1A 10.0 | 10.75 | 0.306 | 0.33 | 0.35 | ol | 94 | 0.00403 | MV
122-AL1/20-ST1A 10.0 | 11.1 | 0.2376 | 0.323 | 0.41 | ol | 122 | 0.00403 | MV
149-AL1/24-ST1A 10.0 | 11.25 | 0.194 | 0.315 | 0.47 | ol | 149 | 0.00403 | MV
34-AL1/6-ST1A 20.0 | 9.15 | 0.8342 | 0.382 | 0.17 | ol | 34 | 0.00403 | MV
48-AL1/8-ST1A 20.0 | 9.5 | 0.5939 | 0.372 | 0.21 | ol | 48 | 0.00403 | MV
70-AL1/11-ST1A 20.0 | 9.7 | 0.4132 | 0.36 | 0.29 | ol | 70 | 0.00403 | MV
94-AL1/15-ST1A 20.0 | 10 | 0.306 | 0.35 | 0.35 | ol | 94 | 0.00403 | MV
122-AL1/20-ST1A 20.0 | 10.3 | 0.2376 | 0.344 | 0.41 | ol | 122 | 0.00403 | MV
149-AL1/24-ST1A 20.0 | 10.5 | 0.194 | 0.337 | 0.47 | ol | 149 | 0.00403 | MV
184-AL1/30-ST1A 20.0 | 10.75 | 0.1571 | 0.33 | 0.535 | ol | 184 | 0.00403 | MV
243-AL1/39-ST1A 20.0 | 11 | 0.1188 | 0.32 | 0.645 | ol | 243 | 0.00403 | MV
48-AL1/8-ST1A 110.0 | 8 | 0.5939 | 0.46 | 0.21 | ol | 48 | 0.00403 | HV
70-AL1/11-ST1A 110.0 | 8.4 | 0.4132 | 0.45 | 0.29 | ol | 70 | 0.00403 | HV
94-AL1/15-ST1A 110.0 | 8.65 | 0.306 | 0.44 | 0.35 | ol | 94 | 0.00403 | HV
122-AL1/20-ST1A 110.0 | 8.5 | 0.2376 | 0.43 | 0.41 | ol | 122 | 0.00403 | HV
149-AL1/24-ST1A 110.0 | 8.75 | 0.194 | 0.41 | 0.47 | ol | 149 | 0.00403 | HV
184-AL1/30-ST1A 110.0 | 8.8 | 0.1571 | 0.4 | 0.535 | ol | 184 | 0.00403 | HV
243-AL1/39-ST1A 110.0 | 9 | 0.1188 | 0.39 | 0.645 | ol | 243 | 0.00403 | HV
305-AL1/39-ST1A 110.0 | 9.2 | 0.0949 | 0.38 | 0.74 | ol | 305 | 0.00403 | HV
490-AL1/64-ST1A 110.0 | 9.75 | 0.059 | 0.37 | 0.96 | ol | 490 | 0.00403 | HV
679-AL1/86-ST1A 110.0 | 9.95 | 0.042 | 0.36 | 1.15 | ol | 679 | 0.00403 | HV
490-AL1/64-ST1A 220.0 | 10 | 0.059 | 0.285 | 0.96 | ol | 490 | 0.00403 | HV
679-AL1/86-ST1A 220.0 | 11.7 | 0.042 | 0.275 | 1.15 | ol | 679 | 0.00403 | HV
490-AL1/64-ST1A 380.0 | 11 | 0.059 | 0.253 | 0.96 | ol | 490 | 0.00403 | HV
679-AL1/86-ST1A 380.0 | 14.6 | 0.042 | 0.25 | 1.15 | ol | 679 | 0.00403 | HV

## trafo_std_types
| i0_percent | pfe_kw | vkr_percent | sn_mva | vn_lv_kv | vn_hv_kv | vk_percent | shift_degree | vector_group | tap_side | tap_neutral | tap_min | tap_max | tap_step_degree | tap_step_percent | tap_phase_shifter
160 MVA 380/110 kV | 0.06 | 60 | 0.25 | 160 | 110 | 380 | 12.2 | 0 | Yy0 | hv | 0 | -9 | 9 | 0 | 1.5 | FALSE
100 MVA 220/110 kV | 0.06 | 55 | 0.26 | 100 | 110 | 220 | 12 | 0 | Yy0 | hv | 0 | -9 | 9 | 0 | 1.5 | FALSE
63 MVA 110/20 kV | 0.04 | 22 | 0.32 | 63 | 20 | 110 | 18 | 150 | YNd5 | hv | 0 | -9 | 9 | 0 | 1.5 | FALSE
40 MVA 110/20 kV | 0.05 | 18 | 0.34 | 40 | 20 | 110 | 16.2 | 150 | YNd5 | hv | 0 | -9 | 9 | 0 | 1.5 | FALSE
25 MVA 110/20 kV | 0.07 | 14 | 0.41 | 25 | 20 | 110 | 12 | 150 | YNd5 | hv | 0 | -9 | 9 | 0 | 1.5 | FALSE
63 MVA 110/10 kV | 0.04 | 22 | 0.32 | 63 | 10 | 110 | 18 | 150 | YNd5 | hv | 0 | -9 | 9 | 0 | 1.5 | FALSE
40 MVA 110/10 kV | 0.05 | 18 | 0.34 | 40 | 10 | 110 | 16.2 | 150 | YNd5 | hv | 0 | -9 | 9 | 0 | 1.5 | FALSE
25 MVA 110/10 kV | 0.07 | 14 | 0.41 | 25 | 10 | 110 | 12 | 150 | YNd5 | hv | 0 | -9 | 9 | 0 | 1.5 | FALSE
0.25 MVA 20/0.4 kV | 0.32 | 0.8 | 1.44 | 0.25 | 0.4 | 20 | 6 | 150 | Yzn5 | hv | 0 | -2 | 2 | 0 | 2.5 | FALSE
0.4 MVA 20/0.4 kV | 0.3375 | 1.35 | 1.425 | 0.4 | 0.4 | 20 | 6 | 150 | Dyn5 | hv | 0 | -2 | 2 | 0 | 2.5 | FALSE
0.63 MVA 20/0.4 kV | 0.2619 | 1.65 | 1.206 | 0.63 | 0.4 | 20 | 6 | 150 | Dyn5 | hv | 0 | -2 | 2 | 0 | 2.5 | FALSE
0.25 MVA 10/0.4 kV | 0.24 | 0.6 | 1.2 | 0.25 | 0.4 | 10 | 4 | 150 | Dyn5 | hv | 0 | -2 | 2 | 0 | 2.5 | FALSE
0.4 MVA 10/0.4 kV | 0.2375 | 0.95 | 1.325 | 0.4 | 0.4 | 10 | 4 | 150 | Dyn5 | hv | 0 | -2 | 2 | 0 | 2.5 | FALSE
0.63 MVA 10/0.4 kV | 0.1873 | 1.18 | 1.0794 | 0.63 | 0.4 | 10 | 4 | 150 | Dyn5 | hv | 0 | -2 | 2 | 0 | 2.5 | FALSE

## trafo3w_std_types
| sn_hv_mva | sn_mv_mva | sn_lv_mva | vn_hv_kv | vn_mv_kv | vn_lv_kv | vk_hv_percent | vk_mv_percent | vk_lv_percent | vkr_hv_percent | vkr_mv_percent | vkr_lv_percent | pfe_kw | i0_percent | shift_mv_degree | shift_lv_degree | vector_group | tap_side | tap_neutral | tap_min | tap_max | tap_step_percent
63/25/38 MVA 110/20/10 kV | 63 | 25 | 38 | 110 | 20 | 10 | 10.4 | 10.4 | 10.4 | 0.28 | 0.32 | 0.35 | 35 | 0.89 | 0 | 0 | YN0yn0yn0 | hv | 0 | -10 | 10 | 1.2
63/25/38 MVA 110/10/10 kV | 63 | 25 | 38 | 110 | 10 | 10 | 10.4 | 10.4 | 10.4 | 0.28 | 0.32 | 0.35 | 35 | 0.89 | 0 | 0 | YN0yn0yn0 | hv | 0 | -10 | 10 | 1.2

## fuse_std_types
| fuse_type | i_rated_a | t_avg | t_min | t_total | x_avg | x_min | x_total
HV 100A | HV 100A | 100 | 0 | [10.0, 3.64, 0.854, 0.281, 0.1, 0.0531, 0.022, 0.01] | [10.0, 4.267, 1.21, 0.403, 0.1, 0.058, 0.022, 0.01] | 0 | [300.0, 350.0, 450.0, 550.0, 700.0, 850.0, 1200.0, 1752.0] | [600.0, 700.0, 900.0, 1150.0, 1665.0, 2000.0, 3000.0, 4313.0]
HV 10A | HV 10A | 10 | 0 | [10.0, 1675.0, 0.344, 0.156, 0.1, 0.0417, 0.0171, 0.01] | [10.0, 1.3, 0.3, 0.155, 0.1, 0.0555, 0.023, 0.01] | 0 | [30.0, 32.0, 35.0, 37.0, 39.0, 50.0, 70.0, 88.0] | [60.0, 70.0, 80.0, 87.0, 94.0, 110.0, 150.0, 216.0]
HV 125A | HV 125A | 125 | 0 | [10.0, 1.82, 0.344, 0.1, 0.0467, 0.0269, 0.01] | [10.0, 2.478, 0.426, 0.1, 0.0427, 0.0211, 0.01] | 0 | [375.0, 500.0, 700.0, 925.0, 1200.0, 1500.0, 2341.0] | [750.0, 1000.0, 1500.0, 2200.0, 3000.0, 4000.0, 5765.0]
HV 160A | HV 160A | 160 | 0 | [10.0, 4.15, 1.03, 0.198, 0.1, 0.051, 0.0172, 0.01] | [10.0, 2.3, 0.734, 0.274, 0.1, 0.046, 0.0177, 0.01] | 0 | [480.0, 550.0, 700.0, 1000.0, 1260.0, 1600.0, 2500.0, 3227.0] | [960.0, 1300.0, 1700.0, 2200.0, 2996.0, 4000.0, 6000.0, 7946.0]
HV 16A | HV 16A | 16 | 0 | [10.0, 0.352, 0.164, 0.1, 0.0649, 0.0342, 0.01] | [10.0, 2.34, 0.722, 0.181, 0.1, 0.055, 0.0296, 0.01] | 0 | [48.0, 60.0, 65.0, 71.0, 80.0, 100.0, 162.0] | [96.0, 110.0, 125.0, 150.0, 168.0, 200.0, 250.0, 398.0]
HV 200A | HV 200A | 200 | 0 | [10.0, 4.267, 1.21, 0.403, 0.1, 0.058, 0.022, 0.01] | [10.0, 3.73, 1.654, 0.328, 0.1, 0.0531, 0.019, 0.01] | 0 | [600.0, 700.0, 900.0, 1150.0, 1665.0, 2000.0, 3000.0, 4313.0] | [1200.0, 1500.0, 1800.0, 2700.0, 3960.0, 5000.0, 7500.0, 10620.0]
HV 20A | HV 20A | 20 | 0 | [10.0, 1.3, 0.3, 0.155, 0.1, 0.0555, 0.023, 0.01] | [10.0, 1.3, 0.161, 0.1, 0.0611, 0.0399, 0.0141, 0.01] | 0 | [60.0, 70.0, 80.0, 87.0, 94.0, 110.0, 150.0, 216.0] | [120.0, 150.0, 200.0, 223.0, 260.0, 300.0, 450.0, 532.0]
HV 25A | HV 25A | 25 | 0 | [10.0, 2.512, 0.833, 0.299, 0.1, 0.0372, 0.0223, 0.01] | [10.0, 3.125, 0.597, 0.198, 0.1, 0.0378, 0.022, 0.01] | 0 | [75.0, 82.0, 90.0, 100.0, 124.0, 170.0, 200.0, 289.0] | [150.0, 170.0, 210.0, 250.0, 294.0, 400.0, 500.0, 711.0]
HV 31.5A | HV 31.5A | 31.5 | 0 | [10.0, 2.34, 0.722, 0.181, 0.1, 0.055, 0.0296, 0.01] | [10.0, 2.84, 0.368, 0.164, 0.1, 0.0621, 0.0378, 0.0195, 0.01] | 0 | [95.0, 110.0, 125.0, 150.0, 165.0, 200.0, 250.0, 390.0] | [189.0, 220.0, 300.0, 350.0, 393.0, 450.0, 530.0, 700.0, 960.0]
HV 40A | HV 40A | 40 | 0 | [10.0, 1.3, 0.161, 0.1, 0.0611, 0.0399, 0.0141, 0.01] | [10.0, 2.05, 0.369, 0.198, 0.1, 0.051, 0.0298, 0.01] | 0 | [120.0, 150.0, 200.0, 223.0, 260.0, 300.0, 450.0, 532.0] | [240.0, 300.0, 400.0, 450.0, 530.0, 650.0, 800.0, 1311.0]
HV 50A | HV 50A | 50 | 0 | [10.0, 3.215, 0.597, 0.198, 0.1, 0.0378, 0.022, 0.01] | [10.0, 3.64, 0.854, 0.281, 0.1, 0.0531, 0.022, 0.01] | 0 | [150.0, 170.0, 210.0, 250.0, 294.0, 400.0, 500.0, 711.0] | [300.0, 350.0, 450.0, 550.0, 700.0, 850.0, 1200.0, 1752.0]
HV 6.3A | HV 6.3A | 6.3 | 0 | [10.0, 1.39, 0.344, 0.168, 0.1, 0.056, 0.0263, 0.01] | [10.0, 1.711, 0.516, 0.198, 0.1, 0.0634, 0.0303, 0.01] | 0 | [19.0, 19.5, 20.4, 20.8, 22.0, 25.0, 32.0, 48.0] | [38.0, 40.0, 43.0, 48.0, 53.0, 60.0, 75.0, 118.0]
HV 63A | HV 63A | 63 | 0 | [10.0, 2.84, 0.368, 0.164, 0.1, 0.0621, 0.0378, 0.0195, 0.01] | [10.0, 1.82, 0.344, 0.1, 0.0467, 0.0269, 0.01] | 0 | [189.0, 220.0, 300.0, 350.0, 393.0, 450.0, 530.0, 700.0, 961.0] | [378.0, 500.0, 700.0, 934.0, 1200.0, 1500.0, 2366.0]
HV 80A | HV 80A | 80 | 0 | [10.0, 2.05, 0.369, 0.198, 0.1, 0.051, 0.0298, 0.01] | [10.0, 4.15, 1.03, 0.198, 0.1, 0.051, 0.0172, 0.01] | 0 | [240.0, 300.0, 400.0, 450.0, 530.0, 650.0, 800.0, 1311.0] | [480.0, 550.0, 700.0, 1000.0, 1260.0, 1600.0, 2500.0, 3227.0]
Siemens NH-1-100 | Siemens NH-1-100 | 100 | [5400.0, 2000.0, 400.0, 20.0, 1.0, 0.2, 0.012, 0.004] | 0 | 0 | [150.0, 190.0, 250.0, 430.0, 900.0, 1250.0, 2700.0, 3600.0] | 0 | 0
Siemens NH-1-125 | Siemens NH-1-125 | 125 | [4800.0, 120.0, 7.0, 0.1, 0.004] | 0 | 0 | [180.0, 400.0, 740.0, 2000.0, 4250.0] | 0 | 0
Siemens NH-1-16 | Siemens NH-1-16 | 16 | [4000.0, 400.0, 2.0, 0.1, 0.04, 0.01] | 0 | 0 | [26.0, 35.0, 75.0, 150.0, 200.0, 300.0] | 0 | 0
Siemens NH-1-160 | Siemens NH-1-160 | 160 | [4800.0, 120.0, 7.0, 0.1, 0.004] | 0 | 0 | [210.0, 500.0, 900.0, 2300.0, 5000.0] | 0 | 0
Siemens NH-1-25 | Siemens NH-1-25 | 25 | [4000.0, 1000.0, 10.0, 0.2, 0.02, 0.01] | 0 | 0 | [40.0, 50.0, 100.0, 210.0, 400.0, 500.0] | 0 | 0
Siemens NH-1-50 | Siemens NH-1-50 | 50 | [4000.0, 40.0, 4.0, 1.0, 0.02, 0.01] | 0 | 0 | [86.0, 200.0, 300.0, 400.0, 1000.0, 1280.0] | 0 | 0
Siemens NH-1-63 | Siemens NH-1-63 | 63 | [4000.0, 100.0, 10.0, 2.0, 0.04, 0.01] | 0 | 0 | [100.0, 200.0, 300.0, 400.0, 1000.0, 1500.0] | 0 | 0
Siemens NH-1-80 | Siemens NH-1-80 | 80 | [4800.0, 120.0, 7.0, 0.1, 0.01] | 0 | 0 | [150.58, 250.0, 450.0, 1150.0, 2470.0] | 0 | 0
Siemens NH-2-1000 | Siemens NH-2-1000 | 1000 | [4800.0, 120.0, 7.0, 0.1, 0.004] | 0 | 0 | [1900.0, 3500.0, 8400.0, 24000.0, 52000.0] | 0 | 0
Siemens NH-2-200 | Siemens NH-2-200 | 200 | [4800.0, 120.0, 7.0, 0.1, 0.004] | 0 | 0 | [280.0, 650.0, 1200.0, 3000.0, 7000.0] | 0 | 0
Siemens NH-2-224 | Siemens NH-2-224 | 224 | [4800.0, 120.0, 7.0, 0.2, 0.04, 0.004] | 0 | 0 | [400.0, 750.0, 1453.0, 3025.0, 4315.0, 7600.0] | 0 | 0
Siemens NH-2-250 | Siemens NH-2-250 | 250 | [4800.0, 120.0, 7.0, 0.1, 0.004] | 0 | 0 | [450.0, 800.0, 1650.0, 4000.0, 8500.0] | 0 | 0
Siemens NH-2-315 | Siemens NH-2-315 | 315 | [4800.0, 120.0, 7.0, 0.1, 0.004] | 0 | 0 | [550.0, 920.0, 1900.0, 5000.0, 11000.0] | 0 | 0
Siemens NH-2-355 | Siemens NH-2-355 | 355 | [4800.0, 120.0, 6.0, 0.1, 0.004] | 0 | 0 | [650.0, 1116.27, 2350.0, 5840.0, 12790.0] | 0 | 0
Siemens NH-2-400 | Siemens NH-2-400 | 400 | [4800.0, 120.0, 7.0, 0.1, 0.004] | 0 | 0 | [720.0, 1350.0, 2800.0, 6500.0, 15000.0] | 0 | 0
Siemens NH-2-425 | Siemens NH-2-425 | 425 | [4800.0, 120.0, 7.0, 0.1, 0.004] | 0 | 0 | [850.0, 1500.0, 3050.0, 7500.0, 16500.0] | 0 | 0
Siemens NH-2-630 | Siemens NH-2-630 | 630 | [4800.0, 120.0, 7.0, 0.1, 0.004] | 0 | 0 | [1200.0, 2000.0, 4800.0, 12000.0, 26000.0] | 0 | 0

## res_bus
| vm_pu | va_degree | p_mw | q_mvar
0 | 0.97183 | -0.54281 | 0.00079623 | 0.00019955
1 | 0.97189 | -0.54176 | 0 | 0
2 | 0.97143 | -0.55075 | 0.0034153 | 0.00085594
3 | 0.97258 | -0.52812 | 0 | 0
4 | 0.97273 | -0.52505 | 0.00057502 | 0.00014411
5 | 0.97255 | -0.52856 | 0.00082687 | 0.00020723
6 | 0.99865 | -0.025397 | 0.0024522 | 0.00061459
7 | 1 | 0 | -0.37863 | -0.096724
8 | 0.99839 | -0.030311 | 0.0016654 | 0.00041738
9 | 0.99687 | -0.059332 | 0 | 0
10 | 0.99712 | -0.054279 | 0.0012104 | 0.00030336
11 | 0.99632 | -0.069943 | 0 | 0
12 | 0.99489 | -0.097056 | 0.0021684 | 0.00054345
13 | 0.99544 | -0.086023 | 0 | 0
14 | 0.99629 | -0.070569 | 0.0016377 | 0.00041044
15 | 0.99541 | -0.087462 | 0.0014691 | 0.00036818
16 | 0.99291 | -0.13501 | 0 | 0
17 | 0.99487 | -0.096769 | 0.0017506 | 0.00043874
18 | 0.9954 | -0.086822 | 0.0019442 | 0.00048726
19 | 0.97641 | -0.45282 | 0.00074018 | 0.00018551
20 | 0.97641 | -0.45276 | 0.00054403 | 0.00013635
21 | 0.97644 | -0.45214 | 0.00075745 | 0.00018984
22 | 0.97283 | -0.52307 | 0.00060541 | 0.00015173
23 | 0.97652 | -0.45065 | 0.0017695 | 0.00044347
24 | 0.97298 | -0.52009 | 0.00077503 | 0.00019424
25 | 0.99485 | -0.098227 | 0 | 0
26 | 0.99243 | -0.14426 | 0 | 0
27 | 0.99257 | -0.14144 | 0.0017636 | 0.00044199
28 | 0.9929 | -0.13603 | 0.0036873 | 0.00092412
29 | 0.99265 | -0.14076 | 0.00947 | 0.0023734
30 | 0.99324 | -0.12932 | 0 | 0
31 | 0.99347 | -0.12489 | 0.0022666 | 0.00056807
32 | 0.99307 | -0.13277 | 0.0036686 | 0.00091943
33 | 0.99412 | -0.11237 | 0.0073516 | 0.0018425
34 | 0.99274 | -0.13914 | 0.0073941 | 0.0018531
35 | 0.99419 | -0.11111 | 0.0050961 | 0.0012772
36 | 0.97755 | -0.43293 | 0.0013745 | 0.00034447
37 | 0.97759 | -0.43216 | 0.0013681 | 0.00034288
38 | 0.97772 | -0.42966 | 0 | 0
39 | 0.97773 | -0.42945 | 0.0021467 | 0.00053801
40 | 0.97779 | -0.42826 | 0.0011295 | 0.00028308
41 | 0.99536 | -0.087541 | 0.0010264 | 0.00025725
42 | 0.99537 | -0.087256 | 0.0013055 | 0.00032719
43 | 0.98149 | -0.35608 | 0.0013688 | 0.00034304
44 | 0.98151 | -0.35573 | 0.0029282 | 0.00073389
45 | 0.98141 | -0.35764 | 0.0010666 | 0.00026732
46 | 0.98164 | -0.35317 | 0.0010748 | 0.00026936
47 | 0.98138 | -0.35815 | 0.0017115 | 0.00042895
48 | 0.98169 | -0.35223 | 0.0026472 | 0.00066346
49 | 0.98138 | -0.35821 | 0.0015631 | 0.00039175
50 | 0.98191 | -0.34777 | 0.0014377 | 0.00036032
51 | 0.99349 | -0.12302 | 0.0016733 | 0.00041936
52 | 0.99253 | -0.14126 | 0.0010809 | 0.00027091
53 | 0.99091 | -0.17208 | 0.0012095 | 0.00030313
54 | 0.98911 | -0.20648 | 0.0042173 | 0.001057
55 | 0.98898 | -0.20896 | 0.003361 | 0.00084235
56 | 0.98579 | -0.27017 | 0.0025444 | 0.00063769
57 | 0.97591 | -0.46235 | 0.0024905 | 0.00062418
58 | 0.97598 | -0.461 | 0.0013757 | 0.00034478
59 | 0.97501 | -0.48005 | 0 | 0
60 | 0.97747 | -0.43189 | 0.0012594 | 0.00031564
61 | 0.9741 | -0.49799 | 0.0012588 | 0.00031549
62 | 0.97436 | -0.49283 | 0.0019254 | 0.00048256
63 | 0.97823 | -0.41703 | 0 | 0
64 | 0.9729 | -0.52158 | 0.0024174 | 0.00060586
65 | 0.97383 | -0.50337 | 0.0025517 | 0.00063953
66 | 0.98002 | -0.38201 | 0.002555 | 0.00064034
67 | 0.9782 | -0.41748 | 0.0014419 | 0.00036137
68 | 0.9778 | -0.42548 | 0.0027257 | 0.00068314
69 | 0.97179 | -0.54343 | 0.0022151 | 0.00055515
70 | 0.97373 | -0.50521 | 0 | 0
71 | 0.99211 | -0.15051 | 0 | 0
72 | 0.99198 | -0.15294 | 0.0124 | 0.0031077
73 | 0.99198 | -0.15303 | 0.021063 | 0.005279
74 | 0.97018 | -0.57525 | 0.0031581 | 0.00079149
75 | 0.9702 | -0.57501 | 0.0020796 | 0.00052119
76 | 0.97749 | -0.4315 | 0.0023307 | 0.00058414
77 | 0.97706 | -0.4399 | 0.0040849 | 0.0010238
78 | 0.97691 | -0.44287 | 0.0019347 | 0.00048489
79 | 0.97674 | -0.44618 | 0.0024415 | 0.0006119
80 | 0.97663 | -0.44833 | 0.0016177 | 0.00040544
81 | 0.98008 | -0.38076 | 0.0013596 | 0.00034075
82 | 0.98568 | -0.27234 | 0.005349 | 0.0013406
83 | 0.98286 | -0.3268 | 0.0024835 | 0.00062243
84 | 0.98279 | -0.32828 | 0.0016353 | 0.00040986
85 | 0.98228 | -0.34052 | 0.0015435 | 0.00038684
86 | 0.98194 | -0.34722 | 0.0012334 | 0.00030911
87 | 0.98239 | -0.33837 | 0.004557 | 0.0011421
88 | 0.9824 | -0.33832 | 0.0045382 | 0.0011374
89 | 0.98261 | -0.33408 | 0.0028411 | 0.00071204
90 | 0.98277 | -0.33102 | 0.0072192 | 0.0018093
91 | 0.97062 | -0.56655 | 0.0025978 | 0.00065108
92 | 0.97071 | -0.56477 | 0.0017436 | 0.00043698
93 | 0.97057 | -0.5676 | 0.0010767 | 0.00026984
94 | 0.97088 | -0.56151 | 0 | 0
95 | 0.97056 | -0.56784 | 0.0014073 | 0.00035271
96 | 0.97129 | -0.55338 | 0 | 0
97 | 0.97083 | -0.56253 | 0.0033327 | 0.00083525
98 | 0.97054 | -0.56814 | 0.0014363 | 0.00035996
99 | 0.97095 | -0.56006 | 0.0024185 | 0.00060614
100 | 0.97656 | -0.44978 | 0.0010361 | 0.00025967
101 | 0.97084 | -0.56216 | 0.0030667 | 0.00076858
102 | 0.97064 | -0.56615 | 0.0025342 | 0.00063513
103 | 0.97051 | -0.56887 | 0.0024956 | 0.00062545
104 | 0.9705 | -0.56894 | 0.0019341 | 0.00048472
105 | 0.97029 | -0.57307 | 0.0014827 | 0.00037159
106 | 0.97032 | -0.57262 | 0.0013882 | 0.00034791
107 | 0.97316 | -0.51645 | 0.0025354 | 0.00063543
108 | 0.97339 | -0.51209 | 0.0032757 | 0.00082097
109 | 0.98296 | -0.32737 | 0.0041713 | 0.0010454
110 | 0.98334 | -0.31992 | 0.007089 | 0.0017767
111 | 0.98377 | -0.31156 | 0.0052311 | 0.001311
112 | 0.98441 | -0.29895 | 0.0037371 | 0.0009366
113 | 0.97781 | -0.42787 | 0 | 0
114 | 0.97785 | -0.42703 | 0.0012108 | 0.00030345
115 | 0.97801 | -0.42386 | 0.0025325 | 0.00063469
116 | 0.97816 | -0.42089 | 0.0024253 | 0.00060784
117 | 0.97823 | -0.41969 | 0.0018863 | 0.00047274
118 | 0.97846 | -0.41505 | 0.0021574 | 0.00054071
119 | 0.98997 | -0.19132 | 0.0047256 | 0.0011844
120 | 0.98678 | -0.25291 | 0.0075918 | 0.0019027
121 | 0.98598 | -0.26843 | 0.026168 | 0.0065583
122 | 0.98544 | -0.27896 | 0 | 0
123 | 0.97916 | -0.4014 | 0.0036453 | 0.00091359
124 | 0.97861 | -0.41204 | 0.0015068 | 0.00037763
125 | 0.97938 | -0.39705 | 0.0030585 | 0.00076654
126 | 0.97812 | -0.4218 | 0.0070656 | 0.0017708
127 | 0.97967 | -0.39139 | 0 | 0
128 | 0.97793 | -0.42543 | 0 | 0
129 | 0.97929 | -0.39882 | 0.0023487 | 0.00058863
130 | 0.98012 | -0.38252 | 0 | 0
131 | 0.97743 | -0.43523 | 0 | 0
132 | 0.97929 | -0.39888 | 0.0070013 | 0.0017547
133 | 0.98236 | -0.33884 | 0.0047884 | 0.0012001
134 | 0.97731 | -0.4377 | 0.00096103 | 0.00024086
135 | 0.97723 | -0.43922 | 0.0044585 | 0.0011174
136 | 0.97719 | -0.43995 | 0.001888 | 0.00047318
137 | 0.97717 | -0.44044 | 0.0013112 | 0.00032863
138 | 0.97726 | -0.43861 | 0.0014346 | 0.00035954
139 | 0.97702 | -0.44347 | 0.0024094 | 0.00060386
140 | 0.98457 | -0.29592 | 0.0037189 | 0.00093205
141 | 0.98345 | -0.31762 | 0.0012796 | 0.00032069
142 | 0.97711 | -0.44166 | 0.0063568 | 0.0015932
143 | 0.97705 | -0.44275 | 0.003753 | 0.0009406
144 | 0.97851 | -0.41411 | 0.0016097 | 0.00040343
145 | 0.97879 | -0.40851 | 0.0017119 | 0.00042905
146 | 0.99998 | 149.9956 | 0 | 0

## res_line
| p_from_mw | q_from_mvar | p_to_mw | q_to_mvar | pl_mw | ql_mvar | i_from_ka | i_to_ka | i_ka | vm_from_pu | va_from_degree | vm_to_pu | va_to_degree | loading_percent
0 | -0.0042128 | -0.0010548 | 0.004213 | 0.0010547 | 2.1148e-07 | -3.2627e-08 | 0.00645 | 0.0064499 | 0.00645 | 0.97183 | -0.54281 | 0.97189 | -0.54176 | 1.772
1 | 0.0034165 | 0.00085521 | -0.0034153 | -0.00085594 | 1.2908e-06 | -7.3183e-07 | 0.0052308 | 0.0052314 | 0.0052314 | 0.97183 | -0.54281 | 0.97143 | -0.55075 | 1.4372
2 | -0.004213 | -0.0010547 | 0.0042157 | 0.0010543 | 2.7352e-06 | -4.2394e-07 | 0.0064499 | 0.0064491 | 0.0064499 | 0.97189 | -0.54176 | 0.97258 | -0.52812 | 1.772
3 | -0.0050426 | -0.0012612 | 0.0050433 | 0.0012612 | 7.3506e-07 | 6.1598e-08 | 0.0077141 | 0.007714 | 0.0077141 | 0.97258 | -0.52812 | 0.97273 | -0.52505 | 2.1193
4 | 0.00082688 | 0.00020688 | -0.00082687 | -0.00020723 | 1.7616e-08 | -3.5298e-07 | 0.001265 | 0.0012651 | 0.0012651 | 0.97258 | -0.52812 | 0.97255 | -0.52856 | 0.34756
5 | -0.0056184 | -0.0014054 | 0.0056189 | 0.0014055 | 5.2925e-07 | 1.0146e-07 | 0.0085936 | 0.0085935 | 0.0085936 | 0.97273 | -0.52505 | 0.97283 | -0.52307 | 2.3609
6 | -0.12298 | -0.031692 | 0.12314 | 0.031789 | 0.00015227 | 9.682e-05 | 0.18356 | 0.18356 | 0.18356 | 0.99865 | -0.025397 | 1 | 0 | 25.2144
7 | 0.12053 | 0.031078 | -0.1205 | -0.031059 | 2.8839e-05 | 1.8333e-05 | 0.17991 | 0.17991 | 0.17991 | 0.99865 | -0.025397 | 0.99839 | -0.030311 | 24.7125
8 | 0.25384 | 0.064935 | -0.25312 | -0.064471 | 0.0007267 | 0.00046438 | 0.37819 | 0.37819 | 0.37819 | 1 | 0 | 0.99687 | -0.059332 | 51.9493
9 | 0.11884 | 0.030642 | -0.1187 | -0.030554 | 0.00013856 | 8.8065e-05 | 0.17742 | 0.17742 | 0.17742 | 0.99839 | -0.030311 | 0.99712 | -0.054279 | 24.3716
10 | 0.042174 | 0.010618 | -0.042152 | -0.010605 | 2.1382e-05 | 1.3497e-05 | 0.062969 | 0.062969 | 0.062969 | 0.99687 | -0.059332 | 0.99632 | -0.069943 | 17.2992
11 | 0.21094 | 0.053853 | -0.21056 | -0.053608 | 0.00038379 | 0.00024509 | 0.31522 | 0.31522 | 0.31522 | 0.99687 | -0.059332 | 0.99489 | -0.097056 | 43.2998
12 | 0.11749 | 0.03025 | -0.11731 | -0.030135 | 0.00018114 | 0.00011512 | 0.17562 | 0.17562 | 0.17562 | 0.99712 | -0.054279 | 0.99544 | -0.086023 | 24.1235
13 | 0.0016377 | 0.00041018 | -0.0016377 | -0.00041044 | 4.8804e-08 | -2.5207e-07 | 0.0024458 | 0.0024459 | 0.0024459 | 0.99632 | -0.069943 | 0.99629 | -0.070569 | 0.67196
14 | 0.040515 | 0.010194 | -0.040481 | -0.010173 | 3.3884e-05 | 2.1365e-05 | 0.060523 | 0.060523 | 0.060523 | 0.99632 | -0.069943 | 0.99541 | -0.087462 | 16.6273
15 | 0.20839 | 0.053064 | -0.20801 | -0.052821 | 0.00038066 | 0.00024308 | 0.31198 | 0.31198 | 0.31198 | 0.99489 | -0.097056 | 0.99291 | -0.13501 | 42.8543
16 | 0.11303 | 0.029064 | -0.11297 | -0.029026 | 5.8994e-05 | 3.7471e-05 | 0.16923 | 0.16923 | 0.16923 | 0.99544 | -0.086023 | 0.99487 | -0.096769 | 23.2454
17 | 0.0042764 | 0.0010714 | -0.0042762 | -0.0010714 | 1.6273e-07 | -3.3903e-08 | 0.0063923 | 0.0063924 | 0.0063924 | 0.99544 | -0.086023 | 0.9954 | -0.086822 | 1.7561
18 | 0.039012 | 0.0098048 | -0.038992 | -0.0097922 | 2.0039e-05 | 1.2621e-05 | 0.058327 | 0.058327 | 0.058327 | 0.99541 | -0.087462 | 0.99485 | -0.098227 | 16.024
19 | 0.033492 | 0.0084041 | -0.033477 | -0.0083948 | 1.477e-05 | 9.2509e-06 | 0.050196 | 0.050196 | 0.050196 | 0.99291 | -0.13501 | 0.99243 | -0.14426 | 13.7902
20 | 0.17452 | 0.044417 | -0.17446 | -0.044383 | 5.4088e-05 | 3.4508e-05 | 0.26178 | 0.26178 | 0.26178 | 0.99291 | -0.13501 | 0.99257 | -0.14144 | 35.9593
21 | 0.11122 | 0.028588 | -0.11108 | -0.028498 | 0.00014164 | 8.9946e-05 | 0.16661 | 0.16661 | 0.16661 | 0.99487 | -0.096769 | 0.99349 | -0.12302 | 22.8858
22 | 0.002332 | 0.00058413 | -0.0023319 | -0.00058424 | 4.8197e-08 | -1.0663e-07 | 0.003486 | 0.003486 | 0.003486 | 0.9954 | -0.086822 | 0.99537 | -0.087256 | 0.9577
23 | -0.00074018 | -0.00018551 | 0.00074018 | 0.00018545 | 2.2592e-09 | -5.7776e-08 | 0.001128 | 0.001128 | 0.001128 | 0.97641 | -0.45282 | 0.97641 | -0.45276 | 0.30989
24 | -0.0012842 | -0.00032179 | 0.0012842 | 0.00032149 | 3.7647e-08 | -3.0377e-07 | 0.0019571 | 0.001957 | 0.0019571 | 0.97641 | -0.45276 | 0.97644 | -0.45214 | 0.53766
25 | -0.0020417 | -0.00051133 | 0.0020418 | 0.00051092 | 1.445e-07 | -4.0551e-07 | 0.0031112 | 0.0031111 | 0.0031112 | 0.97644 | -0.45214 | 0.97652 | -0.45065 | 0.85474
26 | -0.0062243 | -0.0015572 | 0.0062252 | 0.0015574 | 8.8285e-07 | 2.4241e-07 | 0.0095195 | 0.0095194 | 0.0095195 | 0.97283 | -0.52307 | 0.97298 | -0.52009 | 2.6153
27 | -0.0038113 | -0.00095439 | 0.0038115 | 0.00095433 | 1.5876e-07 | -5.5445e-08 | 0.0058074 | 0.0058073 | 0.0058074 | 0.97652 | -0.45065 | 0.97656 | -0.44978 | 1.5954
28 | -0.0070002 | -0.0017517 | 0.0070014 | 0.0017521 | 1.2124e-06 | 4.2546e-07 | 0.010705 | 0.010705 | 0.010705 | 0.97298 | -0.52009 | 0.97316 | -0.51645 | 2.9409
29 | 0.038992 | 0.0097922 | -0.038968 | -0.0097771 | 2.395e-05 | 1.5084e-05 | 0.058327 | 0.058327 | 0.058327 | 0.99485 | -0.098227 | 0.99419 | -0.11111 | 16.024
30 | 0.021072 | 0.0052843 | -0.021066 | -0.0052805 | 6.2696e-06 | 3.7962e-06 | 0.031596 | 0.031596 | 0.031596 | 0.99243 | -0.14426 | 0.99211 | -0.15051 | 8.6803
31 | 0.012405 | 0.0031105 | -0.0124 | -0.0031077 | 5.1289e-06 | 2.7719e-06 | 0.0186 | 0.0186 | 0.0186 | 0.99243 | -0.14426 | 0.99198 | -0.15294 | 5.11
32 | 0.1727 | 0.043941 | -0.17229 | -0.043677 | 0.00041407 | 0.00026416 | 0.25914 | 0.25914 | 0.25914 | 0.99257 | -0.14144 | 0.98997 | -0.19132 | 35.5961
33 | 0.0094721 | 0.0023744 | -0.00947 | -0.0023734 | 2.1358e-06 | 1.0015e-06 | 0.014196 | 0.014196 | 0.014196 | 0.9929 | -0.13603 | 0.99265 | -0.14076 | 3.8999
34 | -0.013159 | -0.0032985 | 0.013164 | 0.0033008 | 4.2102e-06 | 2.3211e-06 | 0.019722 | 0.019721 | 0.019722 | 0.9929 | -0.13603 | 0.99324 | -0.12932 | 5.418
35 | -0.02423 | -0.0060751 | 0.024235 | 0.0060783 | 5.1166e-06 | 3.1406e-06 | 0.036301 | 0.036301 | 0.036301 | 0.99324 | -0.12932 | 0.99347 | -0.12489 | 9.9729
36 | 0.011067 | 0.0027743 | -0.011065 | -0.0027734 | 1.8226e-06 | 9.3764e-07 | 0.01658 | 0.01658 | 0.01658 | 0.99324 | -0.12932 | 0.99307 | -0.13277 | 4.5549
37 | -0.026502 | -0.0066464 | 0.026518 | 0.0066561 | 1.5815e-05 | 9.7751e-06 | 0.039696 | 0.039696 | 0.039696 | 0.99347 | -0.12489 | 0.99412 | -0.11237 | 10.9055
38 | 0.0073963 | 0.0018539 | -0.0073941 | -0.0018531 | 2.2432e-06 | 8.0578e-07 | 0.011083 | 0.011083 | 0.011083 | 0.99307 | -0.13277 | 0.99274 | -0.13914 | 3.0448
39 | -0.033869 | -0.0084986 | 0.033871 | 0.0084999 | 2.0438e-06 | 1.2805e-06 | 0.0507 | 0.0507 | 0.0507 | 0.99412 | -0.11237 | 0.99419 | -0.11111 | 13.9285
40 | -0.0013745 | -0.00034447 | 0.0013745 | 0.00034412 | 5.0328e-08 | -3.5221e-07 | 0.0020922 | 0.0020921 | 0.0020922 | 0.97755 | -0.43293 | 0.97759 | -0.43216 | 0.57478
41 | -0.0027426 | -0.000687 | 0.0027429 | 0.00068658 | 3.2574e-07 | -4.1662e-07 | 0.0041745 | 0.0041743 | 0.0041745 | 0.97759 | -0.43216 | 0.97772 | -0.42966 | 1.1468
42 | -0.0027429 | -0.00068658 | 0.002743 | 0.00068655 | 2.7145e-08 | -3.4728e-08 | 0.0041743 | 0.0041742 | 0.0041743 | 0.97772 | -0.42966 | 0.97773 | -0.42945 | 1.1468
43 | -0.0048897 | -0.0012246 | 0.0048899 | 0.0012246 | 2.7887e-07 | 1.0034e-08 | 0.0074413 | 0.0074412 | 0.0074413 | 0.97773 | -0.42945 | 0.97779 | -0.42826 | 2.0443
44 | -0.0060194 | -0.0015076 | 0.0060195 | 0.0015077 | 1.1183e-07 | 2.6991e-08 | 0.0091601 | 0.0091601 | 0.0091601 | 0.97779 | -0.42826 | 0.97781 | -0.42787 | 2.5165
45 | -0.0010264 | -0.00025725 | 0.0010264 | 0.00025705 | 1.3933e-08 | -1.962e-07 | 0.0015345 | 0.0015344 | 0.0015345 | 0.99536 | -0.087541 | 0.99537 | -0.087256 | 0.42155
46 | -0.0057104 | -0.0014309 | 0.0057105 | 0.001431 | 9.6355e-08 | 1.834e-08 | 0.0086573 | 0.0086573 | 0.0086573 | 0.98149 | -0.35608 | 0.98151 | -0.35573 | 2.3784
47 | 0.0043416 | 0.0010879 | -0.0043413 | -0.0010879 | 3.2204e-07 | -4.4377e-08 | 0.0065822 | 0.0065823 | 0.0065823 | 0.98149 | -0.35608 | 0.98141 | -0.35764 | 1.8083
48 | -0.0086388 | -0.0021648 | 0.0086398 | 0.0021653 | 1.0544e-06 | 4.6761e-07 | 0.013097 | 0.013097 | 0.013097 | 0.98151 | -0.35573 | 0.98164 | -0.35317 | 3.598
49 | 0.0032747 | 0.00082062 | -0.0032746 | -0.00082067 | 7.9212e-08 | -5.7572e-08 | 0.0049651 | 0.0049651 | 0.0049651 | 0.98141 | -0.35764 | 0.98138 | -0.35815 | 1.364
50 | -0.0097146 | -0.0024347 | 0.009715 | 0.0024349 | 4.3356e-07 | 2.1007e-07 | 0.014726 | 0.014726 | 0.014726 | 0.98164 | -0.35317 | 0.98169 | -0.35223 | 4.0456
51 | 0.0015631 | 0.00039172 | -0.0015631 | -0.00039175 | 4.8471e-09 | -2.5974e-08 | 0.00237 | 0.00237 | 0.00237 | 0.98138 | -0.35815 | 0.98138 | -0.35821 | 0.65111
52 | -0.012362 | -0.0030983 | 0.012365 | 0.0030998 | 2.6307e-06 | 1.431e-06 | 0.018738 | 0.018738 | 0.018738 | 0.98169 | -0.35223 | 0.98191 | -0.34777 | 5.1479
53 | -0.013803 | -0.0034601 | 0.013803 | 0.0034603 | 3.6008e-07 | 2.0269e-07 | 0.020917 | 0.020917 | 0.020917 | 0.98191 | -0.34777 | 0.98194 | -0.34722 | 5.7464
54 | 0.10941 | 0.028078 | -0.10931 | -0.028017 | 9.6756e-05 | 6.1428e-05 | 0.1641 | 0.1641 | 0.1641 | 0.99349 | -0.12302 | 0.99253 | -0.14126 | 22.5416
55 | 0.10823 | 0.027746 | -0.10807 | -0.027643 | 0.00016145 | 0.00010312 | 0.16248 | 0.16248 | 0.16248 | 0.99253 | -0.14126 | 0.99091 | -0.17208 | 44.638
56 | 0.10686 | 0.02734 | -0.10668 | -0.027226 | 0.00017766 | 0.00011347 | 0.16067 | 0.16067 | 0.16067 | 0.99091 | -0.17208 | 0.98911 | -0.20648 | 44.1391
57 | 0.10246 | 0.026169 | -0.10245 | -0.026162 | 1.2248e-05 | 7.821e-06 | 0.15432 | 0.15432 | 0.15432 | 0.98911 | -0.20648 | 0.98898 | -0.20896 | 42.3961
58 | 0.099091 | 0.025319 | -0.098798 | -0.025133 | 0.00029239 | 0.00018668 | 0.14926 | 0.14926 | 0.14926 | 0.98898 | -0.20896 | 0.98579 | -0.27017 | 41.0068
59 | 0.096254 | 0.024495 | -0.096244 | -0.024488 | 1.0047e-05 | 6.4138e-06 | 0.14542 | 0.14542 | 0.14542 | 0.98579 | -0.27017 | 0.98568 | -0.27234 | 39.9517
60 | -0.058043 | -0.014624 | 0.058047 | 0.014626 | 3.7434e-06 | 2.3799e-06 | 0.088529 | 0.088529 | 0.088529 | 0.97591 | -0.46235 | 0.97598 | -0.461 | 24.3211
61 | 0.055553 | 0.014 | -0.055506 | -0.01397 | 4.6996e-05 | 2.9859e-05 | 0.084731 | 0.084731 | 0.084731 | 0.97591 | -0.46235 | 0.97501 | -0.48005 | 23.2778
62 | -0.059422 | -0.014971 | 0.059505 | 0.015024 | 8.2862e-05 | 5.2695e-05 | 0.090626 | 0.090626 | 0.090626 | 0.97598 | -0.461 | 0.97747 | -0.43189 | 24.8973
63 | 0.03819 | 0.0096246 | -0.038158 | -0.0096039 | 3.2752e-05 | 2.0641e-05 | 0.058304 | 0.058304 | 0.058304 | 0.97501 | -0.48005 | 0.9741 | -0.49799 | 16.0175
64 | 0.017315 | 0.0043452 | -0.017305 | -0.004339 | 1.0549e-05 | 6.2492e-06 | 0.026428 | 0.026428 | 0.026428 | 0.97501 | -0.48005 | 0.97436 | -0.49283 | 7.2604
65 | -0.060765 | -0.015339 | 0.060808 | 0.015367 | 4.329e-05 | 2.7537e-05 | 0.092543 | 0.092543 | 0.092543 | 0.97747 | -0.43189 | 0.97823 | -0.41703 | 25.424
66 | 0.036899 | 0.0092884 | -0.036857 | -0.0092623 | 4.1556e-05 | 2.6162e-05 | 0.056381 | 0.056381 | 0.056381 | 0.9741 | -0.49799 | 0.9729 | -0.52158 | 15.4893
67 | 0.015379 | 0.0038564 | -0.015372 | -0.0038519 | 7.7157e-06 | 4.4738e-06 | 0.023488 | 0.023488 | 0.023488 | 0.97436 | -0.49283 | 0.97383 | -0.50337 | 6.4527
68 | -0.082256 | -0.020748 | 0.082394 | 0.020836 | 0.00013818 | 8.8137e-05 | 0.12517 | 0.12517 | 0.12517 | 0.97823 | -0.41703 | 0.98002 | -0.38201 | 34.3874
69 | 0.0014419 | 0.00036118 | -0.0014419 | -0.00036137 | 3.0891e-08 | -1.952e-07 | 0.0021933 | 0.0021934 | 0.0021934 | 0.97823 | -0.41703 | 0.9782 | -0.41748 | 0.60258
70 | 0.020006 | 0.0050201 | -0.019998 | -0.0050153 | 8.0559e-06 | 4.8647e-06 | 0.030434 | 0.030434 | 0.030434 | 0.97823 | -0.41703 | 0.9778 | -0.42548 | 8.361
71 | 0.03444 | 0.0086564 | -0.034404 | -0.0086339 | 3.5888e-05 | 2.2541e-05 | 0.052684 | 0.052684 | 0.052684 | 0.9729 | -0.52158 | 0.97179 | -0.54343 | 14.4735
72 | 0.01282 | 0.0032124 | -0.012819 | -0.0032118 | 1.1238e-06 | 6.2205e-07 | 0.019589 | 0.019589 | 0.019589 | 0.97383 | -0.50337 | 0.97373 | -0.50521 | 5.3815
73 | -0.084949 | -0.021477 | 0.084954 | 0.02148 | 5.0903e-06 | 3.2475e-06 | 0.12905 | 0.12905 | 0.12905 | 0.98002 | -0.38201 | 0.98008 | -0.38076 | 35.4531
74 | 0.017272 | 0.0043321 | -0.017267 | -0.0043292 | 4.9548e-06 | 2.9313e-06 | 0.026286 | 0.026286 | 0.026286 | 0.9778 | -0.42548 | 0.97749 | -0.4315 | 7.2214
75 | 0.032189 | 0.0080787 | -0.032174 | -0.0080692 | 1.5259e-05 | 9.5583e-06 | 0.049292 | 0.049292 | 0.049292 | 0.97179 | -0.54343 | 0.97129 | -0.55338 | 13.5418
76 | 0.012819 | 0.0032118 | -0.012814 | -0.0032095 | 4.2044e-06 | 2.3275e-06 | 0.019589 | 0.019589 | 0.019589 | 0.97373 | -0.50521 | 0.97339 | -0.51209 | 5.3815
77 | 0.021066 | 0.0052805 | -0.021063 | -0.005279 | 2.536e-06 | 1.5356e-06 | 0.031596 | 0.031596 | 0.031596 | 0.99211 | -0.15051 | 0.99198 | -0.15303 | 8.6803
78 | -0.0031581 | -0.00079149 | 0.0031581 | 0.00079146 | 3.6199e-08 | -2.7642e-08 | 0.0048437 | 0.0048437 | 0.0048437 | 0.97018 | -0.57525 | 0.9702 | -0.57501 | 1.3307
79 | -0.0052377 | -0.0013126 | 0.0052382 | 0.0013127 | 4.8491e-07 | 6.2865e-08 | 0.0080331 | 0.0080331 | 0.0080331 | 0.9702 | -0.57501 | 0.97029 | -0.57307 | 2.2069
80 | 0.014936 | 0.0037451 | -0.01493 | -0.0037416 | 5.9756e-06 | 3.4382e-06 | 0.022738 | 0.022738 | 0.022738 | 0.97749 | -0.4315 | 0.97706 | -0.4399 | 6.2467
81 | 0.010845 | 0.0027179 | -0.010844 | -0.0027171 | 1.5332e-06 | 7.9358e-07 | 0.016517 | 0.016517 | 0.016517 | 0.97706 | -0.4399 | 0.97691 | -0.44287 | 4.5377
82 | 0.0089092 | 0.0022322 | -0.0089078 | -0.0022316 | 1.4049e-06 | 6.4444e-07 | 0.01357 | 0.01357 | 0.01357 | 0.97691 | -0.44287 | 0.97674 | -0.44618 | 3.7281
83 | 0.0064663 | 0.0016197 | -0.0064656 | -0.0016195 | 6.6123e-07 | 1.9578e-07 | 0.0098507 | 0.0098508 | 0.0098508 | 0.97674 | -0.44618 | 0.97663 | -0.44833 | 2.7063
84 | 0.0048479 | 0.001214 | -0.0048476 | -0.001214 | 3.3541e-07 | 9.5147e-09 | 0.007386 | 0.007386 | 0.007386 | 0.97663 | -0.44833 | 0.97656 | -0.44978 | 2.0291
85 | -0.086314 | -0.021821 | 0.086531 | 0.02196 | 0.00021782 | 0.00013898 | 0.13111 | 0.13111 | 0.13111 | 0.98008 | -0.38076 | 0.98279 | -0.32828 | 36.0202
86 | 0.090895 | 0.023148 | -0.090657 | -0.022996 | 0.00023808 | 0.00015194 | 0.13735 | 0.13735 | 0.13735 | 0.98568 | -0.27234 | 0.98286 | -0.3268 | 37.7334
87 | 0.088173 | 0.022373 | -0.088167 | -0.022369 | 6.2848e-06 | 4.0104e-06 | 0.13359 | 0.13359 | 0.13359 | 0.98286 | -0.3268 | 0.98279 | -0.32828 | 36.7004
88 | 0.015041 | 0.0037722 | -0.015036 | -0.0037694 | 4.8001e-06 | 2.7601e-06 | 0.022786 | 0.022786 | 0.022786 | 0.98228 | -0.34052 | 0.98194 | -0.34722 | 6.2599
89 | -0.016585 | -0.004159 | 0.016586 | 0.00416 | 1.6976e-06 | 9.9566e-07 | 0.025124 | 0.025124 | 0.025124 | 0.98228 | -0.34052 | 0.98239 | -0.33837 | 6.9022
90 | -0.021143 | -0.0053021 | 0.021143 | 0.0053021 | 5.6333e-08 | 3.4199e-08 | 0.032026 | 0.032026 | 0.032026 | 0.98239 | -0.33837 | 0.9824 | -0.33832 | 8.7985
91 | -0.025681 | -0.0064395 | 0.025687 | 0.0064427 | 5.1822e-06 | 3.201e-06 | 0.0389 | 0.0389 | 0.0389 | 0.9824 | -0.33832 | 0.98261 | -0.33408 | 10.6869
92 | -0.028528 | -0.0071547 | 0.028532 | 0.0071573 | 4.173e-06 | 2.5952e-06 | 0.043203 | 0.043203 | 0.043203 | 0.98261 | -0.33408 | 0.98277 | -0.33102 | 11.8689
93 | -0.035751 | -0.0089666 | 0.035757 | 0.0089705 | 6.2166e-06 | 3.9069e-06 | 0.054133 | 0.054133 | 0.054133 | 0.98277 | -0.33102 | 0.98296 | -0.32737 | 14.8717
94 | -0.0065184 | -0.0016334 | 0.0065189 | 0.0016335 | 5.5245e-07 | 1.712e-07 | 0.0099929 | 0.0099928 | 0.0099929 | 0.97062 | -0.56655 | 0.97071 | -0.56477 | 2.7453
95 | 0.0039205 | 0.0009823 | -0.0039203 | -0.00098235 | 1.9628e-07 | -5.3459e-08 | 0.0060103 | 0.0060103 | 0.0060103 | 0.97062 | -0.56655 | 0.97057 | -0.5676 | 1.6512
96 | -0.0082625 | -0.0020705 | 0.0082637 | 0.0020711 | 1.2807e-06 | 5.5641e-07 | 0.012666 | 0.012665 | 0.012666 | 0.97071 | -0.56477 | 0.97088 | -0.56151 | 3.4795
97 | 0.0028437 | 0.00071251 | -0.0028436 | -0.00071255 | 3.2993e-08 | -3.6091e-08 | 0.0043596 | 0.0043597 | 0.0043597 | 0.97057 | -0.5676 | 0.97056 | -0.56784 | 1.1977
98 | -0.011597 | -0.0029062 | 0.011601 | 0.0029086 | 4.4969e-06 | 2.4084e-06 | 0.017773 | 0.017773 | 0.017773 | 0.97088 | -0.56151 | 0.97129 | -0.55338 | 4.8828
99 | 0.0033329 | 0.00083515 | -0.0033327 | -0.00083525 | 1.6122e-07 | -1.0057e-07 | 0.005108 | 0.0051081 | 0.0051081 | 0.97088 | -0.56151 | 0.97083 | -0.56253 | 1.4033
100 | 0.0014363 | 0.00035983 | -0.0014363 | -0.00035996 | 2.0432e-08 | -1.2578e-07 | 0.002202 | 0.002202 | 0.002202 | 0.97056 | -0.56784 | 0.97054 | -0.56814 | 0.60495
101 | 0.020572 | 0.0051605 | -0.020566 | -0.0051565 | 6.5497e-06 | 3.9743e-06 | 0.031519 | 0.031519 | 0.031519 | 0.97129 | -0.55338 | 0.97095 | -0.56006 | 8.659
102 | 0.018147 | 0.0045504 | -0.018146 | -0.0045493 | 1.8177e-06 | 1.0858e-06 | 0.027812 | 0.027812 | 0.027812 | 0.97095 | -0.56006 | 0.97084 | -0.56216 | 7.6408
103 | 0.015079 | 0.0037807 | -0.015076 | -0.0037791 | 2.8656e-06 | 1.6571e-06 | 0.023112 | 0.023112 | 0.023112 | 0.97084 | -0.56216 | 0.97064 | -0.56615 | 6.3495
104 | 0.012542 | 0.0031439 | -0.01254 | -0.003143 | 1.6273e-06 | 8.9642e-07 | 0.019227 | 0.019227 | 0.019227 | 0.97064 | -0.56615 | 0.97051 | -0.56887 | 5.2822
105 | 0.010045 | 0.0025176 | -0.010045 | -0.0025176 | 3.0857e-08 | 1.5461e-08 | 0.015401 | 0.015401 | 0.015401 | 0.97051 | -0.56887 | 0.9705 | -0.56894 | 4.231
106 | 0.0081105 | 0.0020329 | -0.0081091 | -0.0020323 | 1.4215e-06 | 6.0694e-07 | 0.012435 | 0.012436 | 0.012436 | 0.9705 | -0.56894 | 0.97032 | -0.57262 | 3.4164
107 | -0.0067208 | -0.0016843 | 0.006721 | 0.0016843 | 1.4371e-07 | 4.7415e-08 | 0.010307 | 0.010307 | 0.010307 | 0.97029 | -0.57307 | 0.97032 | -0.57262 | 2.8315
108 | -0.0095368 | -0.0023875 | 0.0095388 | 0.0023885 | 1.9774e-06 | 9.573e-07 | 0.014581 | 0.014581 | 0.014581 | 0.97316 | -0.51645 | 0.97339 | -0.51209 | 4.0059
109 | -0.039929 | -0.010016 | 0.039943 | 0.010025 | 1.4191e-05 | 8.9509e-06 | 0.060448 | 0.060448 | 0.060448 | 0.98296 | -0.32737 | 0.98334 | -0.31992 | 16.6065
110 | -0.047032 | -0.011802 | 0.047051 | 0.011813 | 1.8747e-05 | 1.1873e-05 | 0.071175 | 0.071175 | 0.071175 | 0.98334 | -0.31992 | 0.98377 | -0.31156 | 19.5535
111 | -0.052282 | -0.013124 | 0.052313 | 0.013144 | 3.1474e-05 | 1.9973e-05 | 0.079087 | 0.079087 | 0.079087 | 0.98377 | -0.31156 | 0.98441 | -0.29895 | 21.7273
112 | -0.05605 | -0.014081 | 0.056058 | 0.014086 | 8.0893e-06 | 5.139e-06 | 0.084736 | 0.084736 | 0.084736 | 0.98441 | -0.29895 | 0.98457 | -0.29592 | 23.2791
113 | -0.0060195 | -0.0015077 | 0.0060198 | 0.0015077 | 2.4053e-07 | 5.8049e-08 | 0.0091601 | 0.0091601 | 0.0091601 | 0.97781 | -0.42787 | 0.97785 | -0.42703 | 2.5165
114 | -0.0072306 | -0.0018112 | 0.0072317 | 0.0018116 | 1.0902e-06 | 3.964e-07 | 0.011003 | 0.011002 | 0.011003 | 0.97785 | -0.42703 | 0.97801 | -0.42386 | 3.0227
115 | -0.0097641 | -0.0024463 | 0.0097655 | 0.0024469 | 1.3805e-06 | 6.7415e-07 | 0.014855 | 0.014855 | 0.014855 | 0.97801 | -0.42386 | 0.97816 | -0.42089 | 4.0812
116 | -0.012191 | -0.0030548 | 0.012192 | 0.0030552 | 6.9957e-07 | 3.7963e-07 | 0.018545 | 0.018545 | 0.018545 | 0.97816 | -0.42089 | 0.97823 | -0.41969 | 5.0948
117 | -0.014078 | -0.0035279 | 0.014081 | 0.0035297 | 3.109e-06 | 1.7627e-06 | 0.021414 | 0.021414 | 0.021414 | 0.97823 | -0.41969 | 0.97846 | -0.41505 | 5.883
118 | -0.016238 | -0.0040704 | 0.016239 | 0.0040708 | 7.2695e-07 | 4.2532e-07 | 0.024695 | 0.024695 | 0.024695 | 0.97846 | -0.41505 | 0.97851 | -0.41411 | 6.7844
119 | 0.16756 | 0.042492 | -0.16707 | -0.042177 | 0.00049456 | 0.00031545 | 0.25204 | 0.25204 | 0.25204 | 0.98997 | -0.19132 | 0.98678 | -0.25291 | 34.6205
120 | 0.15948 | 0.040274 | -0.15936 | -0.040198 | 0.00011848 | 7.5551e-05 | 0.24059 | 0.24059 | 0.24059 | 0.98678 | -0.25291 | 0.98598 | -0.26843 | 33.048
121 | 0.13319 | 0.03364 | -0.13312 | -0.033597 | 6.722e-05 | 4.2964e-05 | 0.2011 | 0.2011 | 0.2011 | 0.98598 | -0.26843 | 0.98544 | -0.27896 | 55.2466
122 | 0.073296 | 0.018548 | -0.07316 | -0.018462 | 0.0001357 | 8.6473e-05 | 0.11074 | 0.11074 | 0.11074 | 0.98544 | -0.27896 | 0.98345 | -0.31762 | 30.4234
123 | 0.059826 | 0.015049 | -0.059777 | -0.015018 | 4.8426e-05 | 3.0791e-05 | 0.090357 | 0.090357 | 0.090357 | 0.98544 | -0.27896 | 0.98457 | -0.29592 | 24.8232
124 | 0.031195 | 0.007835 | -0.031179 | -0.0078251 | 1.5828e-05 | 9.8936e-06 | 0.047413 | 0.047413 | 0.047413 | 0.97916 | -0.4014 | 0.97861 | -0.41204 | 13.0256
125 | -0.034841 | -0.0087486 | 0.034848 | 0.0087531 | 7.2433e-06 | 4.549e-06 | 0.052953 | 0.052953 | 0.052953 | 0.97916 | -0.4014 | 0.97938 | -0.39705 | 14.5475
126 | 0.029673 | 0.0074475 | -0.029659 | -0.0074389 | 1.3807e-05 | 8.6094e-06 | 0.045122 | 0.045122 | 0.045122 | 0.97861 | -0.41204 | 0.97812 | -0.4218 | 12.3962
127 | -0.037906 | -0.0095197 | 0.037917 | 0.0095261 | 1.0238e-05 | 6.4489e-06 | 0.0576 | 0.0576 | 0.0576 | 0.97938 | -0.39705 | 0.97967 | -0.39139 | 15.8241
128 | 0.022593 | 0.0056681 | -0.022589 | -0.0056657 | 3.9069e-06 | 2.3897e-06 | 0.034373 | 0.034373 | 0.034373 | 0.97812 | -0.4218 | 0.97793 | -0.42543 | 9.4432
129 | 0.028935 | 0.0072613 | -0.028925 | -0.0072549 | 1.0249e-05 | 6.381e-06 | 0.043952 | 0.043952 | 0.043952 | 0.97967 | -0.39139 | 0.97929 | -0.39882 | 12.0749
130 | -0.066851 | -0.016787 | 0.06688 | 0.016805 | 2.8309e-05 | 1.8025e-05 | 0.10155 | 0.10155 | 0.10155 | 0.97967 | -0.39139 | 0.98012 | -0.38252 | 27.899
131 | 0.022589 | 0.0056657 | -0.022579 | -0.0056592 | 1.0549e-05 | 6.4527e-06 | 0.034373 | 0.034374 | 0.034374 | 0.97793 | -0.42543 | 0.97743 | -0.43523 | 9.4433
132 | 0.026576 | 0.0066663 | -0.026576 | -0.0066662 | 7.8137e-08 | 4.8401e-08 | 0.040384 | 0.040384 | 0.040384 | 0.97929 | -0.39882 | 0.97929 | -0.39888 | 11.0944
133 | -0.06688 | -0.016805 | 0.067019 | 0.016894 | 0.00013976 | 8.8993e-05 | 0.10155 | 0.10155 | 0.10155 | 0.98012 | -0.38252 | 0.98236 | -0.33884 | 27.8989
134 | 0.0080063 | 0.0020059 | -0.0080054 | -0.0020056 | 9.4083e-07 | 3.9048e-07 | 0.012188 | 0.012188 | 0.012188 | 0.97743 | -0.43523 | 0.97731 | -0.4377 | 3.3485
135 | 0.014573 | 0.0036533 | -0.01457 | -0.0036517 | 2.7666e-06 | 1.5828e-06 | 0.022185 | 0.022185 | 0.022185 | 0.97743 | -0.43523 | 0.97723 | -0.43922 | 6.0948
136 | 0.019574 | 0.0049115 | -0.019565 | -0.0049061 | 8.9805e-06 | 5.4071e-06 | 0.029745 | 0.029745 | 0.029745 | 0.97929 | -0.39888 | 0.97879 | -0.40851 | 8.1718
137 | -0.071808 | -0.018095 | 0.071881 | 0.018141 | 7.2971e-05 | 4.6493e-05 | 0.10881 | 0.10881 | 0.10881 | 0.98236 | -0.33884 | 0.98345 | -0.31762 | 29.8915
138 | 0.0070443 | 0.0017647 | -0.007044 | -0.0017646 | 3.0559e-07 | 1.0681e-07 | 0.010725 | 0.010725 | 0.010725 | 0.97731 | -0.4377 | 0.97726 | -0.43861 | 2.9465
139 | 0.010111 | 0.0025343 | -0.01011 | -0.0025337 | 1.1763e-06 | 5.8704e-07 | 0.015396 | 0.015396 | 0.015396 | 0.97723 | -0.43922 | 0.97711 | -0.44166 | 4.2298
140 | 0.0037211 | 0.00093181 | -0.003721 | -0.00093185 | 8.7327e-08 | -3.4981e-08 | 0.005666 | 0.005666 | 0.005666 | 0.97719 | -0.43995 | 0.97717 | -0.44044 | 1.5566
141 | -0.0056091 | -0.001405 | 0.0056094 | 0.0014051 | 3.5608e-07 | 6.4808e-08 | 0.0085409 | 0.0085409 | 0.0085409 | 0.97719 | -0.43995 | 0.97726 | -0.43861 | 2.3464
142 | 0.0024098 | 0.00060322 | -0.0024094 | -0.00060386 | 3.473e-07 | -6.3922e-07 | 0.0036693 | 0.0036696 | 0.0036696 | 0.97717 | -0.44044 | 0.97702 | -0.44347 | 1.0081
143 | 0.0037532 | 0.00094053 | -0.003753 | -0.0009406 | 1.9467e-07 | -7.443e-08 | 0.0057157 | 0.0057158 | 0.0057158 | 0.97711 | -0.44166 | 0.97705 | -0.44275 | 1.5703
144 | -0.017849 | -0.0044742 | 0.017854 | 0.0044771 | 4.7691e-06 | 2.8353e-06 | 0.027143 | 0.027143 | 0.027143 | 0.97851 | -0.41411 | 0.97879 | -0.40851 | 7.4568

## res_trafo
| p_hv_mw | q_hv_mvar | p_lv_mw | q_lv_mvar | pl_mw | ql_mvar | i_hv_ka | i_lv_ka | vm_hv_pu | va_hv_degree | vm_lv_pu | va_lv_degree | loading_percent
0 | -1.2729e-15 | -1.3162e-15 | 0.00165 | 1.2699e-07 | 0.00165 | 1.2699e-07 | 5.2857e-17 | 0.0023815 | 0.99998 | 149.9956 | 1 | 0 | 0.2619

## res_ext_grid
| p_mw | q_mvar
0 | 0.38107 | 0.097335

## res_load
| p_mw | q_mvar
0 | 0.00079623 | 0.00019955
1 | 0.0034153 | 0.00085594
2 | 0.00057502 | 0.00014411
3 | 0.00082687 | 0.00020723
4 | 0.0024522 | 0.00061459
5 | 0.0024355 | 0.00061038
6 | 0.0016654 | 0.00041738
7 | 0.0012104 | 0.00030336
8 | 0.0021684 | 0.00054345
9 | 0.0016377 | 0.00041044
10 | 0.0014691 | 0.00036818
11 | 0.0017506 | 0.00043874
12 | 0.0019442 | 0.00048726
13 | 0.00074018 | 0.00018551
14 | 0.00054403 | 0.00013635
15 | 0.00075745 | 0.00018984
16 | 0.00060541 | 0.00015173
17 | 0.0017695 | 0.00044347
18 | 0.00077503 | 0.00019424
19 | 0.0017636 | 0.00044199
20 | 0.0036873 | 0.00092412
21 | 0.00947 | 0.0023734
22 | 0.0022666 | 0.00056807
23 | 0.0036686 | 0.00091943
24 | 0.0073516 | 0.0018425
25 | 0.0073941 | 0.0018531
26 | 0.0050961 | 0.0012772
27 | 0.0013745 | 0.00034447
28 | 0.0013681 | 0.00034288
29 | 0.0021467 | 0.00053801
30 | 0.0011295 | 0.00028308
31 | 0.0010264 | 0.00025725
32 | 0.0013055 | 0.00032719
33 | 0.0013688 | 0.00034304
34 | 0.0029282 | 0.00073389
35 | 0.0010666 | 0.00026732
36 | 0.0010748 | 0.00026936
37 | 0.0017115 | 0.00042895
38 | 0.0026472 | 0.00066346
39 | 0.0015631 | 0.00039175
40 | 0.0014377 | 0.00036032
41 | 0.0016733 | 0.00041936
42 | 0.0010809 | 0.00027091
43 | 0.0012095 | 0.00030313
44 | 0.0042173 | 0.001057
45 | 0.003361 | 0.00084235
46 | 0.0025444 | 0.00063769
47 | 0.0024905 | 0.00062418
48 | 0.0013757 | 0.00034478
49 | 0.0012594 | 0.00031564
50 | 0.0012588 | 0.00031549
51 | 0.0019254 | 0.00048256
52 | 0.0024174 | 0.00060586
53 | 0.0025517 | 0.00063953
54 | 0.002555 | 0.00064034
55 | 0.0014419 | 0.00036137
56 | 0.0027257 | 0.00068314
57 | 0.0022151 | 0.00055515
58 | 0.0124 | 0.0031077
59 | 0.021063 | 0.005279
60 | 0.0031581 | 0.00079149
61 | 0.0020796 | 0.00052119
62 | 0.0023307 | 0.00058414
63 | 0.0040849 | 0.0010238
64 | 0.0019347 | 0.00048489
65 | 0.0024415 | 0.0006119
66 | 0.0016177 | 0.00040544
67 | 0.0013596 | 0.00034075
68 | 0.005349 | 0.0013406
69 | 0.0024835 | 0.00062243
70 | 0.0016353 | 0.00040986
71 | 0.0015435 | 0.00038684
72 | 0.0012334 | 0.00030911
73 | 0.004557 | 0.0011421
74 | 0.0045382 | 0.0011374
75 | 0.0028411 | 0.00071204
76 | 0.0072192 | 0.0018093
77 | 0.0025978 | 0.00065108
78 | 0.0017436 | 0.00043698
79 | 0.0010767 | 0.00026984
80 | 0.0014073 | 0.00035271
81 | 0.0033327 | 0.00083525
82 | 0.0014363 | 0.00035996
83 | 0.0024185 | 0.00060614
84 | 0.0010361 | 0.00025967
85 | 0.0030667 | 0.00076858
86 | 0.0025342 | 0.00063513
87 | 0.0024956 | 0.00062545
88 | 0.0019341 | 0.00048472
89 | 0.0014827 | 0.00037159
90 | 0.0013882 | 0.00034791
91 | 0.0025354 | 0.00063543
92 | 0.0032757 | 0.00082097
93 | 0.0041713 | 0.0010454
94 | 0.007089 | 0.0017767
95 | 0.0052311 | 0.001311
96 | 0.0037371 | 0.0009366
97 | 0.0012108 | 0.00030345
98 | 0.0025325 | 0.00063469
99 | 0.0024253 | 0.00060784
100 | 0.0018863 | 0.00047274
101 | 0.0021574 | 0.00054071
102 | 0.0047256 | 0.0011844
103 | 0.0075918 | 0.0019027
104 | 0.026168 | 0.0065583
105 | 0.0036453 | 0.00091359
106 | 0.0015068 | 0.00037763
107 | 0.0030585 | 0.00076654
108 | 0.0070656 | 0.0017708
109 | 0.0023487 | 0.00058863
110 | 0.0070013 | 0.0017547
111 | 0.0047884 | 0.0012001
112 | 0.00096103 | 0.00024086
113 | 0.0044585 | 0.0011174
114 | 0.001888 | 0.00047318
115 | 0.0013112 | 0.00032863
116 | 0.0014346 | 0.00035954
117 | 0.0024094 | 0.00060386
118 | 0.0037189 | 0.00093205
119 | 0.0012796 | 0.00032069
120 | 0.0063568 | 0.0015932
121 | 0.003753 | 0.0009406
122 | 0.0016097 | 0.00040343
123 | 0.0017119 | 0.00042905

## dtypes
| element | column | dtype
0 | bus | name | object
1 | bus | vn_kv | float64
2 | bus | type | object
3 | bus | zone | object
4 | bus | in_service | bool
5 | load | name | object
6 | load | bus | uint32
7 | load | p_mw | float64
8 | load | q_mvar | float64
9 | load | const_z_percent | float64
10 | load | const_i_percent | float64
11 | load | sn_mva | float64
12 | load | scaling | float64
13 | load | in_service | bool
14 | load | type | object
15 | ext_grid | name | object
16 | ext_grid | bus | uint32
17 | ext_grid | vm_pu | float64
18 | ext_grid | va_degree | float64
19 | ext_grid | slack_weight | float64
20 | ext_grid | in_service | bool
21 | line | name | object
22 | line | std_type | object
23 | line | from_bus | uint32
24 | line | to_bus | uint32
25 | line | length_km | float64
26 | line | r_ohm_per_km | float64
27 | line | x_ohm_per_km | float64
28 | line | c_nf_per_km | float64
29 | line | g_us_per_km | float64
30 | line | max_i_ka | float64
31 | line | df | float64
32 | line | parallel | uint32
33 | line | type | object
34 | line | in_service | bool
35 | trafo | name | object
36 | trafo | std_type | object
37 | trafo | hv_bus | uint32
38 | trafo | lv_bus | uint32
39 | trafo | sn_mva | float64
40 | trafo | vn_hv_kv | float64
41 | trafo | vn_lv_kv | float64
42 | trafo | vk_percent | float64
43 | trafo | vkr_percent | float64
44 | trafo | pfe_kw | float64
45 | trafo | i0_percent | float64
46 | trafo | shift_degree | float64
47 | trafo | tap_side | object
48 | trafo | tap_neutral | int32
49 | trafo | tap_min | int32
50 | trafo | tap_max | int32
51 | trafo | tap_step_percent | float64
52 | trafo | tap_step_degree | float64
53 | trafo | tap_pos | int32
54 | trafo | tap_phase_shifter | bool
55 | trafo | parallel | uint32
56 | trafo | df | float64
57 | trafo | in_service | bool
58 | line_geodata | coords | object
59 | bus_geodata | x | float64
60 | bus_geodata | y | float64
61 | bus_geodata | coords | object
62 | res_bus | vm_pu | float64
63 | res_bus | va_degree | float64
64 | res_bus | p_mw | float64
65 | res_bus | q_mvar | float64
66 | res_line | p_from_mw | float64
67 | res_line | q_from_mvar | float64
68 | res_line | p_to_mw | float64
69 | res_line | q_to_mvar | float64
70 | res_line | pl_mw | float64
71 | res_line | ql_mvar | float64
72 | res_line | i_from_ka | float64
73 | res_line | i_to_ka | float64
74 | res_line | i_ka | float64
75 | res_line | vm_from_pu | float64
76 | res_line | va_from_degree | float64
77 | res_line | vm_to_pu | float64
78 | res_line | va_to_degree | float64
79 | res_line | loading_percent | float64
80 | res_trafo | p_hv_mw | float64
81 | res_trafo | q_hv_mvar | float64
82 | res_trafo | p_lv_mw | float64
83 | res_trafo | q_lv_mvar | float64
84 | res_trafo | pl_mw | float64
85 | res_trafo | ql_mvar | float64
86 | res_trafo | i_hv_ka | float64
87 | res_trafo | i_lv_ka | float64
88 | res_trafo | vm_hv_pu | float64
89 | res_trafo | va_hv_degree | float64
90 | res_trafo | vm_lv_pu | float64
91 | res_trafo | va_lv_degree | float64
92 | res_trafo | loading_percent | float64
93 | res_ext_grid | p_mw | float64
94 | res_ext_grid | q_mvar | float64
95 | res_load | p_mw | float64
96 | res_load | q_mvar | float64

## parameters
| version | format_version | converged | OPF_converged | name | f_hz | sn_mva
0 | 2.14.6 | 2.14.0 | TRUE | FALSE |  | 50 | 1