## bus
| name | vn_kv | type | zone | in_service
0 | bus_LV_25-3_0_4_node_0 | 0.4 | n |  | TRUE
1 | bus_LV_25-3_0_4_node_1 | 0.4 | n |  | TRUE
2 | bus_LV_25-3_0_4_node_4 | 0.4 | n |  | TRUE
3 | bus_LV_25-3_0_4_node_9 | 0.4 | n |  | TRUE
4 | bus_LV_25-3_0_4_node_10 | 0.4 | n |  | TRUE
5 | bus_LV_25-3_0_4_node_6 | 0.4 | n |  | TRUE
6 | bus_LV_25-3_0_4_node_2 | 0.4 | n |  | TRUE
7 | bus_LV_25-3_0_4_node_3 | 0.4 | n |  | TRUE
8 | bus_LV_25-3_0_4_node_5 | 0.4 | n |  | TRUE
9 | bus_LV_25-3_0_4_node_11 | 0.4 | n |  | TRUE
10 | bus_LV_25-3_0_4_node_14 | 0.4 | n |  | TRUE
11 | bus_LV_25-3_0_4_node_7 | 0.4 | n |  | TRUE
12 | bus_LV_25-3_0_4_node_17 | 0.4 | n |  | TRUE
13 | bus_LV_25-3_0_4_node_8 | 0.4 | n |  | TRUE
14 | bus_LV_25-3_0_4_node_12 | 0.4 | n |  | TRUE
15 | bus_LV_25-3_0_4_node_13 | 0.4 | n |  | TRUE
16 | bus_LV_25-3_0_4_node_15 | 0.4 | n |  | TRUE
17 | bus_LV_25-3_0_4_node_18 | 0.4 | n |  | TRUE
18 | bus_LV_25-3_0_4_node_20 | 0.4 | n |  | TRUE
19 | bus_LV_25-3_0_4_node_21 | 0.4 | n |  | TRUE
20 | bus_LV_25-3_0_4_node_16 | 0.4 | n |  | TRUE
21 | bus_LV_25-3_0_4_node_19 | 0.4 | n |  | TRUE
22 | bus_LV_25-3_0_4_node_24 | 0.4 | n |  | TRUE
23 | bus_LV_25-3_0_4_node_25 | 0.4 | n |  | TRUE
24 | bus_LV_25-3_0_4_node_153 | 0.4 | n |  | TRUE
25 | bus_LV_25-3_0_4_node_26 | 0.4 | n |  | TRUE
26 | bus_LV_25-3_0_4_node_27 | 0.4 | n |  | TRUE
27 | bus_LV_25-3_0_4_node_22 | 0.4 | n |  | TRUE
28 | bus_LV_25-3_0_4_node_23 | 0.4 | n |  | TRUE
29 | bus_LV_25-3_0_4_node_28 | 0.4 | n |  | TRUE
30 | bus_LV_25-3_0_4_node_31 | 0.4 | n |  | TRUE
31 | bus_LV_25-3_0_4_node_40 | 0.4 | n |  | TRUE
32 | bus_LV_25-3_0_4_node_37 | 0.4 | n |  | TRUE
33 | bus_LV_25-3_0_4_node_29 | 0.4 | n |  | TRUE
34 | bus_LV_25-3_0_4_node_35 | 0.4 | n |  | TRUE
35 | bus_LV_25-3_0_4_node_36 | 0.4 | n |  | TRUE
36 | bus_LV_25-3_0_4_node_30 | 0.4 | n |  | TRUE
37 | bus_LV_25-3_0_4_node_32 | 0.4 | n |  | TRUE
38 | bus_LV_25-3_0_4_node_33 | 0.4 | n |  | TRUE
39 | bus_LV_25-3_0_4_node_34 | 0.4 | n |  | TRUE
40 | bus_LV_25-3_0_4_node_41 | 0.4 | n |  | TRUE
41 | bus_LV_25-3_0_4_node_39 | 0.4 | n |  | TRUE
42 | bus_LV_25-3_0_4_node_124 | 0.4 | n |  | TRUE
43 | bus_LV_25-3_0_4_node_79 | 0.4 | n |  | TRUE
44 | bus_LV_25-3_0_4_node_38 | 0.4 | n |  | TRUE
45 | bus_LV_25-3_0_4_node_49 | 0.4 | n |  | TRUE
46 | bus_LV_25-3_0_4_node_95 | 0.4 | n |  | TRUE
47 | bus_LV_25-3_0_4_node_122 | 0.4 | n |  | TRUE
48 | bus_LV_25-3_0_4_node_80 | 0.4 | n |  | TRUE
49 | bus_LV_25-3_0_4_node_50 | 0.4 | n |  | TRUE
50 | bus_LV_25-3_0_4_node_48 | 0.4 | n |  | TRUE
51 | bus_LV_25-3_0_4_node_93 | 0.4 | n |  | TRUE
52 | bus_LV_25-3_0_4_node_42 | 0.4 | n |  | TRUE
53 | bus_LV_25-3_0_4_node_43 | 0.4 | n |  | TRUE
54 | bus_LV_25-3_0_4_node_45 | 0.4 | n |  | TRUE
55 | bus_LV_25-3_0_4_node_44 | 0.4 | n |  | TRUE
56 | bus_LV_25-3_0_4_node_55 | 0.4 | n |  | TRUE
57 | bus_LV_25-3_0_4_node_51 | 0.4 | n |  | TRUE
58 | bus_LV_25-3_0_4_node_46 | 0.4 | n |  | TRUE
59 | bus_LV_25-3_0_4_node_56 | 0.4 | n |  | TRUE
60 | bus_LV_25-3_0_4_node_47 | 0.4 | n |  | TRUE
61 | bus_LV_25-3_0_4_node_58 | 0.4 | n |  | TRUE
62 | bus_LV_25-3_0_4_node_59 | 0.4 | n |  | TRUE
63 | bus_LV_25-3_0_4_node_60 | 0.4 | n |  | TRUE
64 | bus_LV_25-3_0_4_node_52 | 0.4 | n |  | TRUE
65 | bus_LV_25-3_0_4_node_53 | 0.4 | n |  | TRUE
66 | bus_LV_25-3_0_4_node_54 | 0.4 | n |  | TRUE
67 | bus_LV_25-3_0_4_node_76 | 0.4 | n |  | TRUE
68 | bus_LV_25-3_0_4_node_77 | 0.4 | n |  | TRUE
69 | bus_LV_25-3_0_4_node_64 | 0.4 | n |  | TRUE
70 | bus_LV_25-3_0_4_node_57 | 0.4 | n |  | TRUE
71 | bus_LV_25-3_0_4_node_61 | 0.4 | n |  | TRUE
72 | bus_LV_25-3_0_4_node_75 | 0.4 | n |  | TRUE
73 | bus_LV_25-3_0_4_node_63 | 0.4 | n |  | TRUE
74 | bus_LV_25-3_0_4_node_65 | 0.4 | n |  | TRUE
75 | bus_LV_25-3_0_4_node_62 | 0.4 | n |  | TRUE
76 | bus_LV_25-3_0_4_node_68 | 0.4 | n |  | TRUE
77 | bus_LV_25-3_0_4_node_99 | 0.4 | n |  | TRUE
78 | bus_LV_25-3_0_4_node_74 | 0.4 | n |  | TRUE
79 | bus_LV_25-3_0_4_node_70 | 0.4 | n |  | TRUE
80 | bus_LV_25-3_0_4_node_66 | 0.4 | n |  | TRUE
81 | bus_LV_25-3_0_4_node_97 | 0.4 | n |  | TRUE
82 | bus_LV_25-3_0_4_node_67 | 0.4 | n |  | TRUE
83 | bus_LV_25-3_0_4_node_69 | 0.4 | n |  | TRUE
84 | bus_LV_25-3_0_4_node_71 | 0.4 | n |  | TRUE
85 | bus_LV_25-3_0_4_node_128 | 0.4 | n |  | TRUE
86 | bus_LV_25-3_0_4_node_72 | 0.4 | n |  | TRUE
87 | bus_LV_25-3_0_4_node_129 | 0.4 | n |  | TRUE
88 | bus_LV_25-3_0_4_node_127 | 0.4 | n |  | TRUE
89 | bus_LV_25-3_0_4_node_73 | 0.4 | n |  | TRUE
90 | bus_LV_25-3_0_4_node_81 | 0.4 | n |  | TRUE
91 | bus_LV_25-3_0_4_node_82 | 0.4 | n |  | TRUE
92 | bus_LV_25-3_0_4_node_83 | 0.4 | n |  | TRUE
93 | bus_LV_25-3_0_4_node_84 | 0.4 | n |  | TRUE
94 | bus_LV_25-3_0_4_node_85 | 0.4 | n |  | TRUE
95 | bus_LV_25-3_0_4_node_86 | 0.4 | n |  | TRUE
96 | bus_LV_25-3_0_4_node_90 | 0.4 | n |  | TRUE
97 | bus_LV_25-3_0_4_node_89 | 0.4 | n |  | TRUE
98 | bus_LV_25-3_0_4_node_87 | 0.4 | n |  | TRUE
99 | bus_LV_25-3_0_4_node_91 | 0.4 | n |  | TRUE
100 | bus_LV_25-3_0_4_node_92 | 0.4 | n |  | TRUE
101 | bus_LV_25-3_0_4_node_94 | 0.4 | n |  | TRUE
102 | bus_LV_25-3_0_4_node_96 | 0.4 | n |  | TRUE
103 | bus_LV_25-3_0_4_node_98 | 0.4 | n |  | TRUE
104 | bus_LV_25-3_0_4_node_100 | 0.4 | n |  | TRUE
105 | bus_LV_25-3_0_4_node_101 | 0.4 | n |  | TRUE
106 | bus_LV_25-3_0_4_node_102 | 0.4 | n |  | TRUE
107 | bus_LV_25-3_0_4_node_103 | 0.4 | n |  | TRUE
108 | bus_LV_25-3_0_4_node_109 | 0.4 | n |  | TRUE
109 | bus_LV_25-3_0_4_node_107 | 0.4 | n |  | TRUE
110 | bus_LV_25-3_0_4_node_105 | 0.4 | n |  | TRUE
111 | bus_LV_25-3_0_4_node_104 | 0.4 | n |  | TRUE
112 | bus_LV_25-3_0_4_node_106 | 0.4 | n |  | TRUE
113 | bus_LV_25-3_0_4_node_108 | 0.4 | n |  | TRUE
114 | bus_LV_25-3_0_4_node_121 | 0.4 | n |  | TRUE
115 | bus_LV_25-3_0_4_node_110 | 0.4 | n |  | TRUE
116 | bus_LV_25-3_0_4_node_111 | 0.4 | n |  | TRUE
117 | bus_LV_25-3_0_4_node_112 | 0.4 | n |  | TRUE
118 | bus_LV_25-3_0_4_node_113 | 0.4 | n |  | TRUE
119 | bus_LV_25-3_0_4_node_114 | 0.4 | n |  | TRUE
120 | bus_LV_25-3_0_4_node_119 | 0.4 | n |  | TRUE
121 | bus_LV_25-3_0_4_node_115 | 0.4 | n |  | TRUE
122 | bus_LV_25-3_0_4_node_120 | 0.4 | n |  | TRUE
123 | bus_LV_25-3_0_4_node_116 | 0.4 | n |  | TRUE
124 | bus_LV_25-3_0_4_node_117 | 0.4 | n |  | TRUE
125 | bus_LV_25-3_0_4_node_118 | 0.4 | n |  | TRUE
126 | bus_LV_25-3_0_4_node_126 | 0.4 | n |  | TRUE
127 | bus_LV_25-3_0_4_node_136 | 0.4 | n |  | TRUE
128 | bus_LV_25-3_0_4_node_144 | 0.4 | n |  | TRUE
129 | bus_LV_25-3_0_4_node_123 | 0.4 | n |  | TRUE
130 | bus_LV_25-3_0_4_node_125 | 0.4 | n |  | TRUE
131 | bus_LV_25-3_0_4_node_130 | 0.4 | n |  | TRUE
132 | bus_LV_25-3_0_4_node_131 | 0.4 | n |  | TRUE
133 | bus_LV_25-3_0_4_node_132 | 0.4 | n |  | TRUE
134 | bus_LV_25-3_0_4_node_133 | 0.4 | n |  | TRUE
135 | bus_LV_25-3_0_4_node_134 | 0.4 | n |  | TRUE
136 | bus_LV_25-3_0_4_node_135 | 0.4 | n |  | TRUE
137 | bus_LV_25-3_0_4_node_152 | 0.4 | n |  | TRUE
138 | bus_LV_25-3_0_4_node_151 | 0.4 | n |  | TRUE
139 | bus_LV_25-3_0_4_node_143 | 0.4 | n |  | TRUE
140 | bus_LV_25-3_0_4_node_137 | 0.4 | n |  | TRUE
141 | bus_LV_25-3_0_4_node_138 | 0.4 | n |  | TRUE
142 | bus_LV_25-3_0_4_node_139 | 0.4 | n |  | TRUE
143 | bus_LV_25-3_0_4_node_140 | 0.4 | n |  | TRUE
144 | bus_LV_25-3_0_4_node_141 | 0.4 | n |  | TRUE
145 | bus_LV_25-3_0_4_node_142 | 0.4 | n |  | TRUE
146 | bus_LV_25-3_0_4_node_145 | 0.4 | n |  | TRUE
147 | bus_LV_25-3_0_4_node_146 | 0.4 | n |  | TRUE
148 | bus_LV_25-3_0_4_node_147 | 0.4 | n |  | TRUE
149 | bus_LV_25-3_0_4_node_148 | 0.4 | n |  | TRUE
150 | bus_LV_25-3_0_4_node_149 | 0.4 | n |  | TRUE
151 | bus_LV_25-3_0_4_node_150 | 0.4 | n |  | TRUE
152 | bus_MV_391_0_node_0 | 20 | n |  | TRUE

## load
| name | bus | p_mw | q_mvar | const_z_percent | const_i_percent | sn_mva | scaling | in_service | type
0 | LV_25-3_0_4_load_0 | 0 | 0.0026668 | 0.00066837 | 0 | 0 |  | 1 | TRUE | wye
1 | LV_25-3_0_4_load_9 | 3 | 0.0010046 | 0.00025177 | 0 | 0 |  | 1 | TRUE | wye
2 | LV_25-3_0_4_load_10 | 4 | 0.0016074 | 0.00040286 | 0 | 0 |  | 1 | TRUE | wye
3 | LV_25-3_0_4_load_6 | 5 | 0.00060492 | 0.00015161 | 0 | 0 |  | 1 | TRUE | wye
4 | LV_25-3_0_4_load_2 | 6 | 0.0011183 | 0.00028026 | 0 | 0 |  | 1 | TRUE | wye
5 | LV_25-3_0_4_load_3 | 7 | 0.0011388 | 0.00028542 | 0 | 0 |  | 1 | TRUE | wye
6 | LV_25-3_0_4_load_5 | 8 | 0.0023936 | 0.00059989 | 0 | 0 |  | 1 | TRUE | wye
7 | LV_25-3_0_4_load_11 | 9 | 0.0034564 | 0.00086626 | 0 | 0 |  | 1 | TRUE | wye
8 | LV_25-3_0_4_load_14 | 10 | 0.0028075 | 0.00070362 | 0 | 0 |  | 1 | TRUE | wye
9 | LV_25-3_0_4_load_7 | 11 | 0.0018199 | 0.00045611 | 0 | 0 |  | 1 | TRUE | wye
10 | LV_25-3_0_4_load_17 | 12 | 0.003515 | 0.00088093 | 0 | 0 |  | 1 | TRUE | wye
11 | LV_25-3_0_4_load_8 | 13 | 0.0021148 | 0.00053003 | 0 | 0 |  | 1 | TRUE | wye
12 | LV_25-3_0_4_load_12 | 14 | 0.0041125 | 0.0010307 | 0 | 0 |  | 1 | TRUE | wye
13 | LV_25-3_0_4_load_13 | 15 | 0.0023928 | 0.0005997 | 0 | 0 |  | 1 | TRUE | wye
14 | LV_25-3_0_4_load_15 | 16 | 0.0031202 | 0.00078199 | 0 | 0 |  | 1 | TRUE | wye
15 | LV_25-3_0_4_load_18 | 17 | 0.0015748 | 0.00039468 | 0 | 0 |  | 1 | TRUE | wye
16 | LV_25-3_0_4_load_20 | 18 | 0.0047171 | 0.0011822 | 0 | 0 |  | 1 | TRUE | wye
17 | LV_25-3_0_4_load_21 | 19 | 0.0020128 | 0.00050446 | 0 | 0 |  | 1 | TRUE | wye
18 | LV_25-3_0_4_load_16 | 20 | 0.0037109 | 0.00093005 | 0 | 0 |  | 1 | TRUE | wye
19 | LV_25-3_0_4_load_19 | 21 | 0.0010369 | 0.00025987 | 0 | 0 |  | 1 | TRUE | wye
20 | LV_25-3_0_4_load_24 | 22 | 0.0013325 | 0.00033396 | 0 | 0 |  | 1 | TRUE | wye
21 | LV_25-3_0_4_load_153 | 24 | 0.0017338 | 0.00043454 | 0 | 0 |  | 1 | TRUE | wye
22 | LV_25-3_0_4_load_27 | 26 | 0.001717 | 0.00043032 | 0 | 0 |  | 1 | TRUE | wye
23 | LV_25-3_0_4_load_22 | 27 | 0.0034244 | 0.00085824 | 0 | 0 |  | 1 | TRUE | wye
24 | LV_25-3_0_4_load_28 | 29 | 0.0022854 | 0.00057277 | 0 | 0 |  | 1 | TRUE | wye
25 | LV_25-3_0_4_load_40 | 31 | 0.004842 | 0.0012135 | 0 | 0 |  | 1 | TRUE | wye
26 | LV_25-3_0_4_load_37 | 32 | 0.0067892 | 0.0017015 | 0 | 0 |  | 1 | TRUE | wye
27 | LV_25-3_0_4_load_29 | 33 | 0.0012514 | 0.00031363 | 0 | 0 |  | 1 | TRUE | wye
28 | LV_25-3_0_4_load_35 | 34 | 0.0020805 | 0.00052142 | 0 | 0 |  | 1 | TRUE | wye
29 | LV_25-3_0_4_load_36 | 35 | 0.0018516 | 0.00046404 | 0 | 0 |  | 1 | TRUE | wye
30 | LV_25-3_0_4_load_32 | 37 | 0.0022468 | 0.00056311 | 0 | 0 |  | 1 | TRUE | wye
31 | LV_25-3_0_4_load_34 | 39 | 0.0029819 | 0.00074734 | 0 | 0 |  | 1 | TRUE | wye
32 | LV_25-3_0_4_load_39 | 41 | 0.0071239 | 0.0017854 | 0 | 0 |  | 1 | TRUE | wye
33 | LV_25-3_0_4_load_124 | 42 | 0.0032741 | 0.00082057 | 0 | 0 |  | 1 | TRUE | wye
34 | LV_25-3_0_4_load_79 | 43 | 0.0029463 | 0.0007384 | 0 | 0 |  | 1 | TRUE | wye
35 | LV_25-3_0_4_load_38 | 44 | 0.0067416 | 0.0016896 | 0 | 0 |  | 1 | TRUE | wye
36 | LV_25-3_0_4_load_95 | 46 | 0.0027346 | 0.00068536 | 0 | 0 |  | 1 | TRUE | wye
37 | LV_25-3_0_4_load_122 | 47 | 0.006599 | 0.0016539 | 0 | 0 |  | 1 | TRUE | wye
38 | LV_25-3_0_4_load_80 | 48 | 0.0051845 | 0.0012994 | 0 | 0 |  | 1 | TRUE | wye
39 | LV_25-3_0_4_load_50 | 49 | 0.0027621 | 0.00069224 | 0 | 0 |  | 1 | TRUE | wye
40 | LV_25-3_0_4_load_48 | 50 | 0.0099124 | 0.0024843 | 0 | 0 |  | 1 | TRUE | wye
41 | LV_25-3_0_4_load_42 | 52 | 0.011564 | 0.0028982 | 0 | 0 |  | 1 | TRUE | wye
42 | LV_25-3_0_4_load_45 | 54 | 0.010671 | 0.0026743 | 0 | 0 |  | 1 | TRUE | wye
43 | LV_25-3_0_4_load_51 | 57 | 0.010338 | 0.002591 | 0 | 0 |  | 1 | TRUE | wye
44 | LV_25-3_0_4_load_56 | 59 | 0.010739 | 0.0026915 | 0 | 0 |  | 1 | TRUE | wye
45 | LV_25-3_0_4_load_58 | 61 | 0.010694 | 0.0026802 | 0 | 0 |  | 1 | TRUE | wye
46 | LV_25-3_0_4_load_60 | 63 | 0.0055603 | 0.0013935 | 0 | 0 |  | 1 | TRUE | wye
47 | LV_25-3_0_4_load_53 | 65 | 0.0036385 | 0.00091188 | 0 | 0 |  | 1 | TRUE | wye
48 | LV_25-3_0_4_load_54 | 66 | 0.0032913 | 0.00082488 | 0 | 0 |  | 1 | TRUE | wye
49 | LV_25-3_0_4_load_76 | 67 | 0.002842 | 0.00071228 | 0 | 0 |  | 1 | TRUE | wye
50 | LV_25-3_0_4_load_77 | 68 | 0.0031745 | 0.00079559 | 0 | 0 |  | 1 | TRUE | wye
51 | LV_25-3_0_4_load_61 | 71 | 0.012798 | 0.0032074 | 0 | 0 |  | 1 | TRUE | wye
52 | LV_25-3_0_4_load_75 | 72 | 0.0030562 | 0.00076595 | 0 | 0 |  | 1 | TRUE | wye
53 | LV_25-3_0_4_load_62 | 75 | 0.007572 | 0.0018977 | 0 | 0 |  | 1 | TRUE | wye
54 | LV_25-3_0_4_load_99 | 77 | 0.0039052 | 0.00097873 | 0 | 0 |  | 1 | TRUE | wye
55 | LV_25-3_0_4_load_74 | 78 | 0.0049608 | 0.0012433 | 0 | 0 |  | 1 | TRUE | wye
56 | LV_25-3_0_4_load_70 | 79 | 0.0033358 | 0.00083602 | 0 | 0 |  | 1 | TRUE | wye
57 | LV_25-3_0_4_load_66 | 80 | 0.0014928 | 0.00037413 | 0 | 0 |  | 1 | TRUE | wye
58 | LV_25-3_0_4_load_97 | 81 | 0.0015661 | 0.00039251 | 0 | 0 |  | 1 | TRUE | wye
59 | LV_25-3_0_4_load_67 | 82 | 0.001895 | 0.00047493 | 0 | 0 |  | 1 | TRUE | wye
60 | LV_25-3_0_4_load_69 | 83 | 0.0015945 | 0.00039961 | 0 | 0 |  | 1 | TRUE | wye
61 | LV_25-3_0_4_load_71 | 84 | 0.0031414 | 0.00078731 | 0 | 0 |  | 1 | TRUE | wye
62 | LV_25-3_0_4_load_72 | 86 | 0.0027728 | 0.00069492 | 0 | 0 |  | 1 | TRUE | wye
63 | LV_25-3_0_4_load_129 | 87 | 0.0018184 | 0.00045575 | 0 | 0 |  | 1 | TRUE | wye
64 | LV_25-3_0_4_load_127 | 88 | 0.0010544 | 0.00026426 | 0 | 0 |  | 1 | TRUE | wye
65 | LV_25-3_0_4_load_73 | 89 | 0.0030278 | 0.00075883 | 0 | 0 |  | 1 | TRUE | wye
66 | LV_25-3_0_4_load_81 | 90 | 0.0028159 | 0.00070574 | 0 | 0 |  | 1 | TRUE | wye
67 | LV_25-3_0_4_load_82 | 91 | 0.0032234 | 0.00080785 | 0 | 0 |  | 1 | TRUE | wye
68 | LV_25-3_0_4_load_83 | 92 | 0.0039752 | 0.00099628 | 0 | 0 |  | 1 | TRUE | wye
69 | LV_25-3_0_4_load_84 | 93 | 0.0014386 | 0.00036054 | 0 | 0 |  | 1 | TRUE | wye
70 | LV_25-3_0_4_load_85 | 94 | 0.0014753 | 0.00036975 | 0 | 0 |  | 1 | TRUE | wye
71 | LV_25-3_0_4_load_86 | 95 | 0.0015109 | 0.00037866 | 0 | 0 |  | 1 | TRUE | wye
72 | LV_25-3_0_4_load_90 | 96 | 0.0016689 | 0.00041826 | 0 | 0 |  | 1 | TRUE | wye
73 | LV_25-3_0_4_load_87 | 98 | 0.0017076 | 0.00042798 | 0 | 0 |  | 1 | TRUE | wye
74 | LV_25-3_0_4_load_91 | 99 | 0.0018983 | 0.00047576 | 0 | 0 |  | 1 | TRUE | wye
75 | LV_25-3_0_4_load_92 | 100 | 0.002798 | 0.00070124 | 0 | 0 |  | 1 | TRUE | wye
76 | LV_25-3_0_4_load_94 | 101 | 0.001875 | 0.00046992 | 0 | 0 |  | 1 | TRUE | wye
77 | LV_25-3_0_4_load_96 | 102 | 0.0040047 | 0.0010037 | 0 | 0 |  | 1 | TRUE | wye
78 | LV_25-3_0_4_load_98 | 103 | 0.0029079 | 0.00072878 | 0 | 0 |  | 1 | TRUE | wye
79 | LV_25-3_0_4_load_100 | 104 | 0.0020322 | 0.00050931 | 0 | 0 |  | 1 | TRUE | wye
80 | LV_25-3_0_4_load_101 | 105 | 0.0013654 | 0.00034219 | 0 | 0 |  | 1 | TRUE | wye
81 | LV_25-3_0_4_load_102 | 106 | 0.0025323 | 0.00063466 | 0 | 0 |  | 1 | TRUE | wye
82 | LV_25-3_0_4_load_109 | 108 | 0.001329 | 0.00033309 | 0 | 0 |  | 1 | TRUE | wye
83 | LV_25-3_0_4_load_107 | 109 | 0.0014262 | 0.00035744 | 0 | 0 |  | 1 | TRUE | wye
84 | LV_25-3_0_4_load_105 | 110 | 0.0029915 | 0.00074975 | 0 | 0 |  | 1 | TRUE | wye
85 | LV_25-3_0_4_load_104 | 111 | 0.0025214 | 0.00063193 | 0 | 0 |  | 1 | TRUE | wye
86 | LV_25-3_0_4_load_108 | 113 | 0.0011398 | 0.00028565 | 0 | 0 |  | 1 | TRUE | wye
87 | LV_25-3_0_4_load_121 | 114 | 0.0011484 | 0.00028782 | 0 | 0 |  | 1 | TRUE | wye
88 | LV_25-3_0_4_load_111 | 116 | 0.0085108 | 0.002133 | 0 | 0 |  | 1 | TRUE | wye
89 | LV_25-3_0_4_load_112 | 117 | 0.0042632 | 0.0010685 | 0 | 0 |  | 1 | TRUE | wye
90 | LV_25-3_0_4_load_113 | 118 | 0.00137 | 0.00034336 | 0 | 0 |  | 1 | TRUE | wye
91 | LV_25-3_0_4_load_114 | 119 | 0.003975 | 0.00099622 | 0 | 0 |  | 1 | TRUE | wye
92 | LV_25-3_0_4_load_115 | 121 | 0.0030383 | 0.00076147 | 0 | 0 |  | 1 | TRUE | wye
93 | LV_25-3_0_4_load_116 | 123 | 0.0041369 | 0.0010368 | 0 | 0 |  | 1 | TRUE | wye
94 | LV_25-3_0_4_load_117 | 124 | 0.001208 | 0.00030275 | 0 | 0 |  | 1 | TRUE | wye
95 | LV_25-3_0_4_load_118 | 125 | 0.0013443 | 0.00033692 | 0 | 0 |  | 1 | TRUE | wye
96 | LV_25-3_0_4_load_126 | 126 | 0.0013514 | 0.00033871 | 0 | 0 |  | 1 | TRUE | wye
97 | LV_25-3_0_4_load_144 | 128 | 0.0032713 | 0.00081987 | 0 | 0 |  | 1 | TRUE | wye
98 | LV_25-3_0_4_load_123 | 129 | 0.0064678 | 0.001621 | 0 | 0 |  | 1 | TRUE | wye
99 | LV_25-3_0_4_load_125 | 130 | 0.0012453 | 0.0003121 | 0 | 0 |  | 1 | TRUE | wye
100 | LV_25-3_0_4_load_130 | 131 | 0.00093942 | 0.00023544 | 0 | 0 |  | 1 | TRUE | wye
101 | LV_25-3_0_4_load_131 | 132 | 0.00089402 | 0.00022406 | 0 | 0 |  | 1 | TRUE | wye
102 | LV_25-3_0_4_load_132 | 133 | 0.000657 | 0.00016466 | 0 | 0 |  | 1 | TRUE | wye
103 | LV_25-3_0_4_load_133 | 134 | 0.00065262 | 0.00016356 | 0 | 0 |  | 1 | TRUE | wye
104 | LV_25-3_0_4_load_135 | 136 | 0.0015823 | 0.00039656 | 0 | 0 |  | 1 | TRUE | wye
105 | LV_25-3_0_4_load_152 | 137 | 0.00083698 | 0.00020977 | 0 | 0 |  | 1 | TRUE | wye
106 | LV_25-3_0_4_load_151 | 138 | 0.0010611 | 0.00026593 | 0 | 0 |  | 1 | TRUE | wye
107 | LV_25-3_0_4_load_143 | 139 | 0.0016406 | 0.00041116 | 0 | 0 |  | 1 | TRUE | wye
108 | LV_25-3_0_4_load_137 | 140 | 0.0030608 | 0.00076711 | 0 | 0 |  | 1 | TRUE | wye
109 | LV_25-3_0_4_load_138 | 141 | 0.0011428 | 0.00028641 | 0 | 0 |  | 1 | TRUE | wye
110 | LV_25-3_0_4_load_140 | 143 | 0.0014567 | 0.00036509 | 0 | 0 |  | 1 | TRUE | wye
111 | LV_25-3_0_4_load_141 | 144 | 0.0061047 | 0.00153 | 0 | 0 |  | 1 | TRUE | wye
112 | LV_25-3_0_4_load_145 | 146 | 0.00089948 | 0.00022543 | 0 | 0 |  | 1 | TRUE | wye
113 | LV_25-3_0_4_load_146 | 147 | 0.0011479 | 0.00028769 | 0 | 0 |  | 1 | TRUE | wye
114 | LV_25-3_0_4_load_148 | 149 | 0.00097893 | 0.00024534 | 0 | 0 |  | 1 | TRUE | wye
115 | LV_25-3_0_4_load_149 | 150 | 0.00062783 | 0.00015735 | 0 | 0 |  | 1 | TRUE | wye
116 | LV_25-3_0_4_load_150 | 151 | 0.00072115 | 0.00018074 | 0 | 0 |  | 1 | TRUE | wye

## ext_grid
| name | bus | vm_pu | va_degree | slack_weight | in_service
0 |  | 50 | 1 | 0 | 1 | TRUE

## line
| name | std_type | from_bus | to_bus | length_km | r_ohm_per_km | x_ohm_per_km | c_nf_per_km | g_us_per_km | max_i_ka | df | parallel | type | in_service
0 | LV_25-3_0_4_line_0 |  | 0 | 1 | 0.001977 | 0.125 | 0.08 | 261 | 0 | 0.364 | 1 | 1 | cs | TRUE
1 | LV_25-3_0_4_line_1 |  | 1 | 2 | 0.035222 | 0.125 | 0.08 | 261 | 0 | 0.364 | 1 | 1 | cs | TRUE
2 | LV_25-3_0_4_line_2 |  | 2 | 3 | 0.035066 | 0.125 | 0.08 | 261 | 0 | 0.364 | 1 | 1 | cs | TRUE
3 | LV_25-3_0_4_line_3 |  | 2 | 4 | 0.016731 | 0.125 | 0.08 | 261 | 0 | 0.364 | 1 | 1 | cs | TRUE
4 | LV_25-3_0_4_line_4 |  | 2 | 5 | 0.024552 | 0.125 | 0.08 | 261 | 0 | 0.364 | 1 | 1 | cs | TRUE
5 | LV_25-3_0_4_line_5 |  | 3 | 10 | 0.029844 | 0.125 | 0.08 | 261 | 0 | 0.364 | 1 | 1 | cs | TRUE
6 | LV_25-3_0_4_line_6 |  | 5 | 11 | 0.01281 | 0.125 | 0.08 | 261 | 0 | 0.364 | 1 | 1 | cs | TRUE
7 | LV_25-3_0_4_line_7 |  | 6 | 7 | 0.026683 | 0.125 | 0.08 | 261 | 0 | 0.364 | 1 | 1 | cs | TRUE
8 | LV_25-3_0_4_line_8 |  | 7 | 8 | 0.02684 | 0.125 | 0.08 | 261 | 0 | 0.364 | 1 | 1 | cs | TRUE
9 | LV_25-3_0_4_line_9 |  | 8 | 9 | 0.029194 | 0.125 | 0.08 | 261 | 0 | 0.364 | 1 | 1 | cs | TRUE
10 | LV_25-3_0_4_line_10 |  | 9 | 12 | 0.02768 | 0.125 | 0.08 | 261 | 0 | 0.364 | 1 | 1 | cs | TRUE
11 | LV_25-3_0_4_line_11 |  | 10 | 16 | 0.030141 | 0.125 | 0.08 | 261 | 0 | 0.364 | 1 | 1 | cs | TRUE
12 | LV_25-3_0_4_line_12 |  | 11 | 13 | 0.017411 | 0.125 | 0.08 | 261 | 0 | 0.364 | 1 | 1 | cs | TRUE
13 | LV_25-3_0_4_line_13 |  | 12 | 17 | 0.027541 | 0.125 | 0.08 | 261 | 0 | 0.364 | 1 | 1 | cs | TRUE
14 | LV_25-3_0_4_line_14 |  | 13 | 14 | 0.0051763 | 0.125 | 0.08 | 261 | 0 | 0.364 | 1 | 1 | cs | TRUE
15 | LV_25-3_0_4_line_15 |  | 14 | 15 | 0.020237 | 0.125 | 0.08 | 261 | 0 | 0.364 | 1 | 1 | cs | TRUE
16 | LV_25-3_0_4_line_16 |  | 15 | 18 | 0.0053273 | 0.125 | 0.08 | 261 | 0 | 0.364 | 1 | 1 | cs | TRUE
17 | LV_25-3_0_4_line_17 |  | 16 | 20 | 0.028909 | 0.125 | 0.08 | 261 | 0 | 0.364 | 1 | 1 | cs | TRUE
18 | LV_25-3_0_4_line_18 |  | 17 | 23 | 0.011378 | 0.125 | 0.08 | 261 | 0 | 0.364 | 1 | 1 | cs | TRUE
19 | LV_25-3_0_4_line_19 |  | 17 | 24 | 0.063614 | 0.125 | 0.08 | 261 | 0 | 0.364 | 1 | 1 | cs | TRUE
20 | LV_25-3_0_4_line_20 |  | 18 | 19 | 0.01964 | 0.125 | 0.08 | 261 | 0 | 0.364 | 1 | 1 | cs | TRUE
21 | LV_25-3_0_4_line_21 |  | 19 | 27 | 0.0039413 | 0.125 | 0.08 | 261 | 0 | 0.364 | 1 | 1 | cs | TRUE
22 | LV_25-3_0_4_line_22 |  | 20 | 21 | 0.039365 | 0.125 | 0.08 | 261 | 0 | 0.364 | 1 | 1 | cs | TRUE
23 | LV_25-3_0_4_line_23 |  | 21 | 22 | 0.018915 | 0.125 | 0.08 | 261 | 0 | 0.364 | 1 | 1 | cs | TRUE
24 | LV_25-3_0_4_line_24 |  | 22 | 25 | 0.010466 | 0.125 | 0.08 | 261 | 0 | 0.364 | 1 | 1 | cs | TRUE
25 | LV_25-3_0_4_line_25 |  | 23 | 25 | 0.032466 | 0.125 | 0.08 | 261 | 0 | 0.364 | 1 | 1 | cs | TRUE
26 | LV_25-3_0_4_line_26 |  | 23 | 26 | 0.013445 | 0.125 | 0.08 | 261 | 0 | 0.364 | 1 | 1 | cs | TRUE
27 | LV_25-3_0_4_line_27 |  | 25 | 34 | 0.015358 | 0.125 | 0.08 | 261 | 0 | 0.364 | 1 | 1 | cs | TRUE
28 | LV_25-3_0_4_line_28 |  | 27 | 28 | 0.016651 | 0.125 | 0.08 | 261 | 0 | 0.364 | 1 | 1 | cs | TRUE
29 | LV_25-3_0_4_line_29 |  | 28 | 29 | 0.0080225 | 0.125 | 0.08 | 261 | 0 | 0.364 | 1 | 1 | cs | TRUE
30 | LV_25-3_0_4_line_30 |  | 29 | 33 | 0.020768 | 0.125 | 0.08 | 261 | 0 | 0.364 | 1 | 1 | cs | TRUE
31 | LV_25-3_0_4_line_31 |  | 30 | 31 | 0.03387 | 0.125 | 0.08 | 261 | 0 | 0.364 | 1 | 1 | cs | TRUE
32 | LV_25-3_0_4_line_32 |  | 30 | 32 | 0.026242 | 0.125 | 0.08 | 261 | 0 | 0.364 | 1 | 1 | cs | TRUE
33 | LV_25-3_0_4_line_33 |  | 31 | 43 | 0.0019099 | 0.125 | 0.08 | 261 | 0 | 0.364 | 1 | 1 | cs | TRUE
34 | LV_25-3_0_4_line_34 |  | 32 | 44 | 0.0091244 | 0.125 | 0.08 | 261 | 0 | 0.364 | 1 | 1 | cs | TRUE
35 | LV_25-3_0_4_line_35 |  | 34 | 35 | 0.020692 | 0.125 | 0.08 | 261 | 0 | 0.364 | 1 | 1 | cs | TRUE
36 | LV_25-3_0_4_line_36 |  | 35 | 37 | 0.012898 | 0.125 | 0.08 | 261 | 0 | 0.364 | 1 | 1 | cs | TRUE
37 | LV_25-3_0_4_line_37 |  | 36 | 37 | 0.016324 | 0.125 | 0.08 | 261 | 0 | 0.364 | 1 | 1 | cs | TRUE
38 | LV_25-3_0_4_line_38 |  | 36 | 38 | 0.007302 | 0.125 | 0.08 | 261 | 0 | 0.364 | 1 | 1 | cs | TRUE
39 | LV_25-3_0_4_line_39 |  | 36 | 39 | 0.018263 | 0.125 | 0.08 | 261 | 0 | 0.364 | 1 | 1 | cs | TRUE
40 | LV_25-3_0_4_line_40 |  | 38 | 40 | 0.046077 | 0.125 | 0.08 | 261 | 0 | 0.364 | 1 | 1 | cs | TRUE
41 | LV_25-3_0_4_line_41 |  | 38 | 41 | 0.023717 | 0.125 | 0.08 | 261 | 0 | 0.364 | 1 | 1 | cs | TRUE
42 | LV_25-3_0_4_line_42 |  | 39 | 42 | 0.02997 | 0.125 | 0.08 | 261 | 0 | 0.364 | 1 | 1 | cs | TRUE
43 | LV_25-3_0_4_line_43 |  | 40 | 45 | 0.022575 | 0.125 | 0.08 | 261 | 0 | 0.364 | 1 | 2 | cs | TRUE
44 | LV_25-3_0_4_line_44 |  | 40 | 46 | 0.0036761 | 0.125 | 0.08 | 261 | 0 | 0.364 | 1 | 1 | cs | TRUE
45 | LV_25-3_0_4_line_45 |  | 41 | 44 | 0.029871 | 0.125 | 0.08 | 261 | 0 | 0.364 | 1 | 1 | cs | TRUE
46 | LV_25-3_0_4_line_46 |  | 42 | 47 | 0.036628 | 0.125 | 0.08 | 261 | 0 | 0.364 | 1 | 1 | cs | TRUE
47 | LV_25-3_0_4_line_47 |  | 43 | 48 | 0.024761 | 0.125 | 0.08 | 261 | 0 | 0.364 | 1 | 1 | cs | TRUE
48 | LV_25-3_0_4_line_48 |  | 45 | 49 | 0.026545 | 0.125 | 0.08 | 261 | 0 | 0.364 | 1 | 3 | cs | TRUE
49 | LV_25-3_0_4_line_49 |  | 45 | 50 | 0.025986 | 0.125 | 0.08 | 261 | 0 | 0.364 | 1 | 3 | cs | TRUE
50 | LV_25-3_0_4_line_50 |  | 46 | 51 | 0.036269 | 0.125 | 0.08 | 261 | 0 | 0.364 | 1 | 1 | cs | TRUE
51 | LV_25-3_0_4_line_51 |  | 47 | 129 | 0.035479 | 0.125 | 0.08 | 261 | 0 | 0.364 | 1 | 1 | cs | TRUE
52 | LV_25-3_0_4_line_52 |  | 48 | 90 | 0.0014687 | 0.125 | 0.08 | 261 | 0 | 0.364 | 1 | 1 | cs | TRUE
53 | LV_25-3_0_4_line_53 |  | 49 | 62 | 0.0027097 | 0.125 | 0.08 | 261 | 0 | 0.364 | 1 | 3 | cs | TRUE
54 | LV_25-3_0_4_line_54 |  | 50 | 58 | 0.021192 | 0.125 | 0.08 | 261 | 0 | 0.364 | 1 | 1 | cs | TRUE
55 | LV_25-3_0_4_line_55 |  | 51 | 99 | 0.01545 | 0.125 | 0.08 | 261 | 0 | 0.364 | 1 | 1 | cs | TRUE
56 | LV_25-3_0_4_line_56 |  | 52 | 53 | 0.024438 | 0.125 | 0.08 | 261 | 0 | 0.364 | 1 | 1 | cs | TRUE
57 | LV_25-3_0_4_line_57 |  | 53 | 54 | 0.022056 | 0.125 | 0.08 | 261 | 0 | 0.364 | 1 | 1 | cs | TRUE
58 | LV_25-3_0_4_line_58 |  | 54 | 58 | 0.02065 | 0.125 | 0.08 | 261 | 0 | 0.364 | 1 | 1 | cs | TRUE
59 | LV_25-3_0_4_line_59 |  | 55 | 56 | 0.008898 | 0.125 | 0.08 | 261 | 0 | 0.364 | 1 | 1 | cs | TRUE
60 | LV_25-3_0_4_line_60 |  | 55 | 57 | 0.009614 | 0.125 | 0.08 | 261 | 0 | 0.364 | 1 | 1 | cs | TRUE
61 | LV_25-3_0_4_line_61 |  | 56 | 59 | 0.020622 | 0.125 | 0.08 | 261 | 0 | 0.364 | 1 | 1 | cs | TRUE
62 | LV_25-3_0_4_line_62 |  | 59 | 60 | 0.01305 | 0.125 | 0.08 | 261 | 0 | 0.364 | 1 | 1 | cs | TRUE
63 | LV_25-3_0_4_line_63 |  | 60 | 61 | 0.02624 | 0.125 | 0.08 | 261 | 0 | 0.364 | 1 | 1 | cs | TRUE
64 | LV_25-3_0_4_line_64 |  | 61 | 62 | 0.022931 | 0.125 | 0.08 | 261 | 0 | 0.364 | 1 | 1 | cs | TRUE
65 | LV_25-3_0_4_line_65 |  | 62 | 63 | 0.024727 | 0.125 | 0.08 | 261 | 0 | 0.364 | 1 | 3 | cs | TRUE
66 | LV_25-3_0_4_line_66 |  | 63 | 73 | 0.0074945 | 0.125 | 0.08 | 261 | 0 | 0.364 | 1 | 2 | cs | TRUE
67 | LV_25-3_0_4_line_67 |  | 64 | 65 | 0.0038839 | 0.125 | 0.08 | 261 | 0 | 0.364 | 1 | 1 | cs | TRUE
68 | LV_25-3_0_4_line_68 |  | 64 | 66 | 0.017945 | 0.125 | 0.08 | 261 | 0 | 0.364 | 1 | 1 | cs | TRUE
69 | LV_25-3_0_4_line_69 |  | 65 | 67 | 0.022286 | 0.125 | 0.08 | 261 | 0 | 0.364 | 1 | 1 | cs | TRUE
70 | LV_25-3_0_4_line_70 |  | 66 | 68 | 0.012001 | 0.125 | 0.08 | 261 | 0 | 0.364 | 1 | 1 | cs | TRUE
71 | LV_25-3_0_4_line_71 |  | 67 | 69 | 0.01609 | 0.125 | 0.08 | 261 | 0 | 0.364 | 1 | 1 | cs | TRUE
72 | LV_25-3_0_4_line_72 |  | 69 | 72 | 0.0061214 | 0.125 | 0.08 | 261 | 0 | 0.364 | 1 | 1 | cs | TRUE
73 | LV_25-3_0_4_line_73 |  | 69 | 70 | 0.029533 | 0.125 | 0.08 | 261 | 0 | 0.364 | 1 | 1 | cs | TRUE
74 | LV_25-3_0_4_line_74 |  | 70 | 71 | 0.0073438 | 0.125 | 0.08 | 261 | 0 | 0.364 | 1 | 1 | cs | TRUE
75 | LV_25-3_0_4_line_75 |  | 72 | 78 | 0.020719 | 0.125 | 0.08 | 261 | 0 | 0.364 | 1 | 1 | cs | TRUE
76 | LV_25-3_0_4_line_76 |  | 73 | 74 | 0.011287 | 0.125 | 0.08 | 261 | 0 | 0.364 | 1 | 1 | cs | TRUE
77 | LV_25-3_0_4_line_77 |  | 73 | 75 | 0.026962 | 0.125 | 0.08 | 261 | 0 | 0.364 | 1 | 1 | cs | TRUE
78 | LV_25-3_0_4_line_78 |  | 74 | 76 | 0.020439 | 0.125 | 0.08 | 261 | 0 | 0.364 | 1 | 1 | cs | TRUE
79 | LV_25-3_0_4_line_79 |  | 74 | 77 | 0.029031 | 0.125 | 0.08 | 261 | 0 | 0.364 | 1 | 1 | cs | TRUE
80 | LV_25-3_0_4_line_80 |  | 76 | 79 | 0.012571 | 0.125 | 0.08 | 261 | 0 | 0.364 | 1 | 1 | cs | TRUE
81 | LV_25-3_0_4_line_81 |  | 76 | 80 | 0.013304 | 0.125 | 0.08 | 261 | 0 | 0.364 | 1 | 1 | cs | TRUE
82 | LV_25-3_0_4_line_82 |  | 77 | 81 | 0.030534 | 0.125 | 0.08 | 261 | 0 | 0.364 | 1 | 1 | cs | TRUE
83 | LV_25-3_0_4_line_83 |  | 78 | 89 | 0.0094188 | 0.125 | 0.08 | 261 | 0 | 0.364 | 1 | 1 | cs | TRUE
84 | LV_25-3_0_4_line_84 |  | 79 | 85 | 0.017705 | 0.125 | 0.08 | 261 | 0 | 0.364 | 1 | 1 | cs | TRUE
85 | LV_25-3_0_4_line_85 |  | 80 | 82 | 0.013607 | 0.125 | 0.08 | 261 | 0 | 0.364 | 1 | 1 | cs | TRUE
86 | LV_25-3_0_4_line_86 |  | 81 | 103 | 0.00020517 | 0.125 | 0.08 | 261 | 0 | 0.364 | 1 | 1 | cs | TRUE
87 | LV_25-3_0_4_line_87 |  | 82 | 83 | 0.018191 | 0.125 | 0.08 | 261 | 0 | 0.364 | 1 | 1 | cs | TRUE
88 | LV_25-3_0_4_line_88 |  | 83 | 84 | 0.017475 | 0.125 | 0.08 | 261 | 0 | 0.364 | 1 | 1 | cs | TRUE
89 | LV_25-3_0_4_line_89 |  | 84 | 86 | 0.018256 | 0.125 | 0.08 | 261 | 0 | 0.364 | 1 | 1 | cs | TRUE
90 | LV_25-3_0_4_line_90 |  | 85 | 87 | 0.015564 | 0.125 | 0.08 | 261 | 0 | 0.364 | 1 | 1 | cs | TRUE
91 | LV_25-3_0_4_line_91 |  | 85 | 88 | 0.00020856 | 0.125 | 0.08 | 261 | 0 | 0.364 | 1 | 1 | cs | TRUE
92 | LV_25-3_0_4_line_92 |  | 86 | 89 | 0.014973 | 0.125 | 0.08 | 261 | 0 | 0.364 | 1 | 1 | cs | TRUE
93 | LV_25-3_0_4_line_93 |  | 88 | 126 | 0.012666 | 0.125 | 0.08 | 261 | 0 | 0.364 | 1 | 1 | cs | TRUE
94 | LV_25-3_0_4_line_94 |  | 90 | 91 | 0.024568 | 0.125 | 0.08 | 261 | 0 | 0.364 | 1 | 1 | cs | TRUE
95 | LV_25-3_0_4_line_95 |  | 91 | 92 | 0.0011047 | 0.125 | 0.08 | 261 | 0 | 0.364 | 1 | 1 | cs | TRUE
96 | LV_25-3_0_4_line_96 |  | 92 | 93 | 0.022261 | 0.125 | 0.08 | 261 | 0 | 0.364 | 1 | 1 | cs | TRUE
97 | LV_25-3_0_4_line_97 |  | 93 | 94 | 0.006988 | 0.125 | 0.08 | 261 | 0 | 0.364 | 1 | 1 | cs | TRUE
98 | LV_25-3_0_4_line_98 |  | 94 | 95 | 0.018168 | 0.125 | 0.08 | 261 | 0 | 0.364 | 1 | 1 | cs | TRUE
99 | LV_25-3_0_4_line_99 |  | 95 | 96 | 0.010095 | 0.125 | 0.08 | 261 | 0 | 0.364 | 1 | 1 | cs | TRUE
100 | LV_25-3_0_4_line_100 |  | 96 | 97 | 0.027017 | 0.125 | 0.08 | 261 | 0 | 0.364 | 1 | 1 | cs | TRUE
101 | LV_25-3_0_4_line_101 |  | 97 | 98 | 0.011249 | 0.125 | 0.08 | 261 | 0 | 0.364 | 1 | 1 | cs | TRUE
102 | LV_25-3_0_4_line_102 |  | 99 | 100 | 0.0039196 | 0.125 | 0.08 | 261 | 0 | 0.364 | 1 | 1 | cs | TRUE
103 | LV_25-3_0_4_line_103 |  | 100 | 101 | 0.010801 | 0.125 | 0.08 | 261 | 0 | 0.364 | 1 | 1 | cs | TRUE
104 | LV_25-3_0_4_line_104 |  | 101 | 102 | 0.0077841 | 0.125 | 0.08 | 261 | 0 | 0.364 | 1 | 1 | cs | TRUE
105 | LV_25-3_0_4_line_105 |  | 103 | 104 | 0.019473 | 0.125 | 0.08 | 261 | 0 | 0.364 | 1 | 1 | cs | TRUE
106 | LV_25-3_0_4_line_106 |  | 104 | 105 | 0.016424 | 0.125 | 0.08 | 261 | 0 | 0.364 | 1 | 1 | cs | TRUE
107 | LV_25-3_0_4_line_107 |  | 105 | 106 | 0.0021466 | 0.125 | 0.08 | 261 | 0 | 0.364 | 1 | 1 | cs | TRUE
108 | LV_25-3_0_4_line_108 |  | 106 | 107 | 0.023575 | 0.125 | 0.08 | 261 | 0 | 0.364 | 1 | 1 | cs | TRUE
109 | LV_25-3_0_4_line_109 |  | 107 | 108 | 0.002595 | 0.125 | 0.08 | 261 | 0 | 0.364 | 1 | 1 | cs | TRUE
110 | LV_25-3_0_4_line_110 |  | 107 | 109 | 0.016629 | 0.125 | 0.08 | 261 | 0 | 0.364 | 1 | 1 | cs | TRUE
111 | LV_25-3_0_4_line_111 |  | 109 | 110 | 0.0093331 | 0.125 | 0.08 | 261 | 0 | 0.364 | 1 | 1 | cs | TRUE
112 | LV_25-3_0_4_line_112 |  | 110 | 111 | 0.015798 | 0.125 | 0.08 | 261 | 0 | 0.364 | 1 | 1 | cs | TRUE
113 | LV_25-3_0_4_line_113 |  | 111 | 112 | 0.016193 | 0.125 | 0.08 | 261 | 0 | 0.364 | 1 | 1 | cs | TRUE
114 | LV_25-3_0_4_line_114 |  | 112 | 113 | 0.0054214 | 0.125 | 0.08 | 261 | 0 | 0.364 | 1 | 1 | cs | TRUE
115 | LV_25-3_0_4_line_115 |  | 113 | 114 | 0.018639 | 0.125 | 0.08 | 261 | 0 | 0.364 | 1 | 1 | cs | TRUE
116 | LV_25-3_0_4_line_116 |  | 115 | 116 | 0.034493 | 0.125 | 0.08 | 261 | 0 | 0.364 | 1 | 1 | cs | TRUE
117 | LV_25-3_0_4_line_117 |  | 115 | 117 | 0.024081 | 0.125 | 0.08 | 261 | 0 | 0.364 | 1 | 1 | cs | TRUE
118 | LV_25-3_0_4_line_118 |  | 115 | 118 | 0.01607 | 0.125 | 0.08 | 261 | 0 | 0.364 | 1 | 1 | cs | TRUE
119 | LV_25-3_0_4_line_119 |  | 116 | 119 | 0.005607 | 0.125 | 0.08 | 261 | 0 | 0.364 | 1 | 1 | cs | TRUE
120 | LV_25-3_0_4_line_120 |  | 117 | 120 | 0.019953 | 0.125 | 0.08 | 261 | 0 | 0.364 | 1 | 1 | cs | TRUE
121 | LV_25-3_0_4_line_121 |  | 119 | 121 | 0.022349 | 0.125 | 0.08 | 261 | 0 | 0.364 | 1 | 1 | cs | TRUE
122 | LV_25-3_0_4_line_122 |  | 120 | 122 | 0.021987 | 0.125 | 0.08 | 261 | 0 | 0.364 | 1 | 1 | cs | TRUE
123 | LV_25-3_0_4_line_123 |  | 121 | 123 | 0.004231 | 0.125 | 0.08 | 261 | 0 | 0.364 | 1 | 1 | cs | TRUE
124 | LV_25-3_0_4_line_124 |  | 122 | 127 | 0.04922 | 0.125 | 0.08 | 261 | 0 | 0.364 | 1 | 1 | cs | TRUE
125 | LV_25-3_0_4_line_125 |  | 123 | 124 | 0.024708 | 0.125 | 0.08 | 261 | 0 | 0.364 | 1 | 1 | cs | TRUE
126 | LV_25-3_0_4_line_126 |  | 124 | 125 | 0.00037634 | 0.125 | 0.08 | 261 | 0 | 0.364 | 1 | 1 | cs | TRUE
127 | LV_25-3_0_4_line_127 |  | 125 | 126 | 0.02292 | 0.125 | 0.08 | 261 | 0 | 0.364 | 1 | 1 | cs | TRUE
128 | LV_25-3_0_4_line_128 |  | 127 | 128 | 0.013621 | 0.125 | 0.08 | 261 | 0 | 0.364 | 1 | 1 | cs | TRUE
129 | LV_25-3_0_4_line_129 |  | 128 | 139 | 0.024457 | 0.125 | 0.08 | 261 | 0 | 0.364 | 1 | 1 | cs | TRUE
130 | LV_25-3_0_4_line_130 |  | 129 | 130 | 0.028398 | 0.125 | 0.08 | 261 | 0 | 0.364 | 1 | 1 | cs | TRUE
131 | LV_25-3_0_4_line_131 |  | 131 | 132 | 0.029003 | 0.125 | 0.08 | 261 | 0 | 0.364 | 1 | 1 | cs | TRUE
132 | LV_25-3_0_4_line_132 |  | 131 | 133 | 0.042776 | 0.125 | 0.08 | 261 | 0 | 0.364 | 1 | 1 | cs | TRUE
133 | LV_25-3_0_4_line_133 |  | 132 | 134 | 0.036263 | 0.125 | 0.08 | 261 | 0 | 0.364 | 1 | 1 | cs | TRUE
134 | LV_25-3_0_4_line_134 |  | 133 | 135 | 0.036083 | 0.125 | 0.08 | 261 | 0 | 0.364 | 1 | 1 | cs | TRUE
135 | LV_25-3_0_4_line_135 |  | 134 | 136 | 0.019301 | 0.125 | 0.08 | 261 | 0 | 0.364 | 1 | 1 | cs | TRUE
136 | LV_25-3_0_4_line_136 |  | 135 | 137 | 0.032274 | 0.125 | 0.08 | 261 | 0 | 0.364 | 1 | 1 | cs | TRUE
137 | LV_25-3_0_4_line_137 |  | 137 | 138 | 0.019456 | 0.125 | 0.08 | 261 | 0 | 0.364 | 1 | 1 | cs | TRUE
138 | LV_25-3_0_4_line_138 |  | 138 | 151 | 0.028043 | 0.125 | 0.08 | 261 | 0 | 0.364 | 1 | 1 | cs | TRUE
139 | LV_25-3_0_4_line_139 |  | 139 | 145 | 0.024847 | 0.125 | 0.08 | 261 | 0 | 0.364 | 1 | 1 | cs | TRUE
140 | LV_25-3_0_4_line_140 |  | 140 | 141 | 0.018798 | 0.125 | 0.08 | 261 | 0 | 0.364 | 1 | 1 | cs | TRUE
141 | LV_25-3_0_4_line_141 |  | 140 | 142 | 0.0092033 | 0.125 | 0.08 | 261 | 0 | 0.364 | 1 | 1 | cs | TRUE
142 | LV_25-3_0_4_line_142 |  | 141 | 143 | 0.011783 | 0.125 | 0.08 | 261 | 0 | 0.364 | 1 | 1 | cs | TRUE
143 | LV_25-3_0_4_line_143 |  | 142 | 144 | 0.016383 | 0.125 | 0.08 | 261 | 0 | 0.364 | 1 | 1 | cs | TRUE
144 | LV_25-3_0_4_line_144 |  | 142 | 145 | 0.019569 | 0.125 | 0.08 | 261 | 0 | 0.364 | 1 | 1 | cs | TRUE
145 | LV_25-3_0_4_line_145 |  | 145 | 146 | 0.020723 | 0.125 | 0.08 | 261 | 0 | 0.364 | 1 | 1 | cs | TRUE
146 | LV_25-3_0_4_line_146 |  | 146 | 147 | 0.0024994 | 0.125 | 0.08 | 261 | 0 | 0.364 | 1 | 1 | cs | TRUE
147 | LV_25-3_0_4_line_147 |  | 147 | 148 | 0.012613 | 0.125 | 0.08 | 261 | 0 | 0.364 | 1 | 1 | cs | TRUE
148 | LV_25-3_0_4_line_148 |  | 148 | 149 | 0.043748 | 0.125 | 0.08 | 261 | 0 | 0.364 | 1 | 1 | cs | TRUE
149 | LV_25-3_0_4_line_149 |  | 149 | 150 | 0.018207 | 0.125 | 0.08 | 261 | 0 | 0.364 | 1 | 1 | cs | TRUE
150 | LV_25-3_0_4_line_150 |  | 150 | 151 | 0.0222 | 0.125 | 0.08 | 261 | 0 | 0.364 | 1 | 1 | cs | TRUE

## trafo
| name | std_type | hv_bus | lv_bus | sn_mva | vn_hv_kv | vn_lv_kv | vk_percent | vkr_percent | pfe_kw | i0_percent | shift_degree | tap_side | tap_neutral | tap_min | tap_max | tap_step_percent | tap_step_degree | tap_pos | tap_phase_shifter | parallel | df | in_service
0 | LV_25-3_0_4_trafo_48 | 0.63 MVA 20/0.4 kV | 152 | 50 | 0.63 | 20 | 0.4 | 6 | 1.206 | 1.65 | 0.2619 | 150 | hv | 0 | -2 | 2 | 2.5 | 0 | 0 | FALSE | 1 | 1 | TRUE

## line_geodata
| x0 | y0 | x1 | y1 | x2 | y2 | x3 | y3 | x4 | y4 | x5 | y5 | x6 | y6 | x7 | y7 | x8 | y8 | x9 | y9 | x10 | y10 | x11 | y11 | x12 | y12
0 | 2688329.8214 | 1280868.6337 | 2688330.8119 | 1280870.3447
1 | 2688329.8214 | 1280868.6337 | 2688321.0847 | 1280849.1751 | 2688310.5402 | 1280840.0761
2 | 2688310.5402 | 1280840.0761 | 2688329.0531 | 1280831.7017 | 2688337.5585 | 1280824.0003 | 2688339.2378 | 1280821.1914
3 | 2688310.5402 | 1280840.0761 | 2688295.6485 | 1280847.7035
4 | 2688310.5402 | 1280840.0761 | 2688306.0283 | 1280818.3677 | 2688305.6451 | 1280816.0186
5 | 2688339.2378 | 1280821.1914 | 2688344.5233 | 1280812.3502 | 2688348.6244 | 1280800.8352 | 2688349.8083 | 1280793.6115
6 | 2688305.6451 | 1280816.0186 | 2688303.583 | 1280803.3762
7 | 2688369.7739 | 1280828.0872 | 2688373.9835 | 1280801.7381
8 | 2688373.9835 | 1280801.7381 | 2688377.8384 | 1280777.6086 | 2688377.4156 | 1280775.2412
9 | 2688377.4156 | 1280775.2412 | 2688376.1476 | 1280768.1418 | 2688372.2771 | 1280746.5028
10 | 2688369.3995 | 1280719.035 | 2688369.3893 | 1280726.4494 | 2688371.2272 | 1280740.6335 | 2688372.2771 | 1280746.5028
11 | 2688349.8083 | 1280793.6115 | 2688350.1952 | 1280791.2505 | 2688350.7185 | 1280780.3935 | 2688348.4003 | 1280763.6749
12 | 2688301.368 | 1280786.1245 | 2688301.777 | 1280792.304 | 2688303.583 | 1280803.3762
13 | 2688369.3995 | 1280719.035 | 2688369.4166 | 1280706.5995 | 2688370.5979 | 1280691.5401
14 | 2688301.368 | 1280786.1245 | 2688301.0262 | 1280780.9596
15 | 2688301.0262 | 1280780.9596 | 2688299.6899 | 1280760.767
16 | 2688299.3381 | 1280755.4513 | 2688299.6899 | 1280760.767
17 | 2688345.1252 | 1280734.9583 | 2688346.6854 | 1280751.3082 | 2688348.4003 | 1280763.6749
18 | 2688371.4876 | 1280680.1968 | 2688370.5979 | 1280691.5401
19 | 2688370.5979 | 1280691.5401 | 2688432.9976 | 1280703.9075
20 | 2688298.0412 | 1280735.8539 | 2688299.3381 | 1280755.4513
21 | 2688298.0412 | 1280735.8539 | 2688297.7809 | 1280731.9212
22 | 2688345.1252 | 1280734.9583 | 2688344.5238 | 1280728.6565 | 2688343.3371 | 1280695.6435
23 | 2688343.3371 | 1280695.6435 | 2688342.6576 | 1280676.7404
24 | 2688342.2817 | 1280666.2807 | 2688342.6576 | 1280676.7404
25 | 2688342.2817 | 1280666.2807 | 2688364.6543 | 1280678.5597 | 2688371.4876 | 1280680.1968
26 | 2688371.4876 | 1280680.1968 | 2688372.0683 | 1280672.5323 | 2688373.7689 | 1280667.0306
27 | 2688342.2817 | 1280666.2807 | 2688341.0424 | 1280664.772 | 2688335.8775 | 1280662.0701 | 2688334.2328 | 1280662.5459 | 2688329.0209 | 1280659.857
28 | 2688296.6814 | 1280715.3064 | 2688297.7809 | 1280731.9212
29 | 2688296.6814 | 1280715.3064 | 2688296.054 | 1280707.3084
30 | 2688296.054 | 1280707.3084 | 2688294.4299 | 1280686.6037
31 | 2688253.727 | 1280715.1077 | 2688247.7352 | 1280715.4628 | 2688241.8143 | 1280717.5982 | 2688237.2795 | 1280721.9785 | 2688236.1292 | 1280727.5661 | 2688236.6653 | 1280737.1147
32 | 2688253.727 | 1280715.1077 | 2688252.7234 | 1280700.369 | 2688252.2867 | 1280688.9082
33 | 2688236.7723 | 1280739.0216 | 2688236.6653 | 1280737.1147
34 | 2688252.2867 | 1280688.9082 | 2688255.8415 | 1280680.5048
35 | 2688310.6316 | 1280650.37 | 2688329.0209 | 1280659.857
36 | 2688310.6316 | 1280650.37 | 2688299.1688 | 1280644.4564
37 | 2688284.8661 | 1280636.5956 | 2688294.0271 | 1280641.8038 | 2688299.1688 | 1280644.4564
38 | 2688278.9975 | 1280632.2262 | 2688284.8661 | 1280636.5956
39 | 2688284.8661 | 1280636.5956 | 2688291.569 | 1280619.6067
40 | 2688254.996 | 1280596.2807 | 2688257.4925 | 1280598.609 | 2688258.756 | 1280600.5073 | 2688259.1044 | 1280602.8256 | 2688259.0714 | 1280605.027 | 2688258.9542 | 1280608.8396 | 2688259.3959 | 1280611.9489 | 2688260.0685 | 1280613.6826 | 2688261.3629 | 1280617.0271 | 2688262.8411 | 1280619.1399 | 2688265.0597 | 1280621.9644 | 2688268.0342 | 1280624.4777 | 2688278.9975 | 1280632.2262
41 | 2688278.9975 | 1280632.2262 | 2688268.0183 | 1280653.2488
42 | 2688303.4437 | 1280592.099 | 2688295.727 | 1280609.068 | 2688291.569 | 1280619.6067
43 | 2688241.4511 | 1280603.4175 | 2688250.276 | 1280607.9979 | 2688254.996 | 1280596.2807
44 | 2688254.996 | 1280596.2807 | 2688256.2671 | 1280592.8313
45 | 2688255.8415 | 1280680.5048 | 2688264.6137 | 1280659.7678 | 2688268.0183 | 1280653.2488
46 | 2688303.4437 | 1280592.099 | 2688306.8577 | 1280584.5915 | 2688320.0529 | 1280559.4647
47 | 2688236.7723 | 1280739.0216 | 2688236.9653 | 1280742.458 | 2688237.2338 | 1280748.1002 | 2688237.7766 | 1280763.761
48 | 2688241.4511 | 1280603.4175 | 2688217.3326 | 1280592.3301
49 | 2688241.4511 | 1280603.4175 | 2688232.369 | 1280627.7646
50 | 2688268.8077 | 1280558.7999 | 2688256.2671 | 1280592.8313
51 | 2688320.0529 | 1280559.4647 | 2688325.33 | 1280549.4159 | 2688332.8536 | 1280536.0839 | 2688337.6289 | 1280528.6677
52 | 2688237.8275 | 1280765.2288 | 2688237.7766 | 1280763.761
53 | 2688214.8706 | 1280591.1983 | 2688217.3326 | 1280592.3301
54 | 2688224.9625 | 1280647.6197 | 2688232.369 | 1280627.7646
55 | 2688268.8077 | 1280558.7999 | 2688255.6021 | 1280550.7796
56 | 2688210.0318 | 1280687.6305 | 2688201.4931 | 1280710.5285
57 | 2688210.0318 | 1280687.6305 | 2688217.7431 | 1280666.9661
58 | 2688224.9625 | 1280647.6197 | 2688217.7431 | 1280666.9661
59 | 2688184.1169 | 1280677.6344 | 2688187.1042 | 1280669.2497
60 | 2688184.1169 | 1280677.6344 | 2688180.897 | 1280686.6932
61 | 2688187.1042 | 1280669.2497 | 2688194.0148 | 1280649.8202
62 | 2688198.388 | 1280637.5247 | 2688194.0148 | 1280649.8202
63 | 2688198.388 | 1280637.5247 | 2688207.1838 | 1280612.8029
64 | 2688214.8706 | 1280591.1983 | 2688207.1838 | 1280612.8029
65 | 2688214.8706 | 1280591.1983 | 2688192.507 | 1280580.6483
66 | 2688185.7289 | 1280577.4507 | 2688192.507 | 1280580.6483
67 | 2688161.5453 | 1280717.2863 | 2688159.3622 | 1280714.074
68 | 2688161.5453 | 1280717.2863 | 2688171.4415 | 1280732.2557
69 | 2688146.8355 | 1280695.6422 | 2688159.3622 | 1280714.074
70 | 2688171.4415 | 1280732.2557 | 2688175.1558 | 1280737.8741 | 2688178.873 | 1280741.4438 | 2688178.9739 | 1280741.4927
71 | 2688137.7915 | 1280682.3348 | 2688146.8355 | 1280695.6422
72 | 2688137.7915 | 1280682.3348 | 2688134.1901 | 1280677.3849
73 | 2688137.7915 | 1280682.3348 | 2688150.0765 | 1280655.4621
74 | 2688150.0765 | 1280655.4621 | 2688153.1291 | 1280648.7828
75 | 2688122.2866 | 1280660.4324 | 2688126.56 | 1280666.8982 | 2688134.1901 | 1280677.3849
76 | 2688185.7289 | 1280577.4507 | 2688175.4876 | 1280572.6379
77 | 2688185.7289 | 1280577.4507 | 2688174.5219 | 1280601.9729
78 | 2688156.8513 | 1280564.1187 | 2688175.4876 | 1280572.6379
79 | 2688175.4876 | 1280572.6379 | 2688189.2708 | 1280547.0872
80 | 2688156.8513 | 1280564.1187 | 2688145.5531 | 1280558.6075
81 | 2688156.8513 | 1280564.1187 | 2688151.1921 | 1280576.159
82 | 2688189.2708 | 1280547.0872 | 2688203.7673 | 1280520.2141
83 | 2688119.6076 | 1280651.685 | 2688119.4652 | 1280652.1018 | 2688119.5979 | 1280654.7838 | 2688120.9777 | 1280658.452 | 2688122.2866 | 1280660.4324
84 | 2688129.6403 | 1280550.8452 | 2688145.5531 | 1280558.6075
85 | 2688151.1921 | 1280576.159 | 2688145.4039 | 1280588.4741
86 | 2688203.8647 | 1280520.0335 | 2688203.7673 | 1280520.2141
87 | 2688145.4039 | 1280588.4741 | 2688137.666 | 1280604.9369
88 | 2688137.666 | 1280604.9369 | 2688136.8423 | 1280606.6893 | 2688136.4388 | 1280615.5909 | 2688133.5129 | 1280621.538
89 | 2688133.5129 | 1280621.538 | 2688125.454 | 1280637.9187
90 | 2688129.6403 | 1280550.8452 | 2688122.8703 | 1280564.8593
91 | 2688129.6403 | 1280550.8452 | 2688129.7395 | 1280550.6617
92 | 2688125.454 | 1280637.9187 | 2688123.176 | 1280642.5491 | 2688120.6749 | 1280648.5613 | 2688119.6076 | 1280651.685
93 | 2688135.7658 | 1280539.5212 | 2688129.7395 | 1280550.6617
94 | 2688237.8275 | 1280765.2288 | 2688238.6785 | 1280789.7825
95 | 2688238.6785 | 1280789.7825 | 2688238.7168 | 1280790.8865
96 | 2688239.4879 | 1280813.1344 | 2688238.7168 | 1280790.8865
97 | 2688239.4879 | 1280813.1344 | 2688239.73 | 1280820.1182
98 | 2688240.3593 | 1280838.275 | 2688239.73 | 1280820.1182
99 | 2688240.3593 | 1280838.275 | 2688240.709 | 1280848.3634
100 | 2688241.6449 | 1280875.3638 | 2688241.241 | 1280863.7145 | 2688240.709 | 1280848.3634
101 | 2688241.6449 | 1280875.3638 | 2688231.6109 | 1280880.4495
102 | 2688255.6021 | 1280550.7796 | 2688252.252 | 1280548.7449
103 | 2688243.0207 | 1280543.1384 | 2688252.252 | 1280548.7449
104 | 2688236.3674 | 1280539.0976 | 2688243.0207 | 1280543.1384
105 | 2688213.7107 | 1280503.2572 | 2688209.6516 | 1280509.3059 | 2688203.8647 | 1280520.0335
106 | 2688213.7107 | 1280503.2572 | 2688222.8625 | 1280489.6192
107 | 2688222.8625 | 1280489.6192 | 2688224.0586 | 1280487.8367
108 | 2688237.1953 | 1280468.2607 | 2688224.0586 | 1280487.8367
109 | 2688237.1953 | 1280468.2607 | 2688234.9896 | 1280466.8936
110 | 2688237.1953 | 1280468.2607 | 2688251.4451 | 1280476.831
111 | 2688251.4451 | 1280476.831 | 2688259.4431 | 1280481.6412
112 | 2688272.9815 | 1280489.7836 | 2688259.4431 | 1280481.6412
113 | 2688286.858 | 1280498.1294 | 2688272.9815 | 1280489.7836
114 | 2688286.858 | 1280498.1294 | 2688288.3343 | 1280492.9129
115 | 2688293.4099 | 1280474.9782 | 2688288.3343 | 1280492.9129
116 | 2688200.146 | 1280445.298 | 2688185.1142 | 1280460.4195 | 2688177.7383 | 1280469.9173 | 2688177.0968 | 1280470.8665
117 | 2688200.146 | 1280445.298 | 2688179.6605 | 1280432.64
118 | 2688200.146 | 1280445.298 | 2688212.06 | 1280434.5133
119 | 2688177.0968 | 1280470.8665 | 2688173.9571 | 1280475.512
120 | 2688162.686 | 1280422.1515 | 2688179.6605 | 1280432.64
121 | 2688161.7888 | 1280494.2514 | 2688166.5922 | 1280486.4092 | 2688173.9571 | 1280475.512
122 | 2688142.5534 | 1280413.6989 | 2688150.0183 | 1280415.323 | 2688159.3672 | 1280420.0557 | 2688162.686 | 1280422.1515
123 | 2688161.7888 | 1280494.2514 | 2688159.5789 | 1280497.8593
124 | 2688097.6073 | 1280393.3322 | 2688142.5534 | 1280413.6989
125 | 2688159.5789 | 1280497.8593 | 2688148.6519 | 1280515.6993 | 2688146.8498 | 1280519.0308
126 | 2688146.6707 | 1280519.3618 | 2688146.8498 | 1280519.0308
127 | 2688146.6707 | 1280519.3618 | 2688135.7658 | 1280539.5212
128 | 2688097.6073 | 1280393.3322 | 2688093.2049 | 1280406.2219
129 | 2688093.2049 | 1280406.2219 | 2688085.3002 | 1280429.3659
130 | 2688353.0031 | 1280504.7912 | 2688337.6289 | 1280528.6677
131 | 2688088.2194 | 1280579.6222 | 2688093.0941 | 1280558.0498 | 2688094.8728 | 1280551.3969
132 | 2688070.2369 | 1280613.8452 | 2688076.2062 | 1280612.4551 | 2688078.4033 | 1280611.6983 | 2688080.163 | 1280610.557 | 2688081.525 | 1280608.887 | 2688082.3552 | 1280607.1201 | 2688085.155 | 1280593.1834 | 2688088.2194 | 1280579.6222
133 | 2688094.8728 | 1280551.3969 | 2688101.7029 | 1280525.8509 | 2688104.7692 | 1280516.5222
134 | 2688035.0114 | 1280620.1243 | 2688038.1262 | 1280620.7936 | 2688040.9825 | 1280620.6583 | 2688070.2369 | 1280613.8452
135 | 2688104.7692 | 1280516.5222 | 2688110.7962 | 1280498.1863
136 | 2688035.0114 | 1280620.1243 | 2688031.8278 | 1280618.0306 | 2688030.1744 | 1280615.07 | 2688029.3432 | 1280610.8763 | 2688032.3471 | 1280590.297
137 | 2688035.2246 | 1280571.0554 | 2688033.5188 | 1280582.2697 | 2688032.3471 | 1280590.297
138 | 2688039.4417 | 1280543.3313 | 2688035.2246 | 1280571.0554
139 | 2688077.2693 | 1280452.8792 | 2688085.3002 | 1280429.3659
140 | 2688097.0245 | 1280455.4286 | 2688089.3065 | 1280472.569
141 | 2688095.9361 | 1280446.8307 | 2688098.1122 | 1280453.0129 | 2688097.0245 | 1280455.4286
142 | 2688084.4688 | 1280483.3127 | 2688089.3065 | 1280472.569
143 | 2688095.9361 | 1280446.8307 | 2688110.5458 | 1280439.3314
144 | 2688095.9361 | 1280446.8307 | 2688077.2693 | 1280452.8792
145 | 2688077.2693 | 1280452.8792 | 2688070.2538 | 1280454.8651 | 2688056.9194 | 1280456.4822
146 | 2688054.4383 | 1280456.7832 | 2688056.9194 | 1280456.4822
147 | 2688042.3564 | 1280459.8305 | 2688044.4693 | 1280458.6833 | 2688047.1511 | 1280457.6669 | 2688054.4383 | 1280456.7832
148 | 2688042.3564 | 1280459.8305 | 2688040.5548 | 1280463.2733 | 2688039.9296 | 1280466.3999 | 2688039.7935 | 1280491.0967 | 2688040.4576 | 1280503.0545
149 | 2688040.4576 | 1280503.0545 | 2688041.2733 | 1280517.7415 | 2688041.1655 | 1280521.237
150 | 2688041.1655 | 1280521.237 | 2688040.749 | 1280534.7371 | 2688039.4417 | 1280543.3313

## bus_geodata
| x | y | coords
0 | 2688330.8119 | 1280870.3447
1 | 2688329.8214 | 1280868.6337
2 | 2688310.5402 | 1280840.0761
3 | 2688339.2378 | 1280821.1914
4 | 2688295.6485 | 1280847.7035
5 | 2688305.6451 | 1280816.0186
6 | 2688369.7739 | 1280828.0872
7 | 2688373.9835 | 1280801.7381
8 | 2688377.4156 | 1280775.2412
9 | 2688372.2771 | 1280746.5028
10 | 2688349.8083 | 1280793.6115
11 | 2688303.583 | 1280803.3762
12 | 2688369.3995 | 1280719.035
13 | 2688301.368 | 1280786.1245
14 | 2688301.0262 | 1280780.9596
15 | 2688299.6899 | 1280760.767
16 | 2688348.4003 | 1280763.6749
17 | 2688370.5979 | 1280691.5401
18 | 2688299.3381 | 1280755.4513
19 | 2688298.0412 | 1280735.8539
20 | 2688345.1252 | 1280734.9583
21 | 2688343.3371 | 1280695.6435
22 | 2688342.6576 | 1280676.7404
23 | 2688371.4876 | 1280680.1968
24 | 2688432.9976 | 1280703.9075
25 | 2688342.2817 | 1280666.2807
26 | 2688373.7689 | 1280667.0306
27 | 2688297.7809 | 1280731.9212
28 | 2688296.6814 | 1280715.3064
29 | 2688296.054 | 1280707.3084
30 | 2688253.727 | 1280715.1077
31 | 2688236.6653 | 1280737.1147
32 | 2688252.2867 | 1280688.9082
33 | 2688294.4299 | 1280686.6037
34 | 2688329.0209 | 1280659.857
35 | 2688310.6315 | 1280650.37
36 | 2688284.8661 | 1280636.5956
37 | 2688299.1688 | 1280644.4564
38 | 2688278.9975 | 1280632.2262
39 | 2688291.569 | 1280619.6067
40 | 2688254.996 | 1280596.2807
41 | 2688268.0183 | 1280653.2488
42 | 2688303.4437 | 1280592.099
43 | 2688236.7723 | 1280739.0216
44 | 2688255.8415 | 1280680.5048
45 | 2688241.4511 | 1280603.4175
46 | 2688256.2671 | 1280592.8313
47 | 2688320.0529 | 1280559.4647
48 | 2688237.7766 | 1280763.761
49 | 2688217.3326 | 1280592.3301
50 | 2688232.369 | 1280627.7646
51 | 2688268.8077 | 1280558.7999
52 | 2688201.4931 | 1280710.5285
53 | 2688210.0318 | 1280687.6305
54 | 2688217.7431 | 1280666.9661
55 | 2688184.1169 | 1280677.6344
56 | 2688187.1042 | 1280669.2497
57 | 2688180.897 | 1280686.6932
58 | 2688224.9625 | 1280647.6197
59 | 2688194.0148 | 1280649.8202
60 | 2688198.388 | 1280637.5247
61 | 2688207.1838 | 1280612.8029
62 | 2688214.8706 | 1280591.1983
63 | 2688192.507 | 1280580.6483
64 | 2688161.5453 | 1280717.2863
65 | 2688159.3622 | 1280714.074
66 | 2688171.4415 | 1280732.2557
67 | 2688146.8355 | 1280695.6422
68 | 2688178.9739 | 1280741.4927
69 | 2688137.7915 | 1280682.3348
70 | 2688150.0765 | 1280655.4621
71 | 2688153.1291 | 1280648.7828
72 | 2688134.1901 | 1280677.3849
73 | 2688185.7289 | 1280577.4507
74 | 2688175.4876 | 1280572.6379
75 | 2688174.5219 | 1280601.9729
76 | 2688156.8513 | 1280564.1187
77 | 2688189.2708 | 1280547.0872
78 | 2688122.2866 | 1280660.4324
79 | 2688145.5531 | 1280558.6075
80 | 2688151.1921 | 1280576.159
81 | 2688203.7673 | 1280520.2141
82 | 2688145.4039 | 1280588.4741
83 | 2688137.666 | 1280604.9369
84 | 2688133.5129 | 1280621.538
85 | 2688129.6403 | 1280550.8452
86 | 2688125.454 | 1280637.9187
87 | 2688122.8703 | 1280564.8593
88 | 2688129.7395 | 1280550.6617
89 | 2688119.6076 | 1280651.685
90 | 2688237.8275 | 1280765.2288
91 | 2688238.6785 | 1280789.7825
92 | 2688238.7168 | 1280790.8865
93 | 2688239.4879 | 1280813.1344
94 | 2688239.73 | 1280820.1182
95 | 2688240.3593 | 1280838.275
96 | 2688240.709 | 1280848.3634
97 | 2688241.6449 | 1280875.3638
98 | 2688231.6109 | 1280880.4495
99 | 2688255.6021 | 1280550.7796
100 | 2688252.252 | 1280548.7449
101 | 2688243.0207 | 1280543.1384
102 | 2688236.3674 | 1280539.0976
103 | 2688203.8647 | 1280520.0335
104 | 2688213.7107 | 1280503.2572
105 | 2688222.8625 | 1280489.6192
106 | 2688224.0586 | 1280487.8367
107 | 2688237.1953 | 1280468.2607
108 | 2688234.9896 | 1280466.8936
109 | 2688251.4451 | 1280476.831
110 | 2688259.4431 | 1280481.6412
111 | 2688272.9815 | 1280489.7836
112 | 2688286.858 | 1280498.1294
113 | 2688288.3343 | 1280492.9129
114 | 2688293.4099 | 1280474.9782
115 | 2688200.146 | 1280445.298
116 | 2688177.0968 | 1280470.8665
117 | 2688179.6605 | 1280432.64
118 | 2688212.06 | 1280434.5133
119 | 2688173.9571 | 1280475.512
120 | 2688162.686 | 1280422.1515
121 | 2688161.7888 | 1280494.2514
122 | 2688142.5534 | 1280413.6989
123 | 2688159.5789 | 1280497.8593
124 | 2688146.8498 | 1280519.0308
125 | 2688146.6707 | 1280519.3618
126 | 2688135.7658 | 1280539.5212
127 | 2688097.6073 | 1280393.3322
128 | 2688093.2049 | 1280406.2219
129 | 2688337.6289 | 1280528.6677
130 | 2688353.0031 | 1280504.7912
131 | 2688088.2194 | 1280579.6222
132 | 2688094.8728 | 1280551.3969
133 | 2688070.2369 | 1280613.8452
134 | 2688104.7692 | 1280516.5223
135 | 2688035.0114 | 1280620.1243
136 | 2688110.7962 | 1280498.1863
137 | 2688032.3471 | 1280590.297
138 | 2688035.2246 | 1280571.0554
139 | 2688085.3002 | 1280429.3659
140 | 2688097.0245 | 1280455.4286
141 | 2688089.3065 | 1280472.569
142 | 2688095.9361 | 1280446.8307
143 | 2688084.4688 | 1280483.3127
144 | 2688110.5458 | 1280439.3314
145 | 2688077.2693 | 1280452.8792
146 | 2688056.9194 | 1280456.4822
147 | 2688054.4382 | 1280456.7832
148 | 2688042.3564 | 1280459.8305
149 | 2688040.4576 | 1280503.0545
150 | 2688041.1655 | 1280521.237
151 | 2688039.4417 | 1280543.3313
152 | 2688224.9625 | 1280647.6197

## line_std_types
| c_nf_per_km | r_ohm_per_km | x_ohm_per_km | max_i_ka | type | q_mm2 | alpha | voltage_rating
NAYY 4x50 SE | 210 | 0.642 | 0.083 | 0.142 | cs | 50 | 0.00403 | LV
NAYY 4x120 SE | 264 | 0.225 | 0.08 | 0.242 | cs | 120 | 0.00403 | LV
NAYY 4x150 SE | 261 | 0.208 | 0.08 | 0.27 | cs | 150 | 0.00403 | LV
NA2XS2Y 1x95 RM/25 12/20 kV | 216 | 0.313 | 0.132 | 0.252 | cs | 95 | 0.00403 | MV
NA2XS2Y 1x185 RM/25 12/20 kV | 273 | 0.161 | 0.117 | 0.362 | cs | 185 | 0.00403 | MV
NA2XS2Y 1x240 RM/25 12/20 kV | 304 | 0.122 | 0.112 | 0.421 | cs | 240 | 0.00403 | MV
NA2XS2Y 1x95 RM/25 6/10 kV | 315 | 0.313 | 0.123 | 0.249 | cs | 95 | 0.00403 | MV
NA2XS2Y 1x185 RM/25 6/10 kV | 406 | 0.161 | 0.11 | 0.358 | cs | 185 | 0.00403 | MV
NA2XS2Y 1x240 RM/25 6/10 kV | 456 | 0.122 | 0.105 | 0.416 | cs | 240 | 0.00403 | MV
NA2XS2Y 1x150 RM/25 12/20 kV | 250 | 0.206 | 0.116 | 0.319 | cs | 150 | 0.00403 | MV
NA2XS2Y 1x120 RM/25 12/20 kV | 230 | 0.253 | 0.119 | 0.283 | cs | 120 | 0.00403 | MV
NA2XS2Y 1x70 RM/25 12/20 kV | 190 | 0.443 | 0.132 | 0.22 | cs | 70 | 0.00403 | MV
NA2XS2Y 1x150 RM/25 6/10 kV | 360 | 0.206 | 0.11 | 0.315 | cs | 150 | 0.00403 | MV
NA2XS2Y 1x120 RM/25 6/10 kV | 340 | 0.253 | 0.113 | 0.28 | cs | 120 | 0.00403 | MV
NA2XS2Y 1x70 RM/25 6/10 kV | 280 | 0.443 | 0.123 | 0.217 | cs | 70 | 0.00403 | MV
N2XS(FL)2Y 1x120 RM/35 64/110 kV | 112 | 0.153 | 0.166 | 0.366 | cs | 120 | 0.00393 | HV
N2XS(FL)2Y 1x185 RM/35 64/110 kV | 125 | 0.099 | 0.156 | 0.457 | cs | 185 | 0.00393 | HV
N2XS(FL)2Y 1x240 RM/35 64/110 kV | 135 | 0.075 | 0.149 | 0.526 | cs | 240 | 0.00393 | HV
N2XS(FL)2Y 1x300 RM/35 64/110 kV | 144 | 0.06 | 0.144 | 0.588 | cs | 300 | 0.00393 | HV
15-AL1/3-ST1A 0.4 | 11 | 1.8769 | 0.35 | 0.105 | ol | 16 | 0.00403 | LV
24-AL1/4-ST1A 0.4 | 11.25 | 1.2012 | 0.335 | 0.14 | ol | 24 | 0.00403 | LV
48-AL1/8-ST1A 0.4 | 12.2 | 0.5939 | 0.3 | 0.21 | ol | 48 | 0.00403 | LV
94-AL1/15-ST1A 0.4 | 13.2 | 0.306 | 0.29 | 0.35 | ol | 94 | 0.00403 | LV
34-AL1/6-ST1A 10.0 | 9.7 | 0.8342 | 0.36 | 0.17 | ol | 34 | 0.00403 | MV
48-AL1/8-ST1A 10.0 | 10.1 | 0.5939 | 0.35 | 0.21 | ol | 48 | 0.00403 | MV
70-AL1/11-ST1A 10.0 | 10.4 | 0.4132 | 0.339 | 0.29 | ol | 70 | 0.00403 | MV
94-AL1/15-ST1A 10.0 | 10.75 | 0.306 | 0.33 | 0.35 | ol | 94 | 0.00403 | MV
122-AL1/20-ST1A 10.0 | 11.1 | 0.2376 | 0.323 | 0.41 | ol | 122 | 0.00403 | MV
149-AL1/24-ST1A 10.0 | 11.25 | 0.194 | 0.315 | 0.47 | ol | 149 | 0.00403 | MV
34-AL1/6-ST1A 20.0 | 9.15 | 0.8342 | 0.382 | 0.17 | ol | 34 | 0.00403 | MV
48-AL1/8-ST1A 20.0 | 9.5 | 0.5939 | 0.372 | 0.21 | ol | 48 | 0.00403 | MV
70-AL1/11-ST1A 20.0 | 9.7 | 0.4132 | 0.36 | 0.29 | ol | 70 | 0.00403 | MV
94-AL1/15-ST1A 20.0 | 10 | 0.306 | 0.35 | 0.35 | ol | 94 | 0.00403 | MV
122-AL1/20-ST1A 20.0 | 10.3 | 0.2376 | 0.344 | 0.41 | ol | 122 | 0.00403 | MV
149-AL1/24-ST1A 20.0 | 10.5 | 0.194 | 0.337 | 0.47 | ol | 149 | 0.00403 | MV
184-AL1/30-ST1A 20.0 | 10.75 | 0.1571 | 0.33 | 0.535 | ol | 184 | 0.00403 | MV
243-AL1/39-ST1A 20.0 | 11 | 0.1188 | 0.32 | 0.645 | ol | 243 | 0.00403 | MV
48-AL1/8-ST1A 110.0 | 8 | 0.5939 | 0.46 | 0.21 | ol | 48 | 0.00403 | HV
70-AL1/11-ST1A 110.0 | 8.4 | 0.4132 | 0.45 | 0.29 | ol | 70 | 0.00403 | HV
94-AL1/15-ST1A 110.0 | 8.65 | 0.306 | 0.44 | 0.35 | ol | 94 | 0.00403 | HV
122-AL1/20-ST1A 110.0 | 8.5 | 0.2376 | 0.43 | 0.41 | ol | 122 | 0.00403 | HV
149-AL1/24-ST1A 110.0 | 8.75 | 0.194 | 0.41 | 0.47 | ol | 149 | 0.00403 | HV
184-AL1/30-ST1A 110.0 | 8.8 | 0.1571 | 0.4 | 0.535 | ol | 184 | 0.00403 | HV
243-AL1/39-ST1A 110.0 | 9 | 0.1188 | 0.39 | 0.645 | ol | 243 | 0.00403 | HV
305-AL1/39-ST1A 110.0 | 9.2 | 0.0949 | 0.38 | 0.74 | ol | 305 | 0.00403 | HV
490-AL1/64-ST1A 110.0 | 9.75 | 0.059 | 0.37 | 0.96 | ol | 490 | 0.00403 | HV
679-AL1/86-ST1A 110.0 | 9.95 | 0.042 | 0.36 | 1.15 | ol | 679 | 0.00403 | HV
490-AL1/64-ST1A 220.0 | 10 | 0.059 | 0.285 | 0.96 | ol | 490 | 0.00403 | HV
679-AL1/86-ST1A 220.0 | 11.7 | 0.042 | 0.275 | 1.15 | ol | 679 | 0.00403 | HV
490-AL1/64-ST1A 380.0 | 11 | 0.059 | 0.253 | 0.96 | ol | 490 | 0.00403 | HV
679-AL1/86-ST1A 380.0 | 14.6 | 0.042 | 0.25 | 1.15 | ol | 679 | 0.00403 | HV

## trafo_std_types
| i0_percent | pfe_kw | vkr_percent | sn_mva | vn_lv_kv | vn_hv_kv | vk_percent | shift_degree | vector_group | tap_side | tap_neutral | tap_min | tap_max | tap_step_degree | tap_step_percent | tap_phase_shifter
160 MVA 380/110 kV | 0.06 | 60 | 0.25 | 160 | 110 | 380 | 12.2 | 0 | Yy0 | hv | 0 | -9 | 9 | 0 | 1.5 | FALSE
100 MVA 220/110 kV | 0.06 | 55 | 0.26 | 100 | 110 | 220 | 12 | 0 | Yy0 | hv | 0 | -9 | 9 | 0 | 1.5 | FALSE
63 MVA 110/20 kV | 0.04 | 22 | 0.32 | 63 | 20 | 110 | 18 | 150 | YNd5 | hv | 0 | -9 | 9 | 0 | 1.5 | FALSE
40 MVA 110/20 kV | 0.05 | 18 | 0.34 | 40 | 20 | 110 | 16.2 | 150 | YNd5 | hv | 0 | -9 | 9 | 0 | 1.5 | FALSE
25 MVA 110/20 kV | 0.07 | 14 | 0.41 | 25 | 20 | 110 | 12 | 150 | YNd5 | hv | 0 | -9 | 9 | 0 | 1.5 | FALSE
63 MVA 110/10 kV | 0.04 | 22 | 0.32 | 63 | 10 | 110 | 18 | 150 | YNd5 | hv | 0 | -9 | 9 | 0 | 1.5 | FALSE
40 MVA 110/10 kV | 0.05 | 18 | 0.34 | 40 | 10 | 110 | 16.2 | 150 | YNd5 | hv | 0 | -9 | 9 | 0 | 1.5 | FALSE
25 MVA 110/10 kV | 0.07 | 14 | 0.41 | 25 | 10 | 110 | 12 | 150 | YNd5 | hv | 0 | -9 | 9 | 0 | 1.5 | FALSE
0.25 MVA 20/0.4 kV | 0.32 | 0.8 | 1.44 | 0.25 | 0.4 | 20 | 6 | 150 | Yzn5 | hv | 0 | -2 | 2 | 0 | 2.5 | FALSE
0.4 MVA 20/0.4 kV | 0.3375 | 1.35 | 1.425 | 0.4 | 0.4 | 20 | 6 | 150 | Dyn5 | hv | 0 | -2 | 2 | 0 | 2.5 | FALSE
0.63 MVA 20/0.4 kV | 0.2619 | 1.65 | 1.206 | 0.63 | 0.4 | 20 | 6 | 150 | Dyn5 | hv | 0 | -2 | 2 | 0 | 2.5 | FALSE
0.25 MVA 10/0.4 kV | 0.24 | 0.6 | 1.2 | 0.25 | 0.4 | 10 | 4 | 150 | Dyn5 | hv | 0 | -2 | 2 | 0 | 2.5 | FALSE
0.4 MVA 10/0.4 kV | 0.2375 | 0.95 | 1.325 | 0.4 | 0.4 | 10 | 4 | 150 | Dyn5 | hv | 0 | -2 | 2 | 0 | 2.5 | FALSE
0.63 MVA 10/0.4 kV | 0.1873 | 1.18 | 1.0794 | 0.63 | 0.4 | 10 | 4 | 150 | Dyn5 | hv | 0 | -2 | 2 | 0 | 2.5 | FALSE

## trafo3w_std_types
| sn_hv_mva | sn_mv_mva | sn_lv_mva | vn_hv_kv | vn_mv_kv | vn_lv_kv | vk_hv_percent | vk_mv_percent | vk_lv_percent | vkr_hv_percent | vkr_mv_percent | vkr_lv_percent | pfe_kw | i0_percent | shift_mv_degree | shift_lv_degree | vector_group | tap_side | tap_neutral | tap_min | tap_max | tap_step_percent
63/25/38 MVA 110/20/10 kV | 63 | 25 | 38 | 110 | 20 | 10 | 10.4 | 10.4 | 10.4 | 0.28 | 0.32 | 0.35 | 35 | 0.89 | 0 | 0 | YN0yn0yn0 | hv | 0 | -10 | 10 | 1.2
63/25/38 MVA 110/10/10 kV | 63 | 25 | 38 | 110 | 10 | 10 | 10.4 | 10.4 | 10.4 | 0.28 | 0.32 | 0.35 | 35 | 0.89 | 0 | 0 | YN0yn0yn0 | hv | 0 | -10 | 10 | 1.2

## fuse_std_types
| fuse_type | i_rated_a | t_avg | t_min | t_total | x_avg | x_min | x_total
HV 100A | HV 100A | 100 | 0 | [10.0, 3.64, 0.854, 0.281, 0.1, 0.0531, 0.022, 0.01] | [10.0, 4.267, 1.21, 0.403, 0.1, 0.058, 0.022, 0.01] | 0 | [300.0, 350.0, 450.0, 550.0, 700.0, 850.0, 1200.0, 1752.0] | [600.0, 700.0, 900.0, 1150.0, 1665.0, 2000.0, 3000.0, 4313.0]
HV 10A | HV 10A | 10 | 0 | [10.0, 1675.0, 0.344, 0.156, 0.1, 0.0417, 0.0171, 0.01] | [10.0, 1.3, 0.3, 0.155, 0.1, 0.0555, 0.023, 0.01] | 0 | [30.0, 32.0, 35.0, 37.0, 39.0, 50.0, 70.0, 88.0] | [60.0, 70.0, 80.0, 87.0, 94.0, 110.0, 150.0, 216.0]
HV 125A | HV 125A | 125 | 0 | [10.0, 1.82, 0.344, 0.1, 0.0467, 0.0269, 0.01] | [10.0, 2.478, 0.426, 0.1, 0.0427, 0.0211, 0.01] | 0 | [375.0, 500.0, 700.0, 925.0, 1200.0, 1500.0, 2341.0] | [750.0, 1000.0, 1500.0, 2200.0, 3000.0, 4000.0, 5765.0]
HV 160A | HV 160A | 160 | 0 | [10.0, 4.15, 1.03, 0.198, 0.1, 0.051, 0.0172, 0.01] | [10.0, 2.3, 0.734, 0.274, 0.1, 0.046, 0.0177, 0.01] | 0 | [480.0, 550.0, 700.0, 1000.0, 1260.0, 1600.0, 2500.0, 3227.0] | [960.0, 1300.0, 1700.0, 2200.0, 2996.0, 4000.0, 6000.0, 7946.0]
HV 16A | HV 16A | 16 | 0 | [10.0, 0.352, 0.164, 0.1, 0.0649, 0.0342, 0.01] | [10.0, 2.34, 0.722, 0.181, 0.1, 0.055, 0.0296, 0.01] | 0 | [48.0, 60.0, 65.0, 71.0, 80.0, 100.0, 162.0] | [96.0, 110.0, 125.0, 150.0, 168.0, 200.0, 250.0, 398.0]
HV 200A | HV 200A | 200 | 0 | [10.0, 4.267, 1.21, 0.403, 0.1, 0.058, 0.022, 0.01] | [10.0, 3.73, 1.654, 0.328, 0.1, 0.0531, 0.019, 0.01] | 0 | [600.0, 700.0, 900.0, 1150.0, 1665.0, 2000.0, 3000.0, 4313.0] | [1200.0, 1500.0, 1800.0, 2700.0, 3960.0, 5000.0, 7500.0, 10620.0]
HV 20A | HV 20A | 20 | 0 | [10.0, 1.3, 0.3, 0.155, 0.1, 0.0555, 0.023, 0.01] | [10.0, 1.3, 0.161, 0.1, 0.0611, 0.0399, 0.0141, 0.01] | 0 | [60.0, 70.0, 80.0, 87.0, 94.0, 110.0, 150.0, 216.0] | [120.0, 150.0, 200.0, 223.0, 260.0, 300.0, 450.0, 532.0]
HV 25A | HV 25A | 25 | 0 | [10.0, 2.512, 0.833, 0.299, 0.1, 0.0372, 0.0223, 0.01] | [10.0, 3.125, 0.597, 0.198, 0.1, 0.0378, 0.022, 0.01] | 0 | [75.0, 82.0, 90.0, 100.0, 124.0, 170.0, 200.0, 289.0] | [150.0, 170.0, 210.0, 250.0, 294.0, 400.0, 500.0, 711.0]
HV 31.5A | HV 31.5A | 31.5 | 0 | [10.0, 2.34, 0.722, 0.181, 0.1, 0.055, 0.0296, 0.01] | [10.0, 2.84, 0.368, 0.164, 0.1, 0.0621, 0.0378, 0.0195, 0.01] | 0 | [95.0, 110.0, 125.0, 150.0, 165.0, 200.0, 250.0, 390.0] | [189.0, 220.0, 300.0, 350.0, 393.0, 450.0, 530.0, 700.0, 960.0]
HV 40A | HV 40A | 40 | 0 | [10.0, 1.3, 0.161, 0.1, 0.0611, 0.0399, 0.0141, 0.01] | [10.0, 2.05, 0.369, 0.198, 0.1, 0.051, 0.0298, 0.01] | 0 | [120.0, 150.0, 200.0, 223.0, 260.0, 300.0, 450.0, 532.0] | [240.0, 300.0, 400.0, 450.0, 530.0, 650.0, 800.0, 1311.0]
HV 50A | HV 50A | 50 | 0 | [10.0, 3.215, 0.597, 0.198, 0.1, 0.0378, 0.022, 0.01] | [10.0, 3.64, 0.854, 0.281, 0.1, 0.0531, 0.022, 0.01] | 0 | [150.0, 170.0, 210.0, 250.0, 294.0, 400.0, 500.0, 711.0] | [300.0, 350.0, 450.0, 550.0, 700.0, 850.0, 1200.0, 1752.0]
HV 6.3A | HV 6.3A | 6.3 | 0 | [10.0, 1.39, 0.344, 0.168, 0.1, 0.056, 0.0263, 0.01] | [10.0, 1.711, 0.516, 0.198, 0.1, 0.0634, 0.0303, 0.01] | 0 | [19.0, 19.5, 20.4, 20.8, 22.0, 25.0, 32.0, 48.0] | [38.0, 40.0, 43.0, 48.0, 53.0, 60.0, 75.0, 118.0]
HV 63A | HV 63A | 63 | 0 | [10.0, 2.84, 0.368, 0.164, 0.1, 0.0621, 0.0378, 0.0195, 0.01] | [10.0, 1.82, 0.344, 0.1, 0.0467, 0.0269, 0.01] | 0 | [189.0, 220.0, 300.0, 350.0, 393.0, 450.0, 530.0, 700.0, 961.0] | [378.0, 500.0, 700.0, 934.0, 1200.0, 1500.0, 2366.0]
HV 80A | HV 80A | 80 | 0 | [10.0, 2.05, 0.369, 0.198, 0.1, 0.051, 0.0298, 0.01] | [10.0, 4.15, 1.03, 0.198, 0.1, 0.051, 0.0172, 0.01] | 0 | [240.0, 300.0, 400.0, 450.0, 530.0, 650.0, 800.0, 1311.0] | [480.0, 550.0, 700.0, 1000.0, 1260.0, 1600.0, 2500.0, 3227.0]
Siemens NH-1-100 | Siemens NH-1-100 | 100 | [5400.0, 2000.0, 400.0, 20.0, 1.0, 0.2, 0.012, 0.004] | 0 | 0 | [150.0, 190.0, 250.0, 430.0, 900.0, 1250.0, 2700.0, 3600.0] | 0 | 0
Siemens NH-1-125 | Siemens NH-1-125 | 125 | [4800.0, 120.0, 7.0, 0.1, 0.004] | 0 | 0 | [180.0, 400.0, 740.0, 2000.0, 4250.0] | 0 | 0
Siemens NH-1-16 | Siemens NH-1-16 | 16 | [4000.0, 400.0, 2.0, 0.1, 0.04, 0.01] | 0 | 0 | [26.0, 35.0, 75.0, 150.0, 200.0, 300.0] | 0 | 0
Siemens NH-1-160 | Siemens NH-1-160 | 160 | [4800.0, 120.0, 7.0, 0.1, 0.004] | 0 | 0 | [210.0, 500.0, 900.0, 2300.0, 5000.0] | 0 | 0
Siemens NH-1-25 | Siemens NH-1-25 | 25 | [4000.0, 1000.0, 10.0, 0.2, 0.02, 0.01] | 0 | 0 | [40.0, 50.0, 100.0, 210.0, 400.0, 500.0] | 0 | 0
Siemens NH-1-50 | Siemens NH-1-50 | 50 | [4000.0, 40.0, 4.0, 1.0, 0.02, 0.01] | 0 | 0 | [86.0, 200.0, 300.0, 400.0, 1000.0, 1280.0] | 0 | 0
Siemens NH-1-63 | Siemens NH-1-63 | 63 | [4000.0, 100.0, 10.0, 2.0, 0.04, 0.01] | 0 | 0 | [100.0, 200.0, 300.0, 400.0, 1000.0, 1500.0] | 0 | 0
Siemens NH-1-80 | Siemens NH-1-80 | 80 | [4800.0, 120.0, 7.0, 0.1, 0.01] | 0 | 0 | [150.58, 250.0, 450.0, 1150.0, 2470.0] | 0 | 0
Siemens NH-2-1000 | Siemens NH-2-1000 | 1000 | [4800.0, 120.0, 7.0, 0.1, 0.004] | 0 | 0 | [1900.0, 3500.0, 8400.0, 24000.0, 52000.0] | 0 | 0
Siemens NH-2-200 | Siemens NH-2-200 | 200 | [4800.0, 120.0, 7.0, 0.1, 0.004] | 0 | 0 | [280.0, 650.0, 1200.0, 3000.0, 7000.0] | 0 | 0
Siemens NH-2-224 | Siemens NH-2-224 | 224 | [4800.0, 120.0, 7.0, 0.2, 0.04, 0.004] | 0 | 0 | [400.0, 750.0, 1453.0, 3025.0, 4315.0, 7600.0] | 0 | 0
Siemens NH-2-250 | Siemens NH-2-250 | 250 | [4800.0, 120.0, 7.0, 0.1, 0.004] | 0 | 0 | [450.0, 800.0, 1650.0, 4000.0, 8500.0] | 0 | 0
Siemens NH-2-315 | Siemens NH-2-315 | 315 | [4800.0, 120.0, 7.0, 0.1, 0.004] | 0 | 0 | [550.0, 920.0, 1900.0, 5000.0, 11000.0] | 0 | 0
Siemens NH-2-355 | Siemens NH-2-355 | 355 | [4800.0, 120.0, 6.0, 0.1, 0.004] | 0 | 0 | [650.0, 1116.27, 2350.0, 5840.0, 12790.0] | 0 | 0
Siemens NH-2-400 | Siemens NH-2-400 | 400 | [4800.0, 120.0, 7.0, 0.1, 0.004] | 0 | 0 | [720.0, 1350.0, 2800.0, 6500.0, 15000.0] | 0 | 0
Siemens NH-2-425 | Siemens NH-2-425 | 425 | [4800.0, 120.0, 7.0, 0.1, 0.004] | 0 | 0 | [850.0, 1500.0, 3050.0, 7500.0, 16500.0] | 0 | 0
Siemens NH-2-630 | Siemens NH-2-630 | 630 | [4800.0, 120.0, 7.0, 0.1, 0.004] | 0 | 0 | [1200.0, 2000.0, 4800.0, 12000.0, 26000.0] | 0 | 0

## res_bus
| vm_pu | va_degree | p_mw | q_mvar
0 | 0.97936 | -0.39784 | 0.0026668 | 0.00066837
1 | 0.97937 | -0.39774 | 0 | 0
2 | 0.97945 | -0.39604 | 0 | 0
3 | 0.9804 | -0.37757 | 0.0010046 | 0.00025177
4 | 0.97943 | -0.39653 | 0.0016074 | 0.00040286
5 | 0.97889 | -0.40708 | 0.00060492 | 0.00015161
6 | 0.98431 | -0.30145 | 0.0011183 | 0.00028026
7 | 0.98434 | -0.30091 | 0.0011388 | 0.00028542
8 | 0.98439 | -0.29982 | 0.0023936 | 0.00059989
9 | 0.98452 | -0.29738 | 0.0034564 | 0.00086626
10 | 0.98123 | -0.36133 | 0.0028075 | 0.00070362
11 | 0.9786 | -0.4127 | 0.0018199 | 0.00045611
12 | 0.98472 | -0.29334 | 0.003515 | 0.00088093
13 | 0.97824 | -0.41978 | 0.0021148 | 0.00053003
14 | 0.97815 | -0.42168 | 0.0041125 | 0.0010307
15 | 0.97784 | -0.42762 | 0.0023928 | 0.0005997
16 | 0.98214 | -0.34344 | 0.0031202 | 0.00078199
17 | 0.98502 | -0.28759 | 0.0015748 | 0.00039468
18 | 0.97778 | -0.42894 | 0.0047171 | 0.0011822
19 | 0.97761 | -0.43216 | 0.0020128 | 0.00050446
20 | 0.98311 | -0.32467 | 0.0037109 | 0.00093005
21 | 0.98455 | -0.29656 | 0.0010369 | 0.00025987
22 | 0.98526 | -0.28272 | 0.0013325 | 0.00033396
23 | 0.98517 | -0.28453 | 0 | 0
24 | 0.98492 | -0.28957 | 0.0017338 | 0.00043454
25 | 0.98567 | -0.27483 | 0 | 0
26 | 0.98515 | -0.28495 | 0.001717 | 0.00043032
27 | 0.97759 | -0.43266 | 0.0034244 | 0.00085824
28 | 0.97753 | -0.43373 | 0 | 0
29 | 0.97751 | -0.43425 | 0.0022854 | 0.00057277
30 | 0.98657 | -0.25772 | 0 | 0
31 | 0.98561 | -0.27642 | 0.004842 | 0.0012135
32 | 0.98731 | -0.24326 | 0.0067892 | 0.0017015
33 | 0.97748 | -0.43473 | 0.0012514 | 0.00031363
34 | 0.9865 | -0.25867 | 0.0020805 | 0.00052142
35 | 0.98767 | -0.23618 | 0.0018516 | 0.00046404
36 | 0.98939 | -0.20288 | 0 | 0
37 | 0.98841 | -0.22175 | 0.0022468 | 0.00056311
38 | 0.98997 | -0.19178 | 0 | 0
39 | 0.98905 | -0.20957 | 0.0029819 | 0.00074734
40 | 0.99578 | -0.08025 | 0 | 0
41 | 0.98885 | -0.2135 | 0.0071239 | 0.0017854
42 | 0.98856 | -0.21897 | 0.0032741 | 0.00082057
43 | 0.98556 | -0.27731 | 0.0029463 | 0.0007384
44 | 0.98763 | -0.23713 | 0.0067416 | 0.0016896
45 | 0.99734 | -0.050494 | 0 | 0
46 | 0.99574 | -0.08111 | 0.0027346 | 0.00068536
47 | 0.98808 | -0.22833 | 0.006599 | 0.0016539
48 | 0.98504 | -0.28754 | 0.0051845 | 0.0012994
49 | 0.99585 | -0.078963 | 0.0027621 | 0.00069224
50 | 1 | 0 | -0.36152 | -0.091774
51 | 0.99539 | -0.087857 | 0 | 0
52 | 0.99867 | -0.025622 | 0.011564 | 0.0028982
53 | 0.99892 | -0.020685 | 0 | 0
54 | 0.99916 | -0.01623 | 0.010671 | 0.0026743
55 | 0.994 | -0.11462 | 0 | 0
56 | 0.99409 | -0.113 | 0 | 0
57 | 0.99391 | -0.11637 | 0.010338 | 0.002591
58 | 0.99957 | -0.0082169 | 0 | 0
59 | 0.99428 | -0.10924 | 0.010739 | 0.0026915
60 | 0.99453 | -0.10439 | 0 | 0
61 | 0.99504 | -0.094648 | 0.010694 | 0.0026802
62 | 0.9957 | -0.08183 | 0 | 0
63 | 0.99457 | -0.10342 | 0.0055603 | 0.0013935
64 | 0.98542 | -0.28041 | 0 | 0
65 | 0.98544 | -0.27996 | 0.0036385 | 0.00091188
66 | 0.98531 | -0.2825 | 0.0032913 | 0.00082488
67 | 0.98565 | -0.27592 | 0.002842 | 0.00071228
68 | 0.98527 | -0.28318 | 0.0031745 | 0.00079559
69 | 0.98584 | -0.27218 | 0 | 0
70 | 0.98549 | -0.27896 | 0 | 0
71 | 0.9854 | -0.28065 | 0.012798 | 0.0032074
72 | 0.98598 | -0.26936 | 0.0030562 | 0.00076595
73 | 0.99408 | -0.11288 | 0 | 0
74 | 0.99267 | -0.13993 | 0 | 0
75 | 0.99389 | -0.11648 | 0.007572 | 0.0018977
76 | 0.99058 | -0.18007 | 0 | 0
77 | 0.99201 | -0.15271 | 0.0039052 | 0.00097873
78 | 0.98653 | -0.25866 | 0.0049608 | 0.0012433
79 | 0.98985 | -0.19417 | 0.0033358 | 0.00083602
80 | 0.99 | -0.19135 | 0.0014928 | 0.00037413
81 | 0.99142 | -0.16405 | 0.0015661 | 0.00039251
82 | 0.98942 | -0.20253 | 0.001895 | 0.00047493
83 | 0.98868 | -0.21689 | 0.0015945 | 0.00039961
84 | 0.988 | -0.23021 | 0.0031414 | 0.00078731
85 | 0.98887 | -0.21301 | 0 | 0
86 | 0.98733 | -0.24312 | 0.0027728 | 0.00069492
87 | 0.98885 | -0.21352 | 0.0018184 | 0.00045575
88 | 0.98886 | -0.21323 | 0.0010544 | 0.00026426
89 | 0.98682 | -0.25297 | 0.0030278 | 0.00075883
90 | 0.98501 | -0.28801 | 0.0028159 | 0.00070574
91 | 0.98467 | -0.29463 | 0.0032234 | 0.00080785
92 | 0.98466 | -0.29486 | 0.0039752 | 0.00099628
93 | 0.9845 | -0.29799 | 0.0014386 | 0.00036054
94 | 0.98446 | -0.29879 | 0.0014753 | 0.00036975
95 | 0.98438 | -0.30038 | 0.0015109 | 0.00037866
96 | 0.98435 | -0.301 | 0.0016689 | 0.00041826
97 | 0.98431 | -0.30183 | 0 | 0
98 | 0.98429 | -0.30217 | 0.0017076 | 0.00042798
99 | 0.99524 | -0.090732 | 0.0018983 | 0.00047576
100 | 0.99521 | -0.09133 | 0.002798 | 0.00070124
101 | 0.99515 | -0.092448 | 0.001875 | 0.00046992
102 | 0.99512 | -0.092997 | 0.0040047 | 0.0010037
103 | 0.99142 | -0.16412 | 0.0029079 | 0.00072878
104 | 0.99113 | -0.16982 | 0.0020322 | 0.00050931
105 | 0.99091 | -0.17403 | 0.0013654 | 0.00034219
106 | 0.99088 | -0.17453 | 0.0025323 | 0.00063466
107 | 0.99066 | -0.17895 | 0 | 0
108 | 0.99065 | -0.17901 | 0.001329 | 0.00033309
109 | 0.99052 | -0.18168 | 0.0014262 | 0.00035744
110 | 0.99045 | -0.18297 | 0.0029915 | 0.00074975
111 | 0.99038 | -0.18432 | 0.0025214 | 0.00063193
112 | 0.99035 | -0.18498 | 0 | 0
113 | 0.99033 | -0.1852 | 0.0011398 | 0.00028565
114 | 0.99032 | -0.18558 | 0.0011484 | 0.00028782
115 | 0.98337 | -0.31967 | 0 | 0
116 | 0.98444 | -0.29897 | 0.0085108 | 0.002133
117 | 0.98266 | -0.33355 | 0.0042632 | 0.0010685
118 | 0.98335 | -0.32007 | 0.00137 | 0.00034336
119 | 0.98466 | -0.29475 | 0.003975 | 0.00099622
120 | 0.98215 | -0.34353 | 0 | 0
121 | 0.9856 | -0.27636 | 0.0030383 | 0.00076147
122 | 0.98159 | -0.35454 | 0 | 0
123 | 0.98579 | -0.27265 | 0.0041369 | 0.0010368
124 | 0.987 | -0.2492 | 0.001208 | 0.00030275
125 | 0.98702 | -0.24883 | 0.0013443 | 0.00033692
126 | 0.9882 | -0.22608 | 0.0013514 | 0.00033871
127 | 0.98032 | -0.37922 | 0 | 0
128 | 0.97997 | -0.38607 | 0.0032713 | 0.00081987
129 | 0.98783 | -0.23321 | 0.0064678 | 0.001621
130 | 0.9878 | -0.23385 | 0.0012453 | 0.0003121
131 | 0.97718 | -0.44107 | 0.00093942 | 0.00023544
132 | 0.97709 | -0.44273 | 0.00089402 | 0.00022406
133 | 0.97734 | -0.43789 | 0.000657 | 0.00016466
134 | 0.97702 | -0.44421 | 0.00065262 | 0.00016356
135 | 0.97749 | -0.43478 | 0 | 0
136 | 0.97699 | -0.44477 | 0.0015823 | 0.00039656
137 | 0.97764 | -0.432 | 0.00083698 | 0.00020977
138 | 0.97774 | -0.43002 | 0.0010611 | 0.00026593
139 | 0.97942 | -0.39691 | 0.0016406 | 0.00041116
140 | 0.97864 | -0.41234 | 0.0030608 | 0.00076711
141 | 0.97859 | -0.41323 | 0.0011428 | 0.00028641
142 | 0.97868 | -0.41139 | 0 | 0
143 | 0.97857 | -0.41354 | 0.0014567 | 0.00036509
144 | 0.97859 | -0.41321 | 0.0061047 | 0.00153
145 | 0.9789 | -0.4072 | 0 | 0
146 | 0.97869 | -0.41135 | 0.00089948 | 0.00022543
147 | 0.97866 | -0.41181 | 0.0011479 | 0.00028769
148 | 0.97856 | -0.41387 | 0 | 0
149 | 0.97819 | -0.42101 | 0.00097893 | 0.00024534
150 | 0.97806 | -0.42366 | 0.00062783 | 0.00015735
151 | 0.97791 | -0.42663 | 0.00072115 | 0.00018074
152 | 0.99998 | 149.9956 | 0 | 0

## res_line
| p_from_mw | q_from_mvar | p_to_mw | q_to_mvar | pl_mw | ql_mvar | i_from_ka | i_to_ka | i_ka | vm_from_pu | va_from_degree | vm_to_pu | va_to_degree | loading_percent
0 | -0.0026668 | -0.00066837 | 0.0026668 | 0.00066836 | 1.2172e-08 | -1.7087e-08 | 0.0040519 | 0.0040519 | 0.0040519 | 0.97936 | -0.39784 | 0.97937 | -0.39774 | 1.1132
1 | -0.0026668 | -0.00066836 | 0.0026671 | 0.00066805 | 2.1684e-07 | -3.0447e-07 | 0.0040519 | 0.0040518 | 0.0040519 | 0.97937 | -0.39774 | 0.97945 | -0.39604 | 1.1132
2 | -0.029047 | -0.0072914 | 0.029072 | 0.0073073 | 2.5612e-05 | 1.595e-05 | 0.044133 | 0.044133 | 0.044133 | 0.97945 | -0.39604 | 0.9804 | -0.37757 | 12.1245
3 | 0.0016075 | 0.00040267 | -0.0016074 | -0.00040286 | 3.7418e-08 | -1.8662e-07 | 0.002442 | 0.0024421 | 0.0024421 | 0.97945 | -0.39604 | 0.97943 | -0.39653 | 0.67091
4 | 0.024772 | 0.0062206 | -0.024759 | -0.0062126 | 1.3044e-05 | 8.0393e-06 | 0.037639 | 0.037639 | 0.037639 | 0.97945 | -0.39604 | 0.97889 | -0.40708 | 10.3405
5 | -0.030077 | -0.0075591 | 0.0301 | 0.0075736 | 2.333e-05 | 1.4555e-05 | 0.045658 | 0.045657 | 0.045658 | 0.9804 | -0.37757 | 0.98123 | -0.36133 | 12.5433
6 | 0.024154 | 0.006061 | -0.024148 | -0.006057 | 6.4769e-06 | 3.9842e-06 | 0.03672 | 0.03672 | 0.03672 | 0.97889 | -0.40708 | 0.9786 | -0.4127 | 10.0879
7 | -0.0011183 | -0.00028026 | 0.0011183 | 0.00027994 | 2.8594e-08 | -3.2087e-07 | 0.0016905 | 0.0016904 | 0.0016905 | 0.98431 | -0.30145 | 0.98434 | -0.30091 | 0.46443
8 | -0.0022571 | -0.00056536 | 0.0022572 | 0.0005651 | 1.1717e-07 | -2.6621e-07 | 0.003412 | 0.0034119 | 0.003412 | 0.98434 | -0.30091 | 0.98439 | -0.29982 | 0.93736
9 | -0.0046508 | -0.001165 | 0.0046514 | 0.001165 | 5.4105e-07 | -2.4922e-08 | 0.00703 | 0.0070299 | 0.00703 | 0.98439 | -0.29982 | 0.98452 | -0.29738 | 1.9313
10 | -0.0081078 | -0.0020312 | 0.0081093 | 0.0020319 | 1.5586e-06 | 6.4546e-07 | 0.012254 | 0.012254 | 0.012254 | 0.98452 | -0.29738 | 0.98472 | -0.29334 | 3.3665
11 | -0.032908 | -0.0082773 | 0.032936 | 0.0082949 | 2.8161e-05 | 1.7642e-05 | 0.049915 | 0.049915 | 0.049915 | 0.98123 | -0.36133 | 0.98214 | -0.34344 | 13.7129
12 | 0.022328 | 0.0056009 | -0.02232 | -0.0055963 | 7.5268e-06 | 4.5985e-06 | 0.033953 | 0.033953 | 0.033953 | 0.9786 | -0.4127 | 0.97824 | -0.41978 | 9.3277
13 | -0.011624 | -0.0029128 | 0.011627 | 0.0029145 | 3.1866e-06 | 1.6889e-06 | 0.017565 | 0.017565 | 0.017565 | 0.98472 | -0.29334 | 0.98502 | -0.28759 | 4.8256
14 | 0.020206 | 0.0050663 | -0.020204 | -0.0050652 | 1.8337e-06 | 1.1086e-06 | 0.030736 | 0.030736 | 0.030736 | 0.97824 | -0.41978 | 0.97815 | -0.42168 | 8.4439
15 | 0.016091 | 0.0040345 | -0.016087 | -0.0040318 | 4.5476e-06 | 2.6565e-06 | 0.02448 | 0.02448 | 0.02448 | 0.97815 | -0.42168 | 0.97784 | -0.42762 | 6.7252
16 | 0.013694 | 0.0034321 | -0.013693 | -0.0034316 | 8.6749e-07 | 4.8837e-07 | 0.020838 | 0.020838 | 0.020838 | 0.97784 | -0.42762 | 0.97778 | -0.42894 | 5.7248
17 | -0.036056 | -0.0090769 | 0.036088 | 0.0090972 | 3.2368e-05 | 2.035e-05 | 0.054642 | 0.054642 | 0.054642 | 0.98214 | -0.34344 | 0.98311 | -0.32467 | 15.0116
18 | -0.014936 | -0.003743 | 0.014938 | 0.0037442 | 2.1722e-06 | 1.2454e-06 | 0.022563 | 0.022563 | 0.022563 | 0.98502 | -0.28759 | 0.98517 | -0.28453 | 6.1987
19 | 0.001734 | 0.00043384 | -0.0017338 | -0.00043454 | 1.6367e-07 | -7.0491e-07 | 0.0026192 | 0.0026195 | 0.0026195 | 0.98502 | -0.28759 | 0.98492 | -0.28957 | 0.71964
20 | 0.0089759 | 0.0022494 | -0.0089745 | -0.0022488 | 1.3743e-06 | 6.3322e-07 | 0.01366 | 0.01366 | 0.01366 | 0.97778 | -0.42894 | 0.97761 | -0.43216 | 3.7527
21 | 0.0069617 | 0.0017443 | -0.0069615 | -0.0017443 | 1.6595e-07 | 5.6789e-08 | 0.010596 | 0.010596 | 0.010596 | 0.97761 | -0.43216 | 0.97759 | -0.43266 | 2.911
22 | -0.039799 | -0.010027 | 0.039853 | 0.010061 | 5.3602e-05 | 3.3805e-05 | 0.060259 | 0.060259 | 0.060259 | 0.98311 | -0.32467 | 0.98455 | -0.29656 | 16.5546
23 | -0.04089 | -0.010321 | 0.040917 | 0.010338 | 2.7113e-05 | 1.7112e-05 | 0.061826 | 0.061826 | 0.061826 | 0.98455 | -0.29656 | 0.98526 | -0.28272 | 16.9851
24 | -0.04225 | -0.010672 | 0.042266 | 0.010682 | 1.5995e-05 | 1.0104e-05 | 0.063838 | 0.063838 | 0.063838 | 0.98526 | -0.28272 | 0.98567 | -0.27483 | 17.5379
25 | -0.016655 | -0.0041744 | 0.016663 | 0.0041789 | 7.7048e-06 | 4.5175e-06 | 0.025157 | 0.025156 | 0.025157 | 0.98517 | -0.28453 | 0.98567 | -0.27483 | 6.9112
26 | 0.001717 | 0.00043017 | -0.001717 | -0.00043032 | 3.3909e-08 | -1.4949e-07 | 0.0025933 | 0.0025934 | 0.0025934 | 0.98517 | -0.28453 | 0.98515 | -0.28495 | 0.71247
27 | -0.058929 | -0.014861 | 0.058974 | 0.01489 | 4.5614e-05 | 2.8997e-05 | 0.088995 | 0.088994 | 0.088995 | 0.98567 | -0.27483 | 0.9865 | -0.25867 | 24.449
28 | 0.0035371 | 0.00088602 | -0.0035369 | -0.00088611 | 1.8099e-07 | -9.2926e-08 | 0.0053837 | 0.0053838 | 0.0053838 | 0.97759 | -0.43266 | 0.97753 | -0.43373 | 1.4791
29 | 0.0035369 | 0.00088611 | -0.0035368 | -0.00088616 | 8.7201e-08 | -4.4762e-08 | 0.0053838 | 0.0053838 | 0.0053838 | 0.97753 | -0.43373 | 0.97751 | -0.43425 | 1.4791
30 | 0.0012514 | 0.00031338 | -0.0012514 | -0.00031363 | 2.8261e-08 | -2.4225e-07 | 0.0019049 | 0.001905 | 0.001905 | 0.97751 | -0.43425 | 0.97748 | -0.43473 | 0.52334
31 | 0.030836 | 0.0077441 | -0.030808 | -0.0077269 | 2.748e-05 | 1.7155e-05 | 0.046514 | 0.046514 | 0.046514 | 0.98657 | -0.25772 | 0.98561 | -0.27642 | 12.7787
32 | -0.030836 | -0.0077441 | 0.030857 | 0.0077574 | 2.1291e-05 | 1.3291e-05 | 0.046514 | 0.046514 | 0.046514 | 0.98657 | -0.25772 | 0.98731 | -0.24326 | 12.7786
33 | 0.025966 | 0.0065134 | -0.025965 | -0.0065128 | 1.1008e-06 | 6.8017e-07 | 0.039204 | 0.039204 | 0.039204 | 0.98561 | -0.27642 | 0.98556 | -0.27731 | 10.7704
34 | -0.037646 | -0.0094589 | 0.037657 | 0.0094658 | 1.1018e-05 | 6.9349e-06 | 0.056746 | 0.056746 | 0.056746 | 0.98731 | -0.24326 | 0.98763 | -0.23713 | 15.5896
35 | -0.061055 | -0.015411 | 0.061121 | 0.015453 | 6.5867e-05 | 4.189e-05 | 0.092133 | 0.092132 | 0.092133 | 0.9865 | -0.25867 | 0.98767 | -0.23618 | 25.3111
36 | -0.062972 | -0.015917 | 0.063016 | 0.015945 | 4.3581e-05 | 2.7727e-05 | 0.094922 | 0.094922 | 0.094922 | 0.98767 | -0.23618 | 0.98841 | -0.22175 | 26.0775
37 | 0.065322 | 0.016546 | -0.065263 | -0.016508 | 5.9156e-05 | 3.765e-05 | 0.098304 | 0.098304 | 0.098304 | 0.98939 | -0.20288 | 0.98841 | -0.22175 | 27.0067
38 | -0.085913 | -0.021713 | 0.085958 | 0.021743 | 4.5762e-05 | 2.9194e-05 | 0.12927 | 0.12927 | 0.12927 | 0.98939 | -0.20288 | 0.98997 | -0.19178 | 35.5151
39 | 0.020591 | 0.0051675 | -0.020584 | -0.0051635 | 6.5692e-06 | 3.9698e-06 | 0.03097 | 0.030971 | 0.030971 | 0.98939 | -0.20288 | 0.98905 | -0.20957 | 8.5084
40 | -0.13758 | -0.034749 | 0.13832 | 0.035222 | 0.00073965 | 0.00047278 | 0.2069 | 0.2069 | 0.2069 | 0.98997 | -0.19178 | 0.99578 | -0.08025 | 56.8401
41 | 0.051626 | 0.013007 | -0.051573 | -0.012973 | 5.3589e-05 | 3.3992e-05 | 0.077623 | 0.077623 | 0.077623 | 0.98997 | -0.19178 | 0.98885 | -0.2135 | 21.3251
42 | 0.017602 | 0.0044162 | -0.017594 | -0.0044115 | 7.8832e-06 | 4.6608e-06 | 0.026484 | 0.026484 | 0.026484 | 0.98905 | -0.20957 | 0.98856 | -0.21897 | 7.2759
43 | -0.15164 | -0.038561 | 0.15186 | 0.038699 | 0.00021772 | 0.00013875 | 0.2268 | 0.2268 | 0.2268 | 0.99578 | -0.08025 | 0.99734 | -0.050494 | 31.1535
44 | 0.013317 | 0.0033388 | -0.013316 | -0.0033385 | 5.4591e-07 | 3.0156e-07 | 0.0199 | 0.0199 | 0.0199 | 0.99578 | -0.08025 | 0.99574 | -0.08111 | 5.467
45 | 0.044449 | 0.011187 | -0.044399 | -0.011155 | 5.0138e-05 | 3.1706e-05 | 0.066903 | 0.066903 | 0.066903 | 0.98885 | -0.2135 | 0.98763 | -0.23713 | 18.3801
46 | 0.01432 | 0.0035909 | -0.014314 | -0.0035873 | 6.3825e-06 | 3.6154e-06 | 0.021556 | 0.021556 | 0.021556 | 0.98856 | -0.21897 | 0.98808 | -0.22833 | 5.9221
47 | 0.023019 | 0.0057743 | -0.023008 | -0.0057675 | 1.1216e-05 | 6.8631e-06 | 0.034756 | 0.034756 | 0.034756 | 0.98556 | -0.27731 | 0.98504 | -0.28754 | 9.5484
48 | 0.18493 | 0.046964 | -0.18468 | -0.046803 | 0.000253 | 0.00016088 | 0.27613 | 0.27613 | 0.27613 | 0.99734 | -0.050494 | 0.99585 | -0.078963 | 25.2869
49 | -0.33679 | -0.085663 | 0.33761 | 0.086188 | 0.0008216 | 0.0005248 | 0.50293 | 0.50293 | 0.50293 | 0.99734 | -0.050494 | 1 | 0 | 46.0558
50 | 0.010581 | 0.0026531 | -0.010578 | -0.0026514 | 3.401e-06 | 1.705e-06 | 0.015813 | 0.015813 | 0.015813 | 0.99574 | -0.08111 | 0.99539 | -0.087857 | 4.3443
51 | 0.007715 | 0.0019334 | -0.0077132 | -0.0019328 | 1.796e-06 | 6.9511e-07 | 0.011618 | 0.011619 | 0.011619 | 0.98808 | -0.22833 | 0.98783 | -0.23321 | 3.1919
52 | 0.017823 | 0.0044681 | -0.017823 | -0.0044679 | 3.9927e-07 | 2.3683e-07 | 0.026924 | 0.026924 | 0.026924 | 0.98504 | -0.28754 | 0.98501 | -0.28801 | 7.3968
53 | 0.18192 | 0.046111 | -0.18189 | -0.046095 | 2.506e-05 | 1.5933e-05 | 0.27201 | 0.27201 | 0.27201 | 0.99585 | -0.078963 | 0.9957 | -0.08183 | 24.9089
54 | 0.022257 | 0.0055857 | -0.022248 | -0.0055804 | 8.7179e-06 | 5.3015e-06 | 0.033121 | 0.033121 | 0.033121 | 1 | 0 | 0.99957 | -0.0082169 | 9.0993
55 | 0.010578 | 0.0026514 | -0.010577 | -0.0026507 | 1.4488e-06 | 7.2645e-07 | 0.015813 | 0.015813 | 0.015813 | 0.99539 | -0.087857 | 0.99524 | -0.090732 | 4.3443
56 | -0.011564 | -0.0028982 | 0.011567 | 0.0028996 | 2.7206e-06 | 1.4214e-06 | 0.01723 | 0.01723 | 0.01723 | 0.99867 | -0.025622 | 0.99892 | -0.020685 | 4.7335
57 | -0.011567 | -0.0028996 | 0.011569 | 0.0029009 | 2.4554e-06 | 1.2827e-06 | 0.01723 | 0.01723 | 0.01723 | 0.99892 | -0.020685 | 0.99916 | -0.01623 | 4.7335
58 | -0.02224 | -0.0055752 | 0.022248 | 0.0055804 | 8.495e-06 | 5.1662e-06 | 0.033122 | 0.033121 | 0.033122 | 0.99916 | -0.01623 | 0.99957 | -0.0082169 | 9.0993
59 | -0.010339 | -0.0025914 | 0.01034 | 0.0025918 | 7.9933e-07 | 3.9622e-07 | 0.015478 | 0.015478 | 0.015478 | 0.994 | -0.11462 | 0.99409 | -0.113 | 4.2521
60 | 0.010339 | 0.0025914 | -0.010338 | -0.002591 | 8.6366e-07 | 4.2813e-07 | 0.015478 | 0.015478 | 0.015478 | 0.994 | -0.11462 | 0.99391 | -0.11637 | 4.2521
61 | -0.01034 | -0.0025918 | 0.010342 | 0.0025927 | 1.8525e-06 | 9.1819e-07 | 0.015478 | 0.015477 | 0.015478 | 0.99409 | -0.113 | 0.99428 | -0.10924 | 4.2521
62 | -0.021081 | -0.0052842 | 0.021086 | 0.0052872 | 4.8711e-06 | 2.9482e-06 | 0.031549 | 0.031549 | 0.031549 | 0.99428 | -0.10924 | 0.99453 | -0.10439 | 8.6674
63 | -0.021086 | -0.0052872 | 0.021096 | 0.0052931 | 9.7943e-06 | 5.9277e-06 | 0.031549 | 0.031549 | 0.031549 | 0.99453 | -0.10439 | 0.99504 | -0.094648 | 8.6674
64 | -0.03179 | -0.0079733 | 0.031809 | 0.0079854 | 1.9436e-05 | 1.2141e-05 | 0.047541 | 0.047541 | 0.047541 | 0.99504 | -0.094648 | 0.9957 | -0.08183 | 13.0608
65 | 0.15008 | 0.038109 | -0.14993 | -0.038011 | 0.00015573 | 9.8705e-05 | 0.22446 | 0.22446 | 0.22446 | 0.9957 | -0.08183 | 0.99457 | -0.10342 | 20.5554
66 | 0.14437 | 0.036617 | -0.1443 | -0.036575 | 6.565e-05 | 4.1822e-05 | 0.21615 | 0.21615 | 0.21615 | 0.99457 | -0.10342 | 0.99408 | -0.11288 | 29.6904
67 | -0.0064665 | -0.0016206 | 0.0064667 | 0.0016206 | 1.3887e-07 | 3.9399e-08 | 0.0097647 | 0.0097647 | 0.0097647 | 0.98542 | -0.28041 | 0.98544 | -0.27996 | 2.6826
68 | 0.0064665 | 0.0016206 | -0.0064659 | -0.0016204 | 6.4164e-07 | 1.8207e-07 | 0.0097647 | 0.0097648 | 0.0097648 | 0.98542 | -0.28041 | 0.98531 | -0.2825 | 2.6826
69 | -0.010105 | -0.0025325 | 0.010107 | 0.0025335 | 1.9458e-06 | 9.6131e-07 | 0.015259 | 0.015259 | 0.015259 | 0.98544 | -0.27996 | 0.98565 | -0.27592 | 4.192
70 | 0.0031746 | 0.00079551 | -0.0031745 | -0.00079559 | 1.0344e-07 | -8.6646e-08 | 0.0047942 | 0.0047942 | 0.0047942 | 0.98531 | -0.2825 | 0.98527 | -0.28318 | 1.3171
71 | -0.012949 | -0.0032457 | 0.012951 | 0.003247 | 2.3059e-06 | 1.2707e-06 | 0.019549 | 0.019549 | 0.019549 | 0.98565 | -0.27592 | 0.98584 | -0.27218 | 5.3707
72 | -0.025754 | -0.0064572 | 0.025758 | 0.0064594 | 3.469e-06 | 2.1421e-06 | 0.038874 | 0.038874 | 0.038874 | 0.98584 | -0.27218 | 0.98598 | -0.26936 | 10.6797
73 | 0.012803 | 0.0032102 | -0.012799 | -0.003208 | 4.136e-06 | 2.2706e-06 | 0.019325 | 0.019325 | 0.019325 | 0.98584 | -0.27218 | 0.98549 | -0.27896 | 5.3091
74 | 0.012799 | 0.003208 | -0.012798 | -0.0032074 | 1.0285e-06 | 5.6467e-07 | 0.019325 | 0.019325 | 0.019325 | 0.98549 | -0.27896 | 0.9854 | -0.28065 | 5.3091
75 | -0.028814 | -0.0072253 | 0.028829 | 0.0072345 | 1.4693e-05 | 9.1391e-06 | 0.043486 | 0.043486 | 0.043486 | 0.98598 | -0.26936 | 0.98653 | -0.25866 | 11.9468
76 | 0.13673 | 0.034677 | -0.13655 | -0.034564 | 0.00017755 | 0.00011348 | 0.20481 | 0.20481 | 0.20481 | 0.99408 | -0.11288 | 0.99267 | -0.13993 | 56.2665
77 | 0.0075733 | 0.0018982 | -0.007572 | -0.0018977 | 1.2994e-06 | 4.8211e-07 | 0.011336 | 0.011336 | 0.011336 | 0.99408 | -0.11288 | 0.99389 | -0.11648 | 3.1144
78 | 0.11165 | 0.02831 | -0.11143 | -0.028172 | 0.00021497 | 0.00013732 | 0.16747 | 0.16747 | 0.16747 | 0.99267 | -0.13993 | 0.99058 | -0.18007 | 46.0095
79 | 0.024904 | 0.0062539 | -0.024889 | -0.0062446 | 1.5176e-05 | 9.3373e-06 | 0.037336 | 0.037336 | 0.037336 | 0.99267 | -0.13993 | 0.99201 | -0.15271 | 10.2571
80 | 0.063558 | 0.016104 | -0.063515 | -0.016077 | 4.3027e-05 | 2.7375e-05 | 0.095537 | 0.095537 | 0.095537 | 0.99058 | -0.18007 | 0.98985 | -0.19417 | 26.2464
81 | 0.047873 | 0.012068 | -0.047847 | -0.012052 | 2.5818e-05 | 1.6352e-05 | 0.071937 | 0.071938 | 0.071938 | 0.99058 | -0.18007 | 0.99 | -0.19135 | 19.7631
82 | 0.020984 | 0.0052659 | -0.020972 | -0.005259 | 1.1346e-05 | 6.8672e-06 | 0.031478 | 0.031478 | 0.031478 | 0.99201 | -0.15271 | 0.99142 | -0.16405 | 8.6478
83 | -0.033789 | -0.0084778 | 0.033799 | 0.0084835 | 9.1756e-06 | 5.7521e-06 | 0.050969 | 0.050969 | 0.050969 | 0.98653 | -0.25866 | 0.98682 | -0.25297 | 14.0024
84 | 0.060179 | 0.015241 | -0.060125 | -0.015206 | 5.4406e-05 | 3.4592e-05 | 0.090523 | 0.090523 | 0.090523 | 0.98985 | -0.19417 | 0.98887 | -0.21301 | 24.8688
85 | 0.046354 | 0.011678 | -0.046329 | -0.011662 | 2.4785e-05 | 1.5688e-05 | 0.069694 | 0.069694 | 0.069694 | 0.99 | -0.19135 | 0.98942 | -0.20253 | 19.1467
86 | 0.019406 | 0.0048665 | -0.019406 | -0.0048664 | 6.5274e-08 | 3.913e-08 | 0.029128 | 0.029128 | 0.029128 | 0.99142 | -0.16405 | 0.99142 | -0.16412 | 8.0021
87 | 0.044434 | 0.011187 | -0.044404 | -0.011168 | 3.0479e-05 | 1.9273e-05 | 0.066844 | 0.066844 | 0.066844 | 0.98942 | -0.20253 | 0.98868 | -0.21689 | 18.3637
88 | 0.042809 | 0.010768 | -0.042782 | -0.010751 | 2.7215e-05 | 1.7194e-05 | 0.064444 | 0.064444 | 0.064444 | 0.98868 | -0.21689 | 0.988 | -0.23021 | 17.7045
89 | 0.039641 | 0.0099635 | -0.039616 | -0.0099482 | 2.441e-05 | 1.5389e-05 | 0.059713 | 0.059713 | 0.059713 | 0.988 | -0.23021 | 0.98733 | -0.24312 | 16.4047
90 | 0.0018185 | 0.00045557 | -0.0018184 | -0.00045575 | 4.3701e-08 | -1.7169e-07 | 0.0027363 | 0.0027364 | 0.0027364 | 0.98887 | -0.21301 | 0.98885 | -0.21352 | 0.75176
91 | 0.058306 | 0.014751 | -0.058306 | -0.01475 | 6.0273e-07 | 3.8307e-07 | 0.087786 | 0.087786 | 0.087786 | 0.98887 | -0.21301 | 0.98886 | -0.21323 | 24.1171
92 | 0.036844 | 0.0092532 | -0.036826 | -0.0092423 | 1.7317e-05 | 1.0891e-05 | 0.055534 | 0.055534 | 0.055534 | 0.98733 | -0.24312 | 0.98682 | -0.25297 | 15.2567
93 | 0.057251 | 0.014486 | -0.057216 | -0.014464 | 3.5293e-05 | 2.2425e-05 | 0.0862 | 0.0862 | 0.0862 | 0.98886 | -0.21323 | 0.9882 | -0.22608 | 23.6812
94 | 0.015007 | 0.0037621 | -0.015002 | -0.0037594 | 4.735e-06 | 2.7178e-06 | 0.02267 | 0.02267 | 0.02267 | 0.98501 | -0.28801 | 0.98467 | -0.29463 | 6.2281
95 | 0.011779 | 0.0029516 | -0.011778 | -0.0029515 | 1.3124e-07 | 6.9944e-08 | 0.017799 | 0.017799 | 0.017799 | 0.98467 | -0.29463 | 0.98466 | -0.29486 | 4.8899
96 | 0.0078032 | 0.0019552 | -0.0078021 | -0.0019548 | 1.1608e-06 | 4.598e-07 | 0.011792 | 0.011792 | 0.011792 | 0.98466 | -0.29486 | 0.9845 | -0.29799 | 3.2396
97 | 0.0063635 | 0.0015942 | -0.0063632 | -0.0015942 | 2.424e-07 | 6.6283e-08 | 0.0096178 | 0.0096178 | 0.0096178 | 0.9845 | -0.29799 | 0.98446 | -0.29879 | 2.6423
98 | 0.0048879 | 0.0012244 | -0.0048876 | -0.0012244 | 3.7186e-07 | 7.0117e-09 | 0.0073879 | 0.007388 | 0.007388 | 0.98446 | -0.29879 | 0.98438 | -0.30038 | 2.0297
99 | 0.0033767 | 0.00084575 | -0.0033766 | -0.00084581 | 9.8621e-08 | -6.5207e-08 | 0.0051041 | 0.0051042 | 0.0051042 | 0.98438 | -0.30038 | 0.98435 | -0.301 | 1.4023
100 | 0.0017077 | 0.00042755 | -0.0017077 | -0.00042785 | 6.7513e-08 | -3.0021e-07 | 0.0025814 | 0.0025815 | 0.0025815 | 0.98435 | -0.301 | 0.98431 | -0.30183 | 0.70921
101 | 0.0017077 | 0.00042785 | -0.0017076 | -0.00042798 | 2.8113e-08 | -1.2499e-07 | 0.0025815 | 0.0025816 | 0.0025816 | 0.98431 | -0.30183 | 0.98429 | -0.30217 | 0.70922
102 | 0.0086783 | 0.002175 | -0.008678 | -0.0021748 | 2.4746e-07 | 1.0744e-07 | 0.012975 | 0.012975 | 0.012975 | 0.99524 | -0.090732 | 0.99521 | -0.09133 | 3.5646
103 | 0.0058801 | 0.0014736 | -0.0058798 | -0.0014735 | 3.1306e-07 | 6.0027e-08 | 0.0087917 | 0.0087918 | 0.0087918 | 0.99521 | -0.09133 | 0.99515 | -0.092448 | 2.4153
104 | 0.0040048 | 0.0010036 | -0.0040047 | -0.0010037 | 1.0467e-07 | -3.414e-08 | 0.0059882 | 0.0059882 | 0.0059882 | 0.99515 | -0.092448 | 0.99512 | -0.092997 | 1.6451
105 | 0.016498 | 0.0041377 | -0.016494 | -0.004135 | 4.478e-06 | 2.6149e-06 | 0.024763 | 0.024763 | 0.024763 | 0.99142 | -0.16412 | 0.99113 | -0.16982 | 6.8031
106 | 0.014462 | 0.0036257 | -0.014459 | -0.0036241 | 2.9035e-06 | 1.6466e-06 | 0.021712 | 0.021712 | 0.021712 | 0.99113 | -0.16982 | 0.99091 | -0.17403 | 5.9649
107 | 0.013093 | 0.0032819 | -0.013093 | -0.0032817 | 3.112e-07 | 1.7152e-07 | 0.019662 | 0.019662 | 0.019662 | 0.99091 | -0.17403 | 0.99088 | -0.17453 | 5.4016
108 | 0.010561 | 0.0026471 | -0.010558 | -0.0026459 | 2.2236e-06 | 1.1195e-06 | 0.015859 | 0.015859 | 0.015859 | 0.99088 | -0.17453 | 0.99066 | -0.17895 | 4.3569
109 | 0.001329 | 0.00033306 | -0.001329 | -0.00033309 | 3.8781e-09 | -3.0929e-08 | 0.0019963 | 0.0019963 | 0.0019963 | 0.99066 | -0.17895 | 0.99065 | -0.17901 | 0.54843
110 | 0.0092294 | 0.0023129 | -0.0092282 | -0.0023123 | 1.1984e-06 | 5.5291e-07 | 0.013863 | 0.013863 | 0.013863 | 0.99066 | -0.17895 | 0.99052 | -0.18168 | 3.8085
111 | 0.007802 | 0.0019549 | -0.0078016 | -0.0019547 | 4.8079e-07 | 1.8758e-07 | 0.011721 | 0.011721 | 0.011721 | 0.99052 | -0.18168 | 0.99045 | -0.18297 | 3.2199
112 | 0.00481 | 0.001205 | -0.0048097 | -0.001205 | 3.0936e-07 | -5.3161e-09 | 0.0072262 | 0.0072263 | 0.0072263 | 0.99045 | -0.18297 | 0.99038 | -0.18432 | 1.9852
113 | 0.0022883 | 0.00057302 | -0.0022882 | -0.00057319 | 7.1772e-08 | -1.6243e-07 | 0.0034379 | 0.003438 | 0.003438 | 0.99038 | -0.18432 | 0.99035 | -0.18498 | 0.9445
114 | 0.0022882 | 0.00057319 | -0.0022882 | -0.00057324 | 2.403e-08 | -5.4378e-08 | 0.003438 | 0.003438 | 0.003438 | 0.99035 | -0.18498 | 0.99033 | -0.1852 | 0.94451
115 | 0.0011484 | 0.00028759 | -0.0011484 | -0.00028782 | 2.0811e-08 | -2.265e-07 | 0.0017255 | 0.0017255 | 0.0017255 | 0.99033 | -0.1852 | 0.99032 | -0.18558 | 0.47405
116 | -0.033439 | -0.0084234 | 0.033472 | 0.0084442 | 3.3137e-05 | 2.0769e-05 | 0.050614 | 0.050614 | 0.050614 | 0.98337 | -0.31967 | 0.98444 | -0.29897 | 13.9051
117 | 0.032069 | 0.0080802 | -0.032048 | -0.0080669 | 2.1278e-05 | 1.3312e-05 | 0.048541 | 0.048541 | 0.048541 | 0.98337 | -0.31967 | 0.98266 | -0.33355 | 13.3356
118 | 0.0013701 | 0.00034317 | -0.00137 | -0.00034336 | 2.59e-08 | -1.873e-07 | 0.0020731 | 0.0020731 | 0.0020731 | 0.98337 | -0.31967 | 0.98335 | -0.32007 | 0.56954
119 | -0.041983 | -0.010577 | 0.041992 | 0.010583 | 8.4725e-06 | 5.3511e-06 | 0.063479 | 0.063479 | 0.063479 | 0.98444 | -0.29897 | 0.98466 | -0.29475 | 17.4392
120 | 0.027785 | 0.0069985 | -0.027771 | -0.0069902 | 1.3253e-05 | 8.2294e-06 | 0.042086 | 0.042086 | 0.042086 | 0.98266 | -0.33355 | 0.98215 | -0.34353 | 11.5621
121 | -0.045966 | -0.011579 | 0.046007 | 0.011604 | 4.0465e-05 | 2.5613e-05 | 0.069486 | 0.069486 | 0.069486 | 0.98466 | -0.29475 | 0.9856 | -0.27636 | 19.0895
122 | 0.027771 | 0.0069902 | -0.027757 | -0.0069812 | 1.4604e-05 | 9.0685e-06 | 0.042086 | 0.042086 | 0.042086 | 0.98215 | -0.34353 | 0.98159 | -0.35454 | 11.5621
123 | -0.049045 | -0.012366 | 0.049054 | 0.012371 | 8.7054e-06 | 5.5175e-06 | 0.074073 | 0.074073 | 0.074073 | 0.9856 | -0.27636 | 0.98579 | -0.27265 | 20.3496
124 | 0.027757 | 0.0069812 | -0.027724 | -0.0069609 | 3.2693e-05 | 2.0302e-05 | 0.042086 | 0.042086 | 0.042086 | 0.98159 | -0.35454 | 0.98032 | -0.37922 | 11.5622
125 | -0.053191 | -0.013408 | 0.053251 | 0.013446 | 5.977e-05 | 3.7938e-05 | 0.080317 | 0.080317 | 0.080317 | 0.98579 | -0.27265 | 0.987 | -0.2492 | 22.0651
126 | -0.054459 | -0.013749 | 0.05446 | 0.013749 | 9.5213e-07 | 6.0455e-07 | 0.082138 | 0.082138 | 0.082138 | 0.987 | -0.2492 | 0.98702 | -0.24883 | 22.5654
127 | -0.055804 | -0.014086 | 0.055865 | 0.014125 | 6.0884e-05 | 3.8672e-05 | 0.084165 | 0.084165 | 0.084165 | 0.98702 | -0.24883 | 0.9882 | -0.22608 | 23.1222
128 | 0.027724 | 0.0069609 | -0.027715 | -0.0069552 | 9.0472e-06 | 5.6185e-06 | 0.042086 | 0.042086 | 0.042086 | 0.98032 | -0.37922 | 0.97997 | -0.38607 | 11.5622
129 | 0.024444 | 0.0061354 | -0.024431 | -0.0061276 | 1.2636e-05 | 7.7794e-06 | 0.037119 | 0.037119 | 0.037119 | 0.97997 | -0.38607 | 0.97942 | -0.39691 | 10.1976
130 | 0.0012453 | 0.00031176 | -0.0012453 | -0.0003121 | 3.7473e-08 | -3.3956e-07 | 0.0018758 | 0.0018759 | 0.0018759 | 0.98783 | -0.23321 | 0.9878 | -0.23385 | 0.51536
131 | 0.0031294 | 0.00078342 | -0.0031291 | -0.00078362 | 2.4696e-07 | -2.0524e-07 | 0.004765 | 0.0047652 | 0.0047652 | 0.97718 | -0.44107 | 0.97709 | -0.44273 | 1.3091
132 | -0.0040688 | -0.0010189 | 0.0040694 | 0.0010187 | 6.1571e-07 | -1.4189e-07 | 0.0061956 | 0.0061954 | 0.0061956 | 0.97718 | -0.44107 | 0.97734 | -0.43789 | 1.7021
133 | 0.0022351 | 0.00055956 | -0.002235 | -0.00055991 | 1.5755e-07 | -3.5333e-07 | 0.0034037 | 0.0034038 | 0.0034038 | 0.97709 | -0.44273 | 0.97702 | -0.44421 | 0.93512
134 | -0.0047264 | -0.0011834 | 0.0047271 | 0.0011834 | 7.0059e-07 | -3.8625e-09 | 0.0071957 | 0.0071955 | 0.0071957 | 0.97734 | -0.43789 | 0.97749 | -0.43478 | 1.9768
135 | 0.0015824 | 0.00039635 | -0.0015823 | -0.00039656 | 4.2036e-08 | -2.148e-07 | 0.0024099 | 0.00241 | 0.00241 | 0.97702 | -0.44421 | 0.97699 | -0.44477 | 0.66208
136 | -0.0047271 | -0.0011834 | 0.0047278 | 0.0011834 | 6.2661e-07 | -3.596e-09 | 0.0071955 | 0.0071954 | 0.0071955 | 0.97749 | -0.43478 | 0.97764 | -0.432 | 1.9768
137 | -0.0055647 | -0.0013931 | 0.0055653 | 0.0013932 | 5.2332e-07 | 9.0944e-08 | 0.0084693 | 0.0084692 | 0.0084693 | 0.97764 | -0.432 | 0.97774 | -0.43002 | 2.3267
138 | -0.0066263 | -0.0016592 | 0.0066274 | 0.0016595 | 1.0693e-06 | 3.3262e-07 | 0.010084 | 0.010084 | 0.010084 | 0.97774 | -0.43002 | 0.97791 | -0.42663 | 2.7703
139 | 0.02279 | 0.0057164 | -0.022779 | -0.0057096 | 1.1172e-05 | 6.8375e-06 | 0.034627 | 0.034627 | 0.034627 | 0.97942 | -0.39691 | 0.9789 | -0.4072 | 9.5129
140 | 0.0025997 | 0.0006512 | -0.0025995 | -0.00065137 | 1.1014e-07 | -1.6569e-07 | 0.0039527 | 0.0039527 | 0.0039527 | 0.97864 | -0.41234 | 0.97859 | -0.41323 | 1.0859
141 | -0.0056605 | -0.0014183 | 0.0056607 | 0.0014184 | 2.5565e-07 | 4.7971e-08 | 0.0086066 | 0.0086066 | 0.0086066 | 0.97864 | -0.41234 | 0.97868 | -0.41139 | 2.3645
142 | 0.0014568 | 0.00036496 | -0.0014567 | -0.00036509 | 2.168e-08 | -1.3415e-07 | 0.002215 | 0.0022151 | 0.0022151 | 0.97859 | -0.41323 | 0.97857 | -0.41354 | 0.60854
143 | 0.0061052 | 0.0015301 | -0.0061047 | -0.00153 | 5.2937e-07 | 1.3295e-07 | 0.0092825 | 0.0092826 | 0.0092826 | 0.97868 | -0.41139 | 0.97859 | -0.41321 | 2.5502
144 | -0.011766 | -0.0029485 | 0.011768 | 0.0029497 | 2.3484e-06 | 1.257e-06 | 0.017889 | 0.017889 | 0.017889 | 0.97868 | -0.41139 | 0.9789 | -0.4072 | 4.9146
145 | 0.011011 | 0.0027599 | -0.011009 | -0.0027587 | 2.1772e-06 | 1.1329e-06 | 0.016738 | 0.016738 | 0.016738 | 0.9789 | -0.4072 | 0.97869 | -0.41135 | 4.5983
146 | 0.010109 | 0.0025333 | -0.010109 | -0.0025332 | 2.2143e-07 | 1.1031e-07 | 0.01537 | 0.01537 | 0.01537 | 0.97869 | -0.41135 | 0.97866 | -0.41181 | 4.2226
147 | 0.0089613 | 0.0022455 | -0.0089604 | -0.0022451 | 8.7806e-07 | 4.0349e-07 | 0.013625 | 0.013625 | 0.013625 | 0.97866 | -0.41181 | 0.97856 | -0.41387 | 3.7432
148 | 0.0089604 | 0.0022451 | -0.0089573 | -0.0022437 | 3.0456e-06 | 1.3998e-06 | 0.013625 | 0.013625 | 0.013625 | 0.97856 | -0.41387 | 0.97819 | -0.42101 | 3.7432
149 | 0.0079784 | 0.0019984 | -0.0079774 | -0.001998 | 1.0056e-06 | 4.1507e-07 | 0.012136 | 0.012136 | 0.012136 | 0.97819 | -0.42101 | 0.97806 | -0.42366 | 3.3341
150 | 0.0073496 | 0.0018406 | -0.0073485 | -0.0018402 | 1.0408e-06 | 3.8753e-07 | 0.011181 | 0.011181 | 0.011181 | 0.97806 | -0.42366 | 0.97791 | -0.42663 | 3.0718

## res_trafo
| p_hv_mw | q_hv_mvar | p_lv_mw | q_lv_mvar | pl_mw | ql_mvar | i_hv_ka | i_lv_ka | vm_hv_pu | va_hv_degree | vm_lv_pu | va_lv_degree | loading_percent
0 | -1.2729e-15 | -1.3162e-15 | 0.00165 | 1.2699e-07 | 0.00165 | 1.2699e-07 | 5.2857e-17 | 0.0023815 | 0.99998 | 149.9956 | 1 | 0 | 0.2619

## res_ext_grid
| p_mw | q_mvar
0 | 0.37143 | 0.094258

## res_load
| p_mw | q_mvar
0 | 0.0026668 | 0.00066837
1 | 0.0010046 | 0.00025177
2 | 0.0016074 | 0.00040286
3 | 0.00060492 | 0.00015161
4 | 0.0011183 | 0.00028026
5 | 0.0011388 | 0.00028542
6 | 0.0023936 | 0.00059989
7 | 0.0034564 | 0.00086626
8 | 0.0028075 | 0.00070362
9 | 0.0018199 | 0.00045611
10 | 0.003515 | 0.00088093
11 | 0.0021148 | 0.00053003
12 | 0.0041125 | 0.0010307
13 | 0.0023928 | 0.0005997
14 | 0.0031202 | 0.00078199
15 | 0.0015748 | 0.00039468
16 | 0.0047171 | 0.0011822
17 | 0.0020128 | 0.00050446
18 | 0.0037109 | 0.00093005
19 | 0.0010369 | 0.00025987
20 | 0.0013325 | 0.00033396
21 | 0.0017338 | 0.00043454
22 | 0.001717 | 0.00043032
23 | 0.0034244 | 0.00085824
24 | 0.0022854 | 0.00057277
25 | 0.004842 | 0.0012135
26 | 0.0067892 | 0.0017015
27 | 0.0012514 | 0.00031363
28 | 0.0020805 | 0.00052142
29 | 0.0018516 | 0.00046404
30 | 0.0022468 | 0.00056311
31 | 0.0029819 | 0.00074734
32 | 0.0071239 | 0.0017854
33 | 0.0032741 | 0.00082057
34 | 0.0029463 | 0.0007384
35 | 0.0067416 | 0.0016896
36 | 0.0027346 | 0.00068536
37 | 0.006599 | 0.0016539
38 | 0.0051845 | 0.0012994
39 | 0.0027621 | 0.00069224
40 | 0.0099124 | 0.0024843
41 | 0.011564 | 0.0028982
42 | 0.010671 | 0.0026743
43 | 0.010338 | 0.002591
44 | 0.010739 | 0.0026915
45 | 0.010694 | 0.0026802
46 | 0.0055603 | 0.0013935
47 | 0.0036385 | 0.00091188
48 | 0.0032913 | 0.00082488
49 | 0.002842 | 0.00071228
50 | 0.0031745 | 0.00079559
51 | 0.012798 | 0.0032074
52 | 0.0030562 | 0.00076595
53 | 0.007572 | 0.0018977
54 | 0.0039052 | 0.00097873
55 | 0.0049608 | 0.0012433
56 | 0.0033358 | 0.00083602
57 | 0.0014928 | 0.00037413
58 | 0.0015661 | 0.00039251
59 | 0.001895 | 0.00047493
60 | 0.0015945 | 0.00039961
61 | 0.0031414 | 0.00078731
62 | 0.0027728 | 0.00069492
63 | 0.0018184 | 0.00045575
64 | 0.0010544 | 0.00026426
65 | 0.0030278 | 0.00075883
66 | 0.0028159 | 0.00070574
67 | 0.0032234 | 0.00080785
68 | 0.0039752 | 0.00099628
69 | 0.0014386 | 0.00036054
70 | 0.0014753 | 0.00036975
71 | 0.0015109 | 0.00037866
72 | 0.0016689 | 0.00041826
73 | 0.0017076 | 0.00042798
74 | 0.0018983 | 0.00047576
75 | 0.002798 | 0.00070124
76 | 0.001875 | 0.00046992
77 | 0.0040047 | 0.0010037
78 | 0.0029079 | 0.00072878
79 | 0.0020322 | 0.00050931
80 | 0.0013654 | 0.00034219
81 | 0.0025323 | 0.00063466
82 | 0.001329 | 0.00033309
83 | 0.0014262 | 0.00035744
84 | 0.0029915 | 0.00074975
85 | 0.0025214 | 0.00063193
86 | 0.0011398 | 0.00028565
87 | 0.0011484 | 0.00028782
88 | 0.0085108 | 0.002133
89 | 0.0042632 | 0.0010685
90 | 0.00137 | 0.00034336
91 | 0.003975 | 0.00099622
92 | 0.0030383 | 0.00076147
93 | 0.0041369 | 0.0010368
94 | 0.001208 | 0.00030275
95 | 0.0013443 | 0.00033692
96 | 0.0013514 | 0.00033871
97 | 0.0032713 | 0.00081987
98 | 0.0064678 | 0.001621
99 | 0.0012453 | 0.0003121
100 | 0.00093942 | 0.00023544
101 | 0.00089402 | 0.00022406
102 | 0.000657 | 0.00016466
103 | 0.00065262 | 0.00016356
104 | 0.0015823 | 0.00039656
105 | 0.00083698 | 0.00020977
106 | 0.0010611 | 0.00026593
107 | 0.0016406 | 0.00041116
108 | 0.0030608 | 0.00076711
109 | 0.0011428 | 0.00028641
110 | 0.0014567 | 0.00036509
111 | 0.0061047 | 0.00153
112 | 0.00089948 | 0.00022543
113 | 0.0011479 | 0.00028769
114 | 0.00097893 | 0.00024534
115 | 0.00062783 | 0.00015735
116 | 0.00072115 | 0.00018074

## dtypes
| element | column | dtype
0 | bus | name | object
1 | bus | vn_kv | float64
2 | bus | type | object
3 | bus | zone | object
4 | bus | in_service | bool
5 | load | name | object
6 | load | bus | uint32
7 | load | p_mw | float64
8 | load | q_mvar | float64
9 | load | const_z_percent | float64
10 | load | const_i_percent | float64
11 | load | sn_mva | float64
12 | load | scaling | float64
13 | load | in_service | bool
14 | load | type | object
15 | ext_grid | name | object
16 | ext_grid | bus | uint32
17 | ext_grid | vm_pu | float64
18 | ext_grid | va_degree | float64
19 | ext_grid | slack_weight | float64
20 | ext_grid | in_service | bool
21 | line | name | object
22 | line | std_type | object
23 | line | from_bus | uint32
24 | line | to_bus | uint32
25 | line | length_km | float64
26 | line | r_ohm_per_km | float64
27 | line | x_ohm_per_km | float64
28 | line | c_nf_per_km | float64
29 | line | g_us_per_km | float64
30 | line | max_i_ka | float64
31 | line | df | float64
32 | line | parallel | uint32
33 | line | type | object
34 | line | in_service | bool
35 | trafo | name | object
36 | trafo | std_type | object
37 | trafo | hv_bus | uint32
38 | trafo | lv_bus | uint32
39 | trafo | sn_mva | float64
40 | trafo | vn_hv_kv | float64
41 | trafo | vn_lv_kv | float64
42 | trafo | vk_percent | float64
43 | trafo | vkr_percent | float64
44 | trafo | pfe_kw | float64
45 | trafo | i0_percent | float64
46 | trafo | shift_degree | float64
47 | trafo | tap_side | object
48 | trafo | tap_neutral | int32
49 | trafo | tap_min | int32
50 | trafo | tap_max | int32
51 | trafo | tap_step_percent | float64
52 | trafo | tap_step_degree | float64
53 | trafo | tap_pos | int32
54 | trafo | tap_phase_shifter | bool
55 | trafo | parallel | uint32
56 | trafo | df | float64
57 | trafo | in_service | bool
58 | line_geodata | coords | object
59 | bus_geodata | x | float64
60 | bus_geodata | y | float64
61 | bus_geodata | coords | object
62 | res_bus | vm_pu | float64
63 | res_bus | va_degree | float64
64 | res_bus | p_mw | float64
65 | res_bus | q_mvar | float64
66 | res_line | p_from_mw | float64
67 | res_line | q_from_mvar | float64
68 | res_line | p_to_mw | float64
69 | res_line | q_to_mvar | float64
70 | res_line | pl_mw | float64
71 | res_line | ql_mvar | float64
72 | res_line | i_from_ka | float64
73 | res_line | i_to_ka | float64
74 | res_line | i_ka | float64
75 | res_line | vm_from_pu | float64
76 | res_line | va_from_degree | float64
77 | res_line | vm_to_pu | float64
78 | res_line | va_to_degree | float64
79 | res_line | loading_percent | float64
80 | res_trafo | p_hv_mw | float64
81 | res_trafo | q_hv_mvar | float64
82 | res_trafo | p_lv_mw | float64
83 | res_trafo | q_lv_mvar | float64
84 | res_trafo | pl_mw | float64
85 | res_trafo | ql_mvar | float64
86 | res_trafo | i_hv_ka | float64
87 | res_trafo | i_lv_ka | float64
88 | res_trafo | vm_hv_pu | float64
89 | res_trafo | va_hv_degree | float64
90 | res_trafo | vm_lv_pu | float64
91 | res_trafo | va_lv_degree | float64
92 | res_trafo | loading_percent | float64
93 | res_ext_grid | p_mw | float64
94 | res_ext_grid | q_mvar | float64
95 | res_load | p_mw | float64
96 | res_load | q_mvar | float64

## parameters
| version | format_version | converged | OPF_converged | name | f_hz | sn_mva
0 | 2.14.6 | 2.14.0 | TRUE | FALSE |  | 50 | 1