## bus
| name | vn_kv | type | zone | in_service
0 | bus_LV_2516-2_0_5_node_0 | 0.4 | n |  | TRUE
1 | bus_LV_2516-2_0_5_node_1 | 0.4 | n |  | TRUE
2 | bus_LV_2516-2_0_5_node_2 | 0.4 | n |  | TRUE
3 | bus_LV_2516-2_0_5_node_3 | 0.4 | n |  | TRUE
4 | bus_LV_2516-2_0_5_node_4 | 0.4 | n |  | TRUE
5 | bus_LV_2516-2_0_5_node_5 | 0.4 | n |  | TRUE
6 | bus_LV_2516-2_0_5_node_6 | 0.4 | n |  | TRUE
7 | bus_LV_2516-2_0_5_node_7 | 0.4 | n |  | TRUE
8 | bus_LV_2516-2_0_5_node_167 | 0.4 | n |  | TRUE
9 | bus_LV_2516-2_0_5_node_82 | 0.4 | n |  | TRUE
10 | bus_LV_2516-2_0_5_node_58 | 0.4 | n |  | TRUE
11 | bus_LV_2516-2_0_5_node_163 | 0.4 | n |  | TRUE
12 | bus_LV_2516-2_0_5_node_187 | 0.4 | n |  | TRUE
13 | bus_LV_2516-2_0_5_node_55 | 0.4 | n |  | TRUE
14 | bus_LV_2516-2_0_5_node_8 | 0.4 | n |  | TRUE
15 | bus_LV_2516-2_0_5_node_9 | 0.4 | n |  | TRUE
16 | bus_LV_2516-2_0_5_node_10 | 0.4 | n |  | TRUE
17 | bus_LV_2516-2_0_5_node_11 | 0.4 | n |  | TRUE
18 | bus_LV_2516-2_0_5_node_12 | 0.4 | n |  | TRUE
19 | bus_LV_2516-2_0_5_node_13 | 0.4 | n |  | TRUE
20 | bus_LV_2516-2_0_5_node_14 | 0.4 | n |  | TRUE
21 | bus_LV_2516-2_0_5_node_78 | 0.4 | n |  | TRUE
22 | bus_LV_2516-2_0_5_node_280 | 0.4 | n |  | TRUE
23 | bus_LV_2516-2_0_5_node_79 | 0.4 | n |  | TRUE
24 | bus_LV_2516-2_0_5_node_284 | 0.4 | n |  | TRUE
25 | bus_LV_2516-2_0_5_node_15 | 0.4 | n |  | TRUE
26 | bus_LV_2516-2_0_5_node_16 | 0.4 | n |  | TRUE
27 | bus_LV_2516-2_0_5_node_17 | 0.4 | n |  | TRUE
28 | bus_LV_2516-2_0_5_node_18 | 0.4 | n |  | TRUE
29 | bus_LV_2516-2_0_5_node_19 | 0.4 | n |  | TRUE
30 | bus_LV_2516-2_0_5_node_20 | 0.4 | n |  | TRUE
31 | bus_LV_2516-2_0_5_node_21 | 0.4 | n |  | TRUE
32 | bus_LV_2516-2_0_5_node_22 | 0.4 | n |  | TRUE
33 | bus_LV_2516-2_0_5_node_23 | 0.4 | n |  | TRUE
34 | bus_LV_2516-2_0_5_node_199 | 0.4 | n |  | TRUE
35 | bus_LV_2516-2_0_5_node_217 | 0.4 | n |  | TRUE
36 | bus_LV_2516-2_0_5_node_222 | 0.4 | n |  | TRUE
37 | bus_LV_2516-2_0_5_node_130 | 0.4 | n |  | TRUE
38 | bus_LV_2516-2_0_5_node_191 | 0.4 | n |  | TRUE
39 | bus_LV_2516-2_0_5_node_200 | 0.4 | n |  | TRUE
40 | bus_LV_2516-2_0_5_node_157 | 0.4 | n |  | TRUE
41 | bus_LV_2516-2_0_5_node_220 | 0.4 | n |  | TRUE
42 | bus_LV_2516-2_0_5_node_131 | 0.4 | n |  | TRUE
43 | bus_LV_2516-2_0_5_node_24 | 0.4 | n |  | TRUE
44 | bus_LV_2516-2_0_5_node_25 | 0.4 | n |  | TRUE
45 | bus_LV_2516-2_0_5_node_26 | 0.4 | n |  | TRUE
46 | bus_LV_2516-2_0_5_node_27 | 0.4 | n |  | TRUE
47 | bus_LV_2516-2_0_5_node_28 | 0.4 | n |  | TRUE
48 | bus_LV_2516-2_0_5_node_29 | 0.4 | n |  | TRUE
49 | bus_LV_2516-2_0_5_node_30 | 0.4 | n |  | TRUE
50 | bus_LV_2516-2_0_5_node_154 | 0.4 | n |  | TRUE
51 | bus_LV_2516-2_0_5_node_251 | 0.4 | n |  | TRUE
52 | bus_LV_2516-2_0_5_node_155 | 0.4 | n |  | TRUE
53 | bus_LV_2516-2_0_5_node_260 | 0.4 | n |  | TRUE
54 | bus_LV_2516-2_0_5_node_249 | 0.4 | n |  | TRUE
55 | bus_LV_2516-2_0_5_node_31 | 0.4 | n |  | TRUE
56 | bus_LV_2516-2_0_5_node_32 | 0.4 | n |  | TRUE
57 | bus_LV_2516-2_0_5_node_33 | 0.4 | n |  | TRUE
58 | bus_LV_2516-2_0_5_node_35 | 0.4 | n |  | TRUE
59 | bus_LV_2516-2_0_5_node_34 | 0.4 | n |  | TRUE
60 | bus_LV_2516-2_0_5_node_36 | 0.4 | n |  | TRUE
61 | bus_LV_2516-2_0_5_node_37 | 0.4 | n |  | TRUE
62 | bus_LV_2516-2_0_5_node_38 | 0.4 | n |  | TRUE
63 | bus_LV_2516-2_0_5_node_39 | 0.4 | n |  | TRUE
64 | bus_LV_2516-2_0_5_node_252 | 0.4 | n |  | TRUE
65 | bus_LV_2516-2_0_5_node_125 | 0.4 | n |  | TRUE
66 | bus_LV_2516-2_0_5_node_183 | 0.4 | n |  | TRUE
67 | bus_LV_2516-2_0_5_node_90 | 0.4 | n |  | TRUE
68 | bus_LV_2516-2_0_5_node_276 | 0.4 | n |  | TRUE
69 | bus_LV_2516-2_0_5_node_122 | 0.4 | n |  | TRUE
70 | bus_LV_2516-2_0_5_node_87 | 0.4 | n |  | TRUE
71 | bus_LV_2516-2_0_5_node_40 | 0.4 | n |  | TRUE
72 | bus_LV_2516-2_0_5_node_41 | 0.4 | n |  | TRUE
73 | bus_LV_2516-2_0_5_node_42 | 0.4 | n |  | TRUE
74 | bus_LV_2516-2_0_5_node_43 | 0.4 | n |  | TRUE
75 | bus_LV_2516-2_0_5_node_44 | 0.4 | n |  | TRUE
76 | bus_LV_2516-2_0_5_node_45 | 0.4 | n |  | TRUE
77 | bus_LV_2516-2_0_5_node_46 | 0.4 | n |  | TRUE
78 | bus_LV_2516-2_0_5_node_172 | 0.4 | n |  | TRUE
79 | bus_LV_2516-2_0_5_node_173 | 0.4 | n |  | TRUE
80 | bus_LV_2516-2_0_5_node_179 | 0.4 | n |  | TRUE
81 | bus_LV_2516-2_0_5_node_174 | 0.4 | n |  | TRUE
82 | bus_LV_2516-2_0_5_node_175 | 0.4 | n |  | TRUE
83 | bus_LV_2516-2_0_5_node_177 | 0.4 | n |  | TRUE
84 | bus_LV_2516-2_0_5_node_47 | 0.4 | n |  | TRUE
85 | bus_LV_2516-2_0_5_node_48 | 0.4 | n |  | TRUE
86 | bus_LV_2516-2_0_5_node_49 | 0.4 | n |  | TRUE
87 | bus_LV_2516-2_0_5_node_50 | 0.4 | n |  | TRUE
88 | bus_LV_2516-2_0_5_node_51 | 0.4 | n |  | TRUE
89 | bus_LV_2516-2_0_5_node_238 | 0.4 | n |  | TRUE
90 | bus_LV_2516-2_0_5_node_277 | 0.4 | n |  | TRUE
91 | bus_LV_2516-2_0_5_node_268 | 0.4 | n |  | TRUE
92 | bus_LV_2516-2_0_5_node_236 | 0.4 | n |  | TRUE
93 | bus_LV_2516-2_0_5_node_278 | 0.4 | n |  | TRUE
94 | bus_LV_2516-2_0_5_node_266 | 0.4 | n |  | TRUE
95 | bus_LV_2516-2_0_5_node_52 | 0.4 | n |  | TRUE
96 | bus_LV_2516-2_0_5_node_53 | 0.4 | n |  | TRUE
97 | bus_LV_2516-2_0_5_node_54 | 0.4 | n |  | TRUE
98 | bus_LV_2516-2_0_5_node_56 | 0.4 | n |  | TRUE
99 | bus_LV_2516-2_0_5_node_57 | 0.4 | n |  | TRUE
100 | bus_LV_2516-2_0_5_node_59 | 0.4 | n |  | TRUE
101 | bus_LV_2516-2_0_5_node_60 | 0.4 | n |  | TRUE
102 | bus_LV_2516-2_0_5_node_198 | 0.4 | n |  | TRUE
103 | bus_LV_2516-2_0_5_node_194 | 0.4 | n |  | TRUE
104 | bus_LV_2516-2_0_5_node_262 | 0.4 | n |  | TRUE
105 | bus_LV_2516-2_0_5_node_196 | 0.4 | n |  | TRUE
106 | bus_LV_2516-2_0_5_node_192 | 0.4 | n |  | TRUE
107 | bus_LV_2516-2_0_5_node_61 | 0.4 | n |  | TRUE
108 | bus_LV_2516-2_0_5_node_62 | 0.4 | n |  | TRUE
109 | bus_LV_2516-2_0_5_node_63 | 0.4 | n |  | TRUE
110 | bus_LV_2516-2_0_5_node_64 | 0.4 | n |  | TRUE
111 | bus_LV_2516-2_0_5_node_65 | 0.4 | n |  | TRUE
112 | bus_LV_2516-2_0_5_node_66 | 0.4 | n |  | TRUE
113 | bus_LV_2516-2_0_5_node_67 | 0.4 | n |  | TRUE
114 | bus_LV_2516-2_0_5_node_68 | 0.4 | n |  | TRUE
115 | bus_LV_2516-2_0_5_node_69 | 0.4 | n |  | TRUE
116 | bus_LV_2516-2_0_5_node_70 | 0.4 | n |  | TRUE
117 | bus_LV_2516-2_0_5_node_71 | 0.4 | n |  | TRUE
118 | bus_LV_2516-2_0_5_node_203 | 0.4 | n |  | TRUE
119 | bus_LV_2516-2_0_5_node_190 | 0.4 | n |  | TRUE
120 | bus_LV_2516-2_0_5_node_123 | 0.4 | n |  | TRUE
121 | bus_LV_2516-2_0_5_node_275 | 0.4 | n |  | TRUE
122 | bus_LV_2516-2_0_5_node_204 | 0.4 | n |  | TRUE
123 | bus_LV_2516-2_0_5_node_205 | 0.4 | n |  | TRUE
124 | bus_LV_2516-2_0_5_node_224 | 0.4 | n |  | TRUE
125 | bus_LV_2516-2_0_5_node_120 | 0.4 | n |  | TRUE
126 | bus_LV_2516-2_0_5_node_72 | 0.4 | n |  | TRUE
127 | bus_LV_2516-2_0_5_node_73 | 0.4 | n |  | TRUE
128 | bus_LV_2516-2_0_5_node_74 | 0.4 | n |  | TRUE
129 | bus_LV_2516-2_0_5_node_75 | 0.4 | n |  | TRUE
130 | bus_LV_2516-2_0_5_node_76 | 0.4 | n |  | TRUE
131 | bus_LV_2516-2_0_5_node_77 | 0.4 | n |  | TRUE
132 | bus_LV_2516-2_0_5_node_234 | 0.4 | n |  | TRUE
133 | bus_LV_2516-2_0_5_node_254 | 0.4 | n |  | TRUE
134 | bus_LV_2516-2_0_5_node_235 | 0.4 | n |  | TRUE
135 | bus_LV_2516-2_0_5_node_255 | 0.4 | n |  | TRUE
136 | bus_LV_2516-2_0_5_node_80 | 0.4 | n |  | TRUE
137 | bus_LV_2516-2_0_5_node_81 | 0.4 | n |  | TRUE
138 | bus_LV_2516-2_0_5_node_134 | 0.4 | n |  | TRUE
139 | bus_LV_2516-2_0_5_node_135 | 0.4 | n |  | TRUE
140 | bus_LV_2516-2_0_5_node_185 | 0.4 | n |  | TRUE
141 | bus_LV_2516-2_0_5_node_83 | 0.4 | n |  | TRUE
142 | bus_LV_2516-2_0_5_node_84 | 0.4 | n |  | TRUE
143 | bus_LV_2516-2_0_5_node_85 | 0.4 | n |  | TRUE
144 | bus_LV_2516-2_0_5_node_86 | 0.4 | n |  | TRUE
145 | bus_LV_2516-2_0_5_node_88 | 0.4 | n |  | TRUE
146 | bus_LV_2516-2_0_5_node_89 | 0.4 | n |  | TRUE
147 | bus_LV_2516-2_0_5_node_91 | 0.4 | n |  | TRUE
148 | bus_LV_2516-2_0_5_node_126 | 0.4 | n |  | TRUE
149 | bus_LV_2516-2_0_5_node_127 | 0.4 | n |  | TRUE
150 | bus_LV_2516-2_0_5_node_92 | 0.4 | n |  | TRUE
151 | bus_LV_2516-2_0_5_node_93 | 0.4 | n |  | TRUE
152 | bus_LV_2516-2_0_5_node_94 | 0.4 | n |  | TRUE
153 | bus_LV_2516-2_0_5_node_95 | 0.4 | n |  | TRUE
154 | bus_LV_2516-2_0_5_node_96 | 0.4 | n |  | TRUE
155 | bus_LV_2516-2_0_5_node_98 | 0.4 | n |  | TRUE
156 | bus_LV_2516-2_0_5_node_99 | 0.4 | n |  | TRUE
157 | bus_LV_2516-2_0_5_node_100 | 0.4 | n |  | TRUE
158 | bus_LV_2516-2_0_5_node_97 | 0.4 | n |  | TRUE
159 | bus_LV_2516-2_0_5_node_171 | 0.4 | n |  | TRUE
160 | bus_LV_2516-2_0_5_node_116 | 0.4 | n |  | TRUE
161 | bus_LV_2516-2_0_5_node_168 | 0.4 | n |  | TRUE
162 | bus_LV_2516-2_0_5_node_215 | 0.4 | n |  | TRUE
163 | bus_LV_2516-2_0_5_node_256 | 0.4 | n |  | TRUE
164 | bus_LV_2516-2_0_5_node_114 | 0.4 | n |  | TRUE
165 | bus_LV_2516-2_0_5_node_169 | 0.4 | n |  | TRUE
166 | bus_LV_2516-2_0_5_node_212 | 0.4 | n |  | TRUE
167 | bus_LV_2516-2_0_5_node_257 | 0.4 | n |  | TRUE
168 | bus_LV_2516-2_0_5_node_101 | 0.4 | n |  | TRUE
169 | bus_LV_2516-2_0_5_node_102 | 0.4 | n |  | TRUE
170 | bus_LV_2516-2_0_5_node_103 | 0.4 | n |  | TRUE
171 | bus_LV_2516-2_0_5_node_104 | 0.4 | n |  | TRUE
172 | bus_LV_2516-2_0_5_node_105 | 0.4 | n |  | TRUE
173 | bus_LV_2516-2_0_5_node_206 | 0.4 | n |  | TRUE
174 | bus_LV_2516-2_0_5_node_106 | 0.4 | n |  | TRUE
175 | bus_LV_2516-2_0_5_node_107 | 0.4 | n |  | TRUE
176 | bus_LV_2516-2_0_5_node_108 | 0.4 | n |  | TRUE
177 | bus_LV_2516-2_0_5_node_109 | 0.4 | n |  | TRUE
178 | bus_LV_2516-2_0_5_node_164 | 0.4 | n |  | TRUE
179 | bus_LV_2516-2_0_5_node_159 | 0.4 | n |  | TRUE
180 | bus_LV_2516-2_0_5_node_269 | 0.4 | n |  | TRUE
181 | bus_LV_2516-2_0_5_node_286 | 0.4 | n |  | TRUE
182 | bus_LV_2516-2_0_5_node_299 | 0.4 | n |  | TRUE
183 | bus_LV_2516-2_0_5_node_161 | 0.4 | n |  | TRUE
184 | bus_LV_2516-2_0_5_node_158 | 0.4 | n |  | TRUE
185 | bus_LV_2516-2_0_5_node_292 | 0.4 | n |  | TRUE
186 | bus_LV_2516-2_0_5_node_267 | 0.4 | n |  | TRUE
187 | bus_LV_2516-2_0_5_node_285 | 0.4 | n |  | TRUE
188 | bus_LV_2516-2_0_5_node_110 | 0.4 | n |  | TRUE
189 | bus_LV_2516-2_0_5_node_111 | 0.4 | n |  | TRUE
190 | bus_LV_2516-2_0_5_node_112 | 0.4 | n |  | TRUE
191 | bus_LV_2516-2_0_5_node_113 | 0.4 | n |  | TRUE
192 | bus_LV_2516-2_0_5_node_115 | 0.4 | n |  | TRUE
193 | bus_LV_2516-2_0_5_node_253 | 0.4 | n |  | TRUE
194 | bus_LV_2516-2_0_5_node_223 | 0.4 | n |  | TRUE
195 | bus_LV_2516-2_0_5_node_117 | 0.4 | n |  | TRUE
196 | bus_LV_2516-2_0_5_node_118 | 0.4 | n |  | TRUE
197 | bus_LV_2516-2_0_5_node_119 | 0.4 | n |  | TRUE
198 | bus_LV_2516-2_0_5_node_121 | 0.4 | n |  | TRUE
199 | bus_LV_2516-2_0_5_node_124 | 0.4 | n |  | TRUE
200 | bus_LV_2516-2_0_5_node_128 | 0.4 | n |  | TRUE
201 | bus_LV_2516-2_0_5_node_129 | 0.4 | n |  | TRUE
202 | bus_LV_2516-2_0_5_node_270 | 0.4 | n |  | TRUE
203 | bus_LV_2516-2_0_5_node_271 | 0.4 | n |  | TRUE
204 | bus_LV_2516-2_0_5_node_132 | 0.4 | n |  | TRUE
205 | bus_LV_2516-2_0_5_node_133 | 0.4 | n |  | TRUE
206 | bus_LV_2516-2_0_5_node_136 | 0.4 | n |  | TRUE
207 | bus_LV_2516-2_0_5_node_150 | 0.4 | n |  | TRUE
208 | bus_LV_2516-2_0_5_node_152 | 0.4 | n |  | TRUE
209 | bus_LV_2516-2_0_5_node_148 | 0.4 | n |  | TRUE
210 | bus_LV_2516-2_0_5_node_137 | 0.4 | n |  | TRUE
211 | bus_LV_2516-2_0_5_node_138 | 0.4 | n |  | TRUE
212 | bus_LV_2516-2_0_5_node_139 | 0.4 | n |  | TRUE
213 | bus_LV_2516-2_0_5_node_140 | 0.4 | n |  | TRUE
214 | bus_LV_2516-2_0_5_node_141 | 0.4 | n |  | TRUE
215 | bus_LV_2516-2_0_5_node_142 | 0.4 | n |  | TRUE
216 | bus_LV_2516-2_0_5_node_143 | 0.4 | n |  | TRUE
217 | bus_LV_2516-2_0_5_node_144 | 0.4 | n |  | TRUE
218 | bus_LV_2516-2_0_5_node_145 | 0.4 | n |  | TRUE
219 | bus_LV_2516-2_0_5_node_146 | 0.4 | n |  | TRUE
220 | bus_LV_2516-2_0_5_node_258 | 0.4 | n |  | TRUE
221 | bus_LV_2516-2_0_5_node_259 | 0.4 | n |  | TRUE
222 | bus_LV_2516-2_0_5_node_290 | 0.4 | n |  | TRUE
223 | bus_LV_2516-2_0_5_node_282 | 0.4 | n |  | TRUE
224 | bus_LV_2516-2_0_5_node_291 | 0.4 | n |  | TRUE
225 | bus_LV_2516-2_0_5_node_147 | 0.4 | n |  | TRUE
226 | bus_LV_2516-2_0_5_node_149 | 0.4 | n |  | TRUE
227 | bus_LV_2516-2_0_5_node_151 | 0.4 | n |  | TRUE
228 | bus_LV_2516-2_0_5_node_153 | 0.4 | n |  | TRUE
229 | bus_LV_2516-2_0_5_node_216 | 0.4 | n |  | TRUE
230 | bus_LV_2516-2_0_5_node_210 | 0.4 | n |  | TRUE
231 | bus_LV_2516-2_0_5_node_231 | 0.4 | n |  | TRUE
232 | bus_LV_2516-2_0_5_node_211 | 0.4 | n |  | TRUE
233 | bus_LV_2516-2_0_5_node_156 | 0.4 | n |  | TRUE
234 | bus_LV_2516-2_0_5_node_160 | 0.4 | n |  | TRUE
235 | bus_LV_2516-2_0_5_node_162 | 0.4 | n |  | TRUE
236 | bus_LV_2516-2_0_5_node_165 | 0.4 | n |  | TRUE
237 | bus_LV_2516-2_0_5_node_166 | 0.4 | n |  | TRUE
238 | bus_LV_2516-2_0_5_node_170 | 0.4 | n |  | TRUE
239 | bus_LV_2516-2_0_5_node_261 | 0.4 | n |  | TRUE
240 | bus_LV_2516-2_0_5_node_213 | 0.4 | n |  | TRUE
241 | bus_LV_2516-2_0_5_node_176 | 0.4 | n |  | TRUE
242 | bus_LV_2516-2_0_5_node_178 | 0.4 | n |  | TRUE
243 | bus_LV_2516-2_0_5_node_180 | 0.4 | n |  | TRUE
244 | bus_LV_2516-2_0_5_node_182 | 0.4 | n |  | TRUE
245 | bus_LV_2516-2_0_5_node_181 | 0.4 | n |  | TRUE
246 | bus_LV_2516-2_0_5_node_208 | 0.4 | n |  | TRUE
247 | bus_LV_2516-2_0_5_node_227 | 0.4 | n |  | TRUE
248 | bus_LV_2516-2_0_5_node_209 | 0.4 | n |  | TRUE
249 | bus_LV_2516-2_0_5_node_225 | 0.4 | n |  | TRUE
250 | bus_LV_2516-2_0_5_node_184 | 0.4 | n |  | TRUE
251 | bus_LV_2516-2_0_5_node_298 | 0.4 | n |  | TRUE
252 | bus_LV_2516-2_0_5_node_296 | 0.4 | n |  | TRUE
253 | bus_LV_2516-2_0_5_node_295 | 0.4 | n |  | TRUE
254 | bus_LV_2516-2_0_5_node_186 | 0.4 | n |  | TRUE
255 | bus_LV_2516-2_0_5_node_188 | 0.4 | n |  | TRUE
256 | bus_LV_2516-2_0_5_node_189 | 0.4 | n |  | TRUE
257 | bus_LV_2516-2_0_5_node_193 | 0.4 | n |  | TRUE
258 | bus_LV_2516-2_0_5_node_195 | 0.4 | n |  | TRUE
259 | bus_LV_2516-2_0_5_node_197 | 0.4 | n |  | TRUE
260 | bus_LV_2516-2_0_5_node_201 | 0.4 | n |  | TRUE
261 | bus_LV_2516-2_0_5_node_202 | 0.4 | n |  | TRUE
262 | bus_LV_2516-2_0_5_node_207 | 0.4 | n |  | TRUE
263 | bus_LV_2516-2_0_5_node_289 | 0.4 | n |  | TRUE
264 | bus_LV_2516-2_0_5_node_287 | 0.4 | n |  | TRUE
265 | bus_LV_2516-2_0_5_node_288 | 0.4 | n |  | TRUE
266 | bus_LV_2516-2_0_5_node_264 | 0.4 | n |  | TRUE
267 | bus_LV_2516-2_0_5_node_214 | 0.4 | n |  | TRUE
268 | bus_LV_2516-2_0_5_node_229 | 0.4 | n |  | TRUE
269 | bus_LV_2516-2_0_5_node_218 | 0.4 | n |  | TRUE
270 | bus_LV_2516-2_0_5_node_219 | 0.4 | n |  | TRUE
271 | bus_LV_2516-2_0_5_node_221 | 0.4 | n |  | TRUE
272 | bus_LV_2516-2_0_5_node_226 | 0.4 | n |  | TRUE
273 | bus_LV_2516-2_0_5_node_228 | 0.4 | n |  | TRUE
274 | bus_LV_2516-2_0_5_node_232 | 0.4 | n |  | TRUE
275 | bus_LV_2516-2_0_5_node_233 | 0.4 | n |  | TRUE
276 | bus_LV_2516-2_0_5_node_272 | 0.4 | n |  | TRUE
277 | bus_LV_2516-2_0_5_node_273 | 0.4 | n |  | TRUE
278 | bus_LV_2516-2_0_5_node_237 | 0.4 | n |  | TRUE
279 | bus_LV_2516-2_0_5_node_239 | 0.4 | n |  | TRUE
280 | bus_LV_2516-2_0_5_node_240 | 0.4 | n |  | TRUE
281 | bus_LV_2516-2_0_5_node_241 | 0.4 | n |  | TRUE
282 | bus_LV_2516-2_0_5_node_242 | 0.4 | n |  | TRUE
283 | bus_LV_2516-2_0_5_node_243 | 0.4 | n |  | TRUE
284 | bus_LV_2516-2_0_5_node_244 | 0.4 | n |  | TRUE
285 | bus_LV_2516-2_0_5_node_245 | 0.4 | n |  | TRUE
286 | bus_LV_2516-2_0_5_node_279 | 0.4 | n |  | TRUE
287 | bus_LV_2516-2_0_5_node_274 | 0.4 | n |  | TRUE
288 | bus_LV_2516-2_0_5_node_246 | 0.4 | n |  | TRUE
289 | bus_LV_2516-2_0_5_node_247 | 0.4 | n |  | TRUE
290 | bus_LV_2516-2_0_5_node_248 | 0.4 | n |  | TRUE
291 | bus_LV_2516-2_0_5_node_250 | 0.4 | n |  | TRUE
292 | bus_LV_2516-2_0_5_node_281 | 0.4 | n |  | TRUE
293 | bus_LV_2516-2_0_5_node_263 | 0.4 | n |  | TRUE
294 | bus_LV_2516-2_0_5_node_265 | 0.4 | n |  | TRUE
295 | bus_LV_2516-2_0_5_node_293 | 0.4 | n |  | TRUE
296 | bus_LV_2516-2_0_5_node_294 | 0.4 | n |  | TRUE
297 | bus_LV_2516-2_0_5_node_283 | 0.4 | n |  | TRUE
298 | bus_LV_2516-2_0_5_node_297 | 0.4 | n |  | TRUE
299 | bus_LV_2516-2_0_5_node_300 | 0.4 | n |  | TRUE
300 | bus_LV_2516-2_0_5_node_301 | 0.4 | n |  | TRUE
301 | bus_MV_392_0_node_3 | 20 | n |  | TRUE

## load
| name | bus | p_mw | q_mvar | const_z_percent | const_i_percent | sn_mva | scaling | in_service | type
0 | LV_2516-2_0_5_load_0 | 0 | 0.0014599 | 0.00036588 | 0 | 0 |  | 1 | TRUE | wye
1 | LV_2516-2_0_5_load_1 | 1 | 0.0014794 | 0.00037076 | 0 | 0 |  | 1 | TRUE | wye
2 | LV_2516-2_0_5_load_2 | 2 | 0.0014048 | 0.00035208 | 0 | 0 |  | 1 | TRUE | wye
3 | LV_2516-2_0_5_load_3 | 3 | 0.0010618 | 0.00026611 | 0 | 0 |  | 1 | TRUE | wye
4 | LV_2516-2_0_5_load_5 | 5 | 0.00081624 | 0.00020457 | 0 | 0 |  | 1 | TRUE | wye
5 | LV_2516-2_0_5_load_6 | 6 | 0.0025141 | 0.00063008 | 0 | 0 |  | 1 | TRUE | wye
6 | LV_2516-2_0_5_load_7 | 7 | 0.0023665 | 0.00059309 | 0 | 0 |  | 1 | TRUE | wye
7 | LV_2516-2_0_5_load_167 | 8 | 0.0010928 | 0.00027388 | 0 | 0 |  | 1 | TRUE | wye
8 | LV_2516-2_0_5_load_82 | 9 | 0.0024502 | 0.00061407 | 0 | 0 |  | 1 | TRUE | wye
9 | LV_2516-2_0_5_load_58 | 10 | 0.002925 | 0.00073307 | 0 | 0 |  | 1 | TRUE | wye
10 | LV_2516-2_0_5_load_163 | 11 | 0.0011375 | 0.00028508 | 0 | 0 |  | 1 | TRUE | wye
11 | LV_2516-2_0_5_load_187 | 12 | 0.0030888 | 0.00077413 | 0 | 0 |  | 1 | TRUE | wye
12 | LV_2516-2_0_5_load_55 | 13 | 0.0021036 | 0.00052721 | 0 | 0 |  | 1 | TRUE | wye
13 | LV_2516-2_0_5_load_8 | 14 | 0.0027923 | 0.00069982 | 0 | 0 |  | 1 | TRUE | wye
14 | LV_2516-2_0_5_load_9 | 15 | 0.0024921 | 0.00062458 | 0 | 0 |  | 1 | TRUE | wye
15 | LV_2516-2_0_5_load_10 | 16 | 0.00060916 | 0.00015267 | 0 | 0 |  | 1 | TRUE | wye
16 | LV_2516-2_0_5_load_11 | 17 | 0.0020247 | 0.00050743 | 0 | 0 |  | 1 | TRUE | wye
17 | LV_2516-2_0_5_load_12 | 18 | 0.0022574 | 0.00056577 | 0 | 0 |  | 1 | TRUE | wye
18 | LV_2516-2_0_5_load_13 | 19 | 0.0019927 | 0.00049942 | 0 | 0 |  | 1 | TRUE | wye
19 | LV_2516-2_0_5_load_14 | 20 | 0.0021903 | 0.00054894 | 0 | 0 |  | 1 | TRUE | wye
20 | LV_2516-2_0_5_load_78 | 21 | 0.0022517 | 0.00056434 | 0 | 0 |  | 1 | TRUE | wye
21 | LV_2516-2_0_5_load_79 | 23 | 0.0018881 | 0.00047321 | 0 | 0 |  | 1 | TRUE | wye
22 | LV_2516-2_0_5_load_284 | 24 | 0.0021358 | 0.00053528 | 0 | 0 |  | 1 | TRUE | wye
23 | LV_2516-2_0_5_load_15 | 25 | 0.00086397 | 0.00021653 | 0 | 0 |  | 1 | TRUE | wye
24 | LV_2516-2_0_5_load_16 | 26 | 0.00088073 | 0.00022073 | 0 | 0 |  | 1 | TRUE | wye
25 | LV_2516-2_0_5_load_17 | 27 | 0.0017654 | 0.00044244 | 0 | 0 |  | 1 | TRUE | wye
26 | LV_2516-2_0_5_load_20 | 30 | 0.0028073 | 0.00070359 | 0 | 0 |  | 1 | TRUE | wye
27 | LV_2516-2_0_5_load_23 | 33 | 0.0012389 | 0.00031049 | 0 | 0 |  | 1 | TRUE | wye
28 | LV_2516-2_0_5_load_199 | 34 | 0.01267 | 0.0031754 | 0 | 0 |  | 1 | TRUE | wye
29 | LV_2516-2_0_5_load_222 | 36 | 0.0017654 | 0.00044244 | 0 | 0 |  | 1 | TRUE | wye
30 | LV_2516-2_0_5_load_130 | 37 | 0.00081015 | 0.00020304 | 0 | 0 |  | 1 | TRUE | wye
31 | LV_2516-2_0_5_load_191 | 38 | 0.00056318 | 0.00014115 | 0 | 0 |  | 1 | TRUE | wye
32 | LV_2516-2_0_5_load_200 | 39 | 0.00075973 | 0.00019041 | 0 | 0 |  | 1 | TRUE | wye
33 | LV_2516-2_0_5_load_157 | 40 | 0.0021753 | 0.00054518 | 0 | 0 |  | 1 | TRUE | wye
34 | LV_2516-2_0_5_load_220 | 41 | 0.00049817 | 0.00012485 | 0 | 0 |  | 1 | TRUE | wye
35 | LV_2516-2_0_5_load_24 | 43 | 0.0026042 | 0.00065267 | 0 | 0 |  | 1 | TRUE | wye
36 | LV_2516-2_0_5_load_25 | 44 | 0.0012676 | 0.00031769 | 0 | 0 |  | 1 | TRUE | wye
37 | LV_2516-2_0_5_load_26 | 45 | 0.0018609 | 0.00046638 | 0 | 0 |  | 1 | TRUE | wye
38 | LV_2516-2_0_5_load_27 | 46 | 0.0022048 | 0.00055257 | 0 | 0 |  | 1 | TRUE | wye
39 | LV_2516-2_0_5_load_28 | 47 | 0.0011361 | 0.00028472 | 0 | 0 |  | 1 | TRUE | wye
40 | LV_2516-2_0_5_load_29 | 48 | 0.00093141 | 0.00023343 | 0 | 0 |  | 1 | TRUE | wye
41 | LV_2516-2_0_5_load_30 | 49 | 0.00099538 | 0.00024947 | 0 | 0 |  | 1 | TRUE | wye
42 | LV_2516-2_0_5_load_154 | 50 | 0.0010128 | 0.00025383 | 0 | 0 |  | 1 | TRUE | wye
43 | LV_2516-2_0_5_load_155 | 52 | 0.00081602 | 0.00020451 | 0 | 0 |  | 1 | TRUE | wye
44 | LV_2516-2_0_5_load_260 | 53 | 0.0011502 | 0.00028828 | 0 | 0 |  | 1 | TRUE | wye
45 | LV_2516-2_0_5_load_249 | 54 | 0.0016642 | 0.00041709 | 0 | 0 |  | 1 | TRUE | wye
46 | LV_2516-2_0_5_load_31 | 55 | 0.0046423 | 0.0011635 | 0 | 0 |  | 1 | TRUE | wye
47 | LV_2516-2_0_5_load_32 | 56 | 0.0054707 | 0.0013711 | 0 | 0 |  | 1 | TRUE | wye
48 | LV_2516-2_0_5_load_33 | 57 | 0.0020345 | 0.00050989 | 0 | 0 |  | 1 | TRUE | wye
49 | LV_2516-2_0_5_load_36 | 60 | 0.0028878 | 0.00072375 | 0 | 0 |  | 1 | TRUE | wye
50 | LV_2516-2_0_5_load_37 | 61 | 0.0069746 | 0.001748 | 0 | 0 |  | 1 | TRUE | wye
51 | LV_2516-2_0_5_load_39 | 63 | 0.00060778 | 0.00015232 | 0 | 0 |  | 1 | TRUE | wye
52 | LV_2516-2_0_5_load_125 | 65 | 0.0036642 | 0.00091834 | 0 | 0 |  | 1 | TRUE | wye
53 | LV_2516-2_0_5_load_183 | 66 | 0.0034028 | 0.00085281 | 0 | 0 |  | 1 | TRUE | wye
54 | LV_2516-2_0_5_load_90 | 67 | 0.0015585 | 0.0003906 | 0 | 0 |  | 1 | TRUE | wye
55 | LV_2516-2_0_5_load_276 | 68 | 0.0024081 | 0.00060352 | 0 | 0 |  | 1 | TRUE | wye
56 | LV_2516-2_0_5_load_122 | 69 | 0.0043234 | 0.0010836 | 0 | 0 |  | 1 | TRUE | wye
57 | LV_2516-2_0_5_load_87 | 70 | 0.0075445 | 0.0018908 | 0 | 0 |  | 1 | TRUE | wye
58 | LV_2516-2_0_5_load_40 | 71 | 0.0013341 | 0.00033436 | 0 | 0 |  | 1 | TRUE | wye
59 | LV_2516-2_0_5_load_41 | 72 | 0.00071833 | 0.00018003 | 0 | 0 |  | 1 | TRUE | wye
60 | LV_2516-2_0_5_load_42 | 73 | 0.00089769 | 0.00022498 | 0 | 0 |  | 1 | TRUE | wye
61 | LV_2516-2_0_5_load_43 | 74 | 0.0017515 | 0.00043897 | 0 | 0 |  | 1 | TRUE | wye
62 | LV_2516-2_0_5_load_44 | 75 | 0.001673 | 0.00041929 | 0 | 0 |  | 1 | TRUE | wye
63 | LV_2516-2_0_5_load_46 | 77 | 0.0010798 | 0.00027063 | 0 | 0 |  | 1 | TRUE | wye
64 | LV_2516-2_0_5_load_172 | 78 | 0.0016 | 0.000401 | 0 | 0 |  | 1 | TRUE | wye
65 | LV_2516-2_0_5_load_173 | 79 | 0.0013457 | 0.00033727 | 0 | 0 |  | 1 | TRUE | wye
66 | LV_2516-2_0_5_load_179 | 80 | 0.0007727 | 0.00019366 | 0 | 0 |  | 1 | TRUE | wye
67 | LV_2516-2_0_5_load_174 | 81 | 0.00082951 | 0.0002079 | 0 | 0 |  | 1 | TRUE | wye
68 | LV_2516-2_0_5_load_175 | 82 | 0.0016548 | 0.00041473 | 0 | 0 |  | 1 | TRUE | wye
69 | LV_2516-2_0_5_load_177 | 83 | 0.0013594 | 0.00034071 | 0 | 0 |  | 1 | TRUE | wye
70 | LV_2516-2_0_5_load_47 | 84 | 0.00047396 | 0.00011879 | 0 | 0 |  | 1 | TRUE | wye
71 | LV_2516-2_0_5_load_48 | 85 | 0.00015938 | 3.9946e-05 | 0 | 0 |  | 1 | TRUE | wye
72 | LV_2516-2_0_5_load_51 | 88 | 0.00022976 | 5.7584e-05 | 0 | 0 |  | 1 | TRUE | wye
73 | LV_2516-2_0_5_load_238 | 89 | 0.00096062 | 0.00024075 | 0 | 0 |  | 1 | TRUE | wye
74 | LV_2516-2_0_5_load_277 | 90 | 0.00038826 | 9.7307e-05 | 0 | 0 |  | 1 | TRUE | wye
75 | LV_2516-2_0_5_load_268 | 91 | 0.0011238 | 0.00028164 | 0 | 0 |  | 1 | TRUE | wye
76 | LV_2516-2_0_5_load_236 | 92 | 0.0042396 | 0.0010625 | 0 | 0 |  | 1 | TRUE | wye
77 | LV_2516-2_0_5_load_278 | 93 | 0.00034468 | 8.6386e-05 | 0 | 0 |  | 1 | TRUE | wye
78 | LV_2516-2_0_5_load_52 | 95 | 0.0026956 | 0.00067558 | 0 | 0 |  | 1 | TRUE | wye
79 | LV_2516-2_0_5_load_53 | 96 | 0.0010586 | 0.00026532 | 0 | 0 |  | 1 | TRUE | wye
80 | LV_2516-2_0_5_load_56 | 98 | 0.0035366 | 0.00088636 | 0 | 0 |  | 1 | TRUE | wye
81 | LV_2516-2_0_5_load_57 | 99 | 0.0017568 | 0.00044031 | 0 | 0 |  | 1 | TRUE | wye
82 | LV_2516-2_0_5_load_60 | 101 | 0.0017489 | 0.00043831 | 0 | 0 |  | 1 | TRUE | wye
83 | LV_2516-2_0_5_load_198 | 102 | 0.0012932 | 0.00032412 | 0 | 0 |  | 1 | TRUE | wye
84 | LV_2516-2_0_5_load_262 | 104 | 0.001636 | 0.00041003 | 0 | 0 |  | 1 | TRUE | wye
85 | LV_2516-2_0_5_load_196 | 105 | 0.0025949 | 0.00065034 | 0 | 0 |  | 1 | TRUE | wye
86 | LV_2516-2_0_5_load_192 | 106 | 0.0016662 | 0.0004176 | 0 | 0 |  | 1 | TRUE | wye
87 | LV_2516-2_0_5_load_61 | 107 | 0.0022715 | 0.00056928 | 0 | 0 |  | 1 | TRUE | wye
88 | LV_2516-2_0_5_load_64 | 110 | 0.0018394 | 0.00046099 | 0 | 0 |  | 1 | TRUE | wye
89 | LV_2516-2_0_5_load_66 | 112 | 0.001696 | 0.00042507 | 0 | 0 |  | 1 | TRUE | wye
90 | LV_2516-2_0_5_load_67 | 113 | 0.00096976 | 0.00024304 | 0 | 0 |  | 1 | TRUE | wye
91 | LV_2516-2_0_5_load_68 | 114 | 0.0022957 | 0.00057537 | 0 | 0 |  | 1 | TRUE | wye
92 | LV_2516-2_0_5_load_69 | 115 | 0.0019564 | 0.00049031 | 0 | 0 |  | 1 | TRUE | wye
93 | LV_2516-2_0_5_load_71 | 117 | 0.00088557 | 0.00022194 | 0 | 0 |  | 1 | TRUE | wye
94 | LV_2516-2_0_5_load_190 | 119 | 0.0033315 | 0.00083496 | 0 | 0 |  | 1 | TRUE | wye
95 | LV_2516-2_0_5_load_123 | 120 | 0.0011215 | 0.00028107 | 0 | 0 |  | 1 | TRUE | wye
96 | LV_2516-2_0_5_load_275 | 121 | 0.00095882 | 0.0002403 | 0 | 0 |  | 1 | TRUE | wye
97 | LV_2516-2_0_5_load_205 | 123 | 0.0021323 | 0.00053442 | 0 | 0 |  | 1 | TRUE | wye
98 | LV_2516-2_0_5_load_224 | 124 | 0.0010707 | 0.00026834 | 0 | 0 |  | 1 | TRUE | wye
99 | LV_2516-2_0_5_load_120 | 125 | 0.0039229 | 0.00098318 | 0 | 0 |  | 1 | TRUE | wye
100 | LV_2516-2_0_5_load_72 | 126 | 0.0024955 | 0.00062542 | 0 | 0 |  | 1 | TRUE | wye
101 | LV_2516-2_0_5_load_74 | 128 | 0.010128 | 0.0025383 | 0 | 0 |  | 1 | TRUE | wye
102 | LV_2516-2_0_5_load_75 | 129 | 0.001402 | 0.00035138 | 0 | 0 |  | 1 | TRUE | wye
103 | LV_2516-2_0_5_load_76 | 130 | 0.0012468 | 0.00031248 | 0 | 0 |  | 1 | TRUE | wye
104 | LV_2516-2_0_5_load_77 | 131 | 0.0013475 | 0.00033771 | 0 | 0 |  | 1 | TRUE | wye
105 | LV_2516-2_0_5_load_235 | 134 | 0.0029539 | 0.00074031 | 0 | 0 |  | 1 | TRUE | wye
106 | LV_2516-2_0_5_load_255 | 135 | 0.013485 | 0.0033798 | 0 | 0 |  | 1 | TRUE | wye
107 | LV_2516-2_0_5_load_80 | 136 | 0.00078947 | 0.00019786 | 0 | 0 |  | 1 | TRUE | wye
108 | LV_2516-2_0_5_load_81 | 137 | 0.002617 | 0.00065587 | 0 | 0 |  | 1 | TRUE | wye
109 | LV_2516-2_0_5_load_134 | 138 | 0.0012052 | 0.00030205 | 0 | 0 |  | 1 | TRUE | wye
110 | LV_2516-2_0_5_load_135 | 139 | 0.0005333 | 0.00013366 | 0 | 0 |  | 1 | TRUE | wye
111 | LV_2516-2_0_5_load_185 | 140 | 0.0034026 | 0.00085278 | 0 | 0 |  | 1 | TRUE | wye
112 | LV_2516-2_0_5_load_83 | 141 | 0.0021895 | 0.00054874 | 0 | 0 |  | 1 | TRUE | wye
113 | LV_2516-2_0_5_load_84 | 142 | 0.0021801 | 0.00054639 | 0 | 0 |  | 1 | TRUE | wye
114 | LV_2516-2_0_5_load_86 | 144 | 0.0022533 | 0.00056472 | 0 | 0 |  | 1 | TRUE | wye
115 | LV_2516-2_0_5_load_88 | 145 | 0.0022576 | 0.0005658 | 0 | 0 |  | 1 | TRUE | wye
116 | LV_2516-2_0_5_load_89 | 146 | 0.0031343 | 0.00078554 | 0 | 0 |  | 1 | TRUE | wye
117 | LV_2516-2_0_5_load_126 | 148 | 0.0084502 | 0.0021178 | 0 | 0 |  | 1 | TRUE | wye
118 | LV_2516-2_0_5_load_92 | 150 | 0.0044939 | 0.0011263 | 0 | 0 |  | 1 | TRUE | wye
119 | LV_2516-2_0_5_load_93 | 151 | 0.0010743 | 0.00026924 | 0 | 0 |  | 1 | TRUE | wye
120 | LV_2516-2_0_5_load_94 | 152 | 0.0012478 | 0.00031273 | 0 | 0 |  | 1 | TRUE | wye
121 | LV_2516-2_0_5_load_98 | 155 | 0.0031148 | 0.00078064 | 0 | 0 |  | 1 | TRUE | wye
122 | LV_2516-2_0_5_load_99 | 156 | 0.0038509 | 0.00096512 | 0 | 0 |  | 1 | TRUE | wye
123 | LV_2516-2_0_5_load_100 | 157 | 0.0040708 | 0.0010202 | 0 | 0 |  | 1 | TRUE | wye
124 | LV_2516-2_0_5_load_171 | 159 | 0.0026142 | 0.00065518 | 0 | 0 |  | 1 | TRUE | wye
125 | LV_2516-2_0_5_load_116 | 160 | 0.0045559 | 0.0011418 | 0 | 0 |  | 1 | TRUE | wye
126 | LV_2516-2_0_5_load_168 | 161 | 0.0026704 | 0.00066927 | 0 | 0 |  | 1 | TRUE | wye
127 | LV_2516-2_0_5_load_215 | 162 | 0.0018236 | 0.00045703 | 0 | 0 |  | 1 | TRUE | wye
128 | LV_2516-2_0_5_load_256 | 163 | 0.0053535 | 0.0013417 | 0 | 0 |  | 1 | TRUE | wye
129 | LV_2516-2_0_5_load_114 | 164 | 0.0013513 | 0.00033866 | 0 | 0 |  | 1 | TRUE | wye
130 | LV_2516-2_0_5_load_169 | 165 | 0.0028853 | 0.00072313 | 0 | 0 |  | 1 | TRUE | wye
131 | LV_2516-2_0_5_load_257 | 167 | 0.0057682 | 0.0014457 | 0 | 0 |  | 1 | TRUE | wye
132 | LV_2516-2_0_5_load_101 | 168 | 0.0022562 | 0.00056546 | 0 | 0 |  | 1 | TRUE | wye
133 | LV_2516-2_0_5_load_102 | 169 | 0.0042232 | 0.0010584 | 0 | 0 |  | 1 | TRUE | wye
134 | LV_2516-2_0_5_load_103 | 170 | 0.0015109 | 0.00037866 | 0 | 0 |  | 1 | TRUE | wye
135 | LV_2516-2_0_5_load_105 | 172 | 0.0019332 | 0.0004845 | 0 | 0 |  | 1 | TRUE | wye
136 | LV_2516-2_0_5_load_206 | 173 | 0.0024249 | 0.00060774 | 0 | 0 |  | 1 | TRUE | wye
137 | LV_2516-2_0_5_load_108 | 176 | 0.0052644 | 0.0013194 | 0 | 0 |  | 1 | TRUE | wye
138 | LV_2516-2_0_5_load_109 | 177 | 0.0029389 | 0.00073656 | 0 | 0 |  | 1 | TRUE | wye
139 | LV_2516-2_0_5_load_164 | 178 | 0.00048526 | 0.00012162 | 0 | 0 |  | 1 | TRUE | wye
140 | LV_2516-2_0_5_load_299 | 182 | 0.0025018 | 0.00062701 | 0 | 0 |  | 1 | TRUE | wye
141 | LV_2516-2_0_5_load_161 | 183 | 0.0031896 | 0.00079938 | 0 | 0 |  | 1 | TRUE | wye
142 | LV_2516-2_0_5_load_158 | 184 | 0.0012414 | 0.00031113 | 0 | 0 |  | 1 | TRUE | wye
143 | LV_2516-2_0_5_load_267 | 186 | 0.0020954 | 0.00052516 | 0 | 0 |  | 1 | TRUE | wye
144 | LV_2516-2_0_5_load_285 | 187 | 0.0071755 | 0.0017983 | 0 | 0 |  | 1 | TRUE | wye
145 | LV_2516-2_0_5_load_110 | 188 | 0.0016925 | 0.00042417 | 0 | 0 |  | 1 | TRUE | wye
146 | LV_2516-2_0_5_load_111 | 189 | 0.00087899 | 0.0002203 | 0 | 0 |  | 1 | TRUE | wye
147 | LV_2516-2_0_5_load_112 | 190 | 0.001714 | 0.00042957 | 0 | 0 |  | 1 | TRUE | wye
148 | LV_2516-2_0_5_load_113 | 191 | 0.00074595 | 0.00018695 | 0 | 0 |  | 1 | TRUE | wye
149 | LV_2516-2_0_5_load_115 | 192 | 0.00098791 | 0.00024759 | 0 | 0 |  | 1 | TRUE | wye
150 | LV_2516-2_0_5_load_253 | 193 | 0.0015882 | 0.00039804 | 0 | 0 |  | 1 | TRUE | wye
151 | LV_2516-2_0_5_load_223 | 194 | 0.00082459 | 0.00020666 | 0 | 0 |  | 1 | TRUE | wye
152 | LV_2516-2_0_5_load_117 | 195 | 0.0029979 | 0.00075135 | 0 | 0 |  | 1 | TRUE | wye
153 | LV_2516-2_0_5_load_118 | 196 | 0.0030495 | 0.00076427 | 0 | 0 |  | 1 | TRUE | wye
154 | LV_2516-2_0_5_load_121 | 198 | 0.0058423 | 0.0014642 | 0 | 0 |  | 1 | TRUE | wye
155 | LV_2516-2_0_5_load_124 | 199 | 0.0068435 | 0.0017151 | 0 | 0 |  | 1 | TRUE | wye
156 | LV_2516-2_0_5_load_128 | 200 | 0.0017181 | 0.0004306 | 0 | 0 |  | 1 | TRUE | wye
157 | LV_2516-2_0_5_load_270 | 202 | 0.0036026 | 0.0009029 | 0 | 0 |  | 1 | TRUE | wye
158 | LV_2516-2_0_5_load_271 | 203 | 0.0013617 | 0.00034128 | 0 | 0 |  | 1 | TRUE | wye
159 | LV_2516-2_0_5_load_133 | 205 | 0.001404 | 0.00035189 | 0 | 0 |  | 1 | TRUE | wye
160 | LV_2516-2_0_5_load_136 | 206 | 0.0014183 | 0.00035545 | 0 | 0 |  | 1 | TRUE | wye
161 | LV_2516-2_0_5_load_152 | 208 | 0.0022799 | 0.00057141 | 0 | 0 |  | 1 | TRUE | wye
162 | LV_2516-2_0_5_load_148 | 209 | 0.00062772 | 0.00015732 | 0 | 0 |  | 1 | TRUE | wye
163 | LV_2516-2_0_5_load_137 | 210 | 0.00067747 | 0.00016979 | 0 | 0 |  | 1 | TRUE | wye
164 | LV_2516-2_0_5_load_138 | 211 | 0.00078256 | 0.00019613 | 0 | 0 |  | 1 | TRUE | wye
165 | LV_2516-2_0_5_load_141 | 214 | 0.00078722 | 0.0001973 | 0 | 0 |  | 1 | TRUE | wye
166 | LV_2516-2_0_5_load_142 | 215 | 0.00039244 | 9.8355e-05 | 0 | 0 |  | 1 | TRUE | wye
167 | LV_2516-2_0_5_load_143 | 216 | 0.00037347 | 9.3601e-05 | 0 | 0 |  | 1 | TRUE | wye
168 | LV_2516-2_0_5_load_144 | 217 | 0.00078666 | 0.00019716 | 0 | 0 |  | 1 | TRUE | wye
169 | LV_2516-2_0_5_load_145 | 218 | 0.00091935 | 0.00023041 | 0 | 0 |  | 1 | TRUE | wye
170 | LV_2516-2_0_5_load_146 | 219 | 0.00091697 | 0.00022981 | 0 | 0 |  | 1 | TRUE | wye
171 | LV_2516-2_0_5_load_258 | 220 | 0.00080661 | 0.00020215 | 0 | 0 |  | 1 | TRUE | wye
172 | LV_2516-2_0_5_load_259 | 221 | 0.001494 | 0.00037444 | 0 | 0 |  | 1 | TRUE | wye
173 | LV_2516-2_0_5_load_290 | 222 | 0.0014015 | 0.00035125 | 0 | 0 |  | 1 | TRUE | wye
174 | LV_2516-2_0_5_load_282 | 223 | 0.0012576 | 0.00031519 | 0 | 0 |  | 1 | TRUE | wye
175 | LV_2516-2_0_5_load_291 | 224 | 0.0041563 | 0.0010417 | 0 | 0 |  | 1 | TRUE | wye
176 | LV_2516-2_0_5_load_147 | 225 | 0.0013988 | 0.00035056 | 0 | 0 |  | 1 | TRUE | wye
177 | LV_2516-2_0_5_load_149 | 226 | 0.0016969 | 0.00042527 | 0 | 0 |  | 1 | TRUE | wye
178 | LV_2516-2_0_5_load_151 | 227 | 0.002012 | 0.00050424 | 0 | 0 |  | 1 | TRUE | wye
179 | LV_2516-2_0_5_load_153 | 228 | 0.0017324 | 0.00043417 | 0 | 0 |  | 1 | TRUE | wye
180 | LV_2516-2_0_5_load_210 | 230 | 0.0017537 | 0.00043951 | 0 | 0 |  | 1 | TRUE | wye
181 | LV_2516-2_0_5_load_231 | 231 | 0.0012081 | 0.00030278 | 0 | 0 |  | 1 | TRUE | wye
182 | LV_2516-2_0_5_load_211 | 232 | 0.0018088 | 0.00045333 | 0 | 0 |  | 1 | TRUE | wye
183 | LV_2516-2_0_5_load_165 | 236 | 0.0014229 | 0.00035662 | 0 | 0 |  | 1 | TRUE | wye
184 | LV_2516-2_0_5_load_166 | 237 | 0.0010513 | 0.00026349 | 0 | 0 |  | 1 | TRUE | wye
185 | LV_2516-2_0_5_load_170 | 238 | 0.0031195 | 0.00078183 | 0 | 0 |  | 1 | TRUE | wye
186 | LV_2516-2_0_5_load_261 | 239 | 0.002602 | 0.00065212 | 0 | 0 |  | 1 | TRUE | wye
187 | LV_2516-2_0_5_load_213 | 240 | 0.0018514 | 0.000464 | 0 | 0 |  | 1 | TRUE | wye
188 | LV_2516-2_0_5_load_176 | 241 | 0.0010862 | 0.00027224 | 0 | 0 |  | 1 | TRUE | wye
189 | LV_2516-2_0_5_load_178 | 242 | 0.00095913 | 0.00024038 | 0 | 0 |  | 1 | TRUE | wye
190 | LV_2516-2_0_5_load_181 | 245 | 0.00070595 | 0.00017693 | 0 | 0 |  | 1 | TRUE | wye
191 | LV_2516-2_0_5_load_227 | 247 | 0.0086136 | 0.0021588 | 0 | 0 |  | 1 | TRUE | wye
192 | LV_2516-2_0_5_load_209 | 248 | 0.0016986 | 0.0004257 | 0 | 0 |  | 1 | TRUE | wye
193 | LV_2516-2_0_5_load_225 | 249 | 0.001398 | 0.00035037 | 0 | 0 |  | 1 | TRUE | wye
194 | LV_2516-2_0_5_load_184 | 250 | 0.0016199 | 0.000406 | 0 | 0 |  | 1 | TRUE | wye
195 | LV_2516-2_0_5_load_298 | 251 | 0.0020589 | 0.00051601 | 0 | 0 |  | 1 | TRUE | wye
196 | LV_2516-2_0_5_load_296 | 252 | 0.0022771 | 0.00057068 | 0 | 0 |  | 1 | TRUE | wye
197 | LV_2516-2_0_5_load_295 | 253 | 0.0018381 | 0.00046067 | 0 | 0 |  | 1 | TRUE | wye
198 | LV_2516-2_0_5_load_186 | 254 | 0.0020265 | 0.00050789 | 0 | 0 |  | 1 | TRUE | wye
199 | LV_2516-2_0_5_load_188 | 255 | 0.0017674 | 0.00044296 | 0 | 0 |  | 1 | TRUE | wye
200 | LV_2516-2_0_5_load_189 | 256 | 0.0064842 | 0.0016251 | 0 | 0 |  | 1 | TRUE | wye
201 | LV_2516-2_0_5_load_193 | 257 | 0.0020198 | 0.00050621 | 0 | 0 |  | 1 | TRUE | wye
202 | LV_2516-2_0_5_load_195 | 258 | 0.0015375 | 0.00038533 | 0 | 0 |  | 1 | TRUE | wye
203 | LV_2516-2_0_5_load_197 | 259 | 0.0017193 | 0.0004309 | 0 | 0 |  | 1 | TRUE | wye
204 | LV_2516-2_0_5_load_201 | 260 | 0.00078691 | 0.00019722 | 0 | 0 |  | 1 | TRUE | wye
205 | LV_2516-2_0_5_load_202 | 261 | 0.0034476 | 0.00086404 | 0 | 0 |  | 1 | TRUE | wye
206 | LV_2516-2_0_5_load_289 | 263 | 0.00229 | 0.00057394 | 0 | 0 |  | 1 | TRUE | wye
207 | LV_2516-2_0_5_load_287 | 264 | 0.0019031 | 0.00047697 | 0 | 0 |  | 1 | TRUE | wye
208 | LV_2516-2_0_5_load_288 | 265 | 0.0011577 | 0.00029014 | 0 | 0 |  | 1 | TRUE | wye
209 | LV_2516-2_0_5_load_264 | 266 | 0.0015347 | 0.00038464 | 0 | 0 |  | 1 | TRUE | wye
210 | LV_2516-2_0_5_load_214 | 267 | 0.0019712 | 0.00049402 | 0 | 0 |  | 1 | TRUE | wye
211 | LV_2516-2_0_5_load_229 | 268 | 0.0021982 | 0.00055091 | 0 | 0 |  | 1 | TRUE | wye
212 | LV_2516-2_0_5_load_218 | 269 | 0.0033302 | 0.00083464 | 0 | 0 |  | 1 | TRUE | wye
213 | LV_2516-2_0_5_load_219 | 270 | 0.0027247 | 0.00068289 | 0 | 0 |  | 1 | TRUE | wye
214 | LV_2516-2_0_5_load_221 | 271 | 0.0017173 | 0.00043041 | 0 | 0 |  | 1 | TRUE | wye
215 | LV_2516-2_0_5_load_226 | 272 | 0.0024019 | 0.00060198 | 0 | 0 |  | 1 | TRUE | wye
216 | LV_2516-2_0_5_load_228 | 273 | 0.0017006 | 0.0004262 | 0 | 0 |  | 1 | TRUE | wye
217 | LV_2516-2_0_5_load_232 | 274 | 0.0020205 | 0.00050639 | 0 | 0 |  | 1 | TRUE | wye
218 | LV_2516-2_0_5_load_233 | 275 | 0.00054898 | 0.00013759 | 0 | 0 |  | 1 | TRUE | wye
219 | LV_2516-2_0_5_load_272 | 276 | 0.0018742 | 0.00046972 | 0 | 0 |  | 1 | TRUE | wye
220 | LV_2516-2_0_5_load_273 | 277 | 0.0021613 | 0.00054166 | 0 | 0 |  | 1 | TRUE | wye
221 | LV_2516-2_0_5_load_237 | 278 | 0.0027255 | 0.00068309 | 0 | 0 |  | 1 | TRUE | wye
222 | LV_2516-2_0_5_load_239 | 279 | 0.00098175 | 0.00024605 | 0 | 0 |  | 1 | TRUE | wye
223 | LV_2516-2_0_5_load_240 | 280 | 0.002281 | 0.00057168 | 0 | 0 |  | 1 | TRUE | wye
224 | LV_2516-2_0_5_load_241 | 281 | 0.0010564 | 0.00026476 | 0 | 0 |  | 1 | TRUE | wye
225 | LV_2516-2_0_5_load_242 | 282 | 0.0016099 | 0.00040349 | 0 | 0 |  | 1 | TRUE | wye
226 | LV_2516-2_0_5_load_243 | 283 | 0.0010674 | 0.00026752 | 0 | 0 |  | 1 | TRUE | wye
227 | LV_2516-2_0_5_load_244 | 284 | 0.0038527 | 0.00096559 | 0 | 0 |  | 1 | TRUE | wye
228 | LV_2516-2_0_5_load_245 | 285 | 0.00071872 | 0.00018013 | 0 | 0 |  | 1 | TRUE | wye
229 | LV_2516-2_0_5_load_274 | 287 | 0.0029996 | 0.00075178 | 0 | 0 |  | 1 | TRUE | wye
230 | LV_2516-2_0_5_load_246 | 288 | 0.004564 | 0.0011438 | 0 | 0 |  | 1 | TRUE | wye
231 | LV_2516-2_0_5_load_247 | 289 | 0.0021457 | 0.00053777 | 0 | 0 |  | 1 | TRUE | wye
232 | LV_2516-2_0_5_load_248 | 290 | 0.0015651 | 0.00039226 | 0 | 0 |  | 1 | TRUE | wye
233 | LV_2516-2_0_5_load_250 | 291 | 0.001372 | 0.00034385 | 0 | 0 |  | 1 | TRUE | wye
234 | LV_2516-2_0_5_load_281 | 292 | 0.0012496 | 0.00031318 | 0 | 0 |  | 1 | TRUE | wye
235 | LV_2516-2_0_5_load_263 | 293 | 0.0010147 | 0.00025432 | 0 | 0 |  | 1 | TRUE | wye
236 | LV_2516-2_0_5_load_265 | 294 | 0.0061008 | 0.001529 | 0 | 0 |  | 1 | TRUE | wye
237 | LV_2516-2_0_5_load_293 | 295 | 0.0046369 | 0.0011621 | 0 | 0 |  | 1 | TRUE | wye
238 | LV_2516-2_0_5_load_283 | 297 | 0.003939 | 0.0009872 | 0 | 0 |  | 1 | TRUE | wye
239 | LV_2516-2_0_5_load_297 | 298 | 0.0031487 | 0.00078913 | 0 | 0 |  | 1 | TRUE | wye
240 | LV_2516-2_0_5_load_300 | 299 | 0.004231 | 0.0010604 | 0 | 0 |  | 1 | TRUE | wye
241 | LV_2516-2_0_5_load_301 | 300 | 0.0010711 | 0.00026843 | 0 | 0 |  | 1 | TRUE | wye

## ext_grid
| name | bus | vm_pu | va_degree | slack_weight | in_service
0 |  | 178 | 1 | 0 | 1 | TRUE

## line
| name | std_type | from_bus | to_bus | length_km | r_ohm_per_km | x_ohm_per_km | c_nf_per_km | g_us_per_km | max_i_ka | df | parallel | type | in_service
0 | LV_2516-2_0_5_line_0 |  | 0 | 1 | 0.0069092 | 0.125 | 0.08 | 261 | 0 | 0.364 | 1 | 4 | cs | TRUE
1 | LV_2516-2_0_5_line_1 |  | 0 | 2 | 0.0075871 | 0.125 | 0.08 | 261 | 0 | 0.364 | 1 | 4 | cs | TRUE
2 | LV_2516-2_0_5_line_2 |  | 1 | 3 | 0.01627 | 0.125 | 0.08 | 261 | 0 | 0.364 | 1 | 4 | cs | TRUE
3 | LV_2516-2_0_5_line_3 |  | 2 | 4 | 0.0046226 | 0.125 | 0.08 | 261 | 0 | 0.364 | 1 | 4 | cs | TRUE
4 | LV_2516-2_0_5_line_4 |  | 3 | 5 | 0.0069144 | 0.125 | 0.08 | 261 | 0 | 0.364 | 1 | 4 | cs | TRUE
5 | LV_2516-2_0_5_line_5 |  | 4 | 6 | 0.014554 | 0.125 | 0.08 | 261 | 0 | 0.364 | 1 | 1 | cs | TRUE
6 | LV_2516-2_0_5_line_6 |  | 4 | 7 | 0.0084709 | 0.125 | 0.08 | 261 | 0 | 0.364 | 1 | 4 | cs | TRUE
7 | LV_2516-2_0_5_line_7 |  | 5 | 8 | 0.00078844 | 0.125 | 0.08 | 261 | 0 | 0.364 | 1 | 4 | cs | TRUE
8 | LV_2516-2_0_5_line_8 |  | 6 | 9 | 0.0049237 | 0.125 | 0.08 | 261 | 0 | 0.364 | 1 | 1 | cs | TRUE
9 | LV_2516-2_0_5_line_9 |  | 7 | 10 | 0.021418 | 0.125 | 0.08 | 261 | 0 | 0.364 | 1 | 4 | cs | TRUE
10 | LV_2516-2_0_5_line_10 |  | 8 | 11 | 0.015664 | 0.125 | 0.08 | 261 | 0 | 0.364 | 1 | 4 | cs | TRUE
11 | LV_2516-2_0_5_line_11 |  | 9 | 12 | 0.016158 | 0.125 | 0.08 | 261 | 0 | 0.364 | 1 | 1 | cs | TRUE
12 | LV_2516-2_0_5_line_12 |  | 10 | 13 | 0.0067864 | 0.125 | 0.08 | 261 | 0 | 0.364 | 1 | 4 | cs | TRUE
13 | LV_2516-2_0_5_line_13 |  | 11 | 234 | 0.020098 | 0.125 | 0.08 | 261 | 0 | 0.364 | 1 | 4 | cs | TRUE
14 | LV_2516-2_0_5_line_14 |  | 12 | 140 | 0.00070682 | 0.125 | 0.08 | 261 | 0 | 0.364 | 1 | 1 | cs | TRUE
15 | LV_2516-2_0_5_line_15 |  | 13 | 96 | 0.0020182 | 0.125 | 0.08 | 261 | 0 | 0.364 | 1 | 4 | cs | TRUE
16 | LV_2516-2_0_5_line_16 |  | 14 | 15 | 0.014856 | 0.125 | 0.08 | 261 | 0 | 0.364 | 1 | 1 | cs | TRUE
17 | LV_2516-2_0_5_line_17 |  | 14 | 16 | 0.010876 | 0.125 | 0.08 | 261 | 0 | 0.364 | 1 | 1 | cs | TRUE
18 | LV_2516-2_0_5_line_18 |  | 15 | 17 | 0.012165 | 0.125 | 0.08 | 261 | 0 | 0.364 | 1 | 1 | cs | TRUE
19 | LV_2516-2_0_5_line_19 |  | 16 | 18 | 0.00056195 | 0.125 | 0.08 | 261 | 0 | 0.364 | 1 | 1 | cs | TRUE
20 | LV_2516-2_0_5_line_20 |  | 17 | 19 | 0.012895 | 0.125 | 0.08 | 261 | 0 | 0.364 | 1 | 1 | cs | TRUE
21 | LV_2516-2_0_5_line_21 |  | 18 | 20 | 0.015427 | 0.125 | 0.08 | 261 | 0 | 0.364 | 1 | 1 | cs | TRUE
22 | LV_2516-2_0_5_line_22 |  | 19 | 21 | 0.014625 | 0.125 | 0.08 | 261 | 0 | 0.364 | 1 | 1 | cs | TRUE
23 | LV_2516-2_0_5_line_23 |  | 20 | 22 | 0.023672 | 0.125 | 0.08 | 261 | 0 | 0.364 | 1 | 1 | cs | TRUE
24 | LV_2516-2_0_5_line_24 |  | 21 | 23 | 0.012005 | 0.125 | 0.08 | 261 | 0 | 0.364 | 1 | 1 | cs | TRUE
25 | LV_2516-2_0_5_line_25 |  | 22 | 24 | 0.019245 | 0.125 | 0.08 | 261 | 0 | 0.364 | 1 | 1 | cs | TRUE
26 | LV_2516-2_0_5_line_26 |  | 23 | 136 | 0.018321 | 0.125 | 0.08 | 261 | 0 | 0.364 | 1 | 1 | cs | TRUE
27 | LV_2516-2_0_5_line_27 |  | 24 | 286 | 0.046373 | 0.125 | 0.08 | 261 | 0 | 0.364 | 1 | 1 | cs | TRUE
28 | LV_2516-2_0_5_line_28 |  | 25 | 26 | 0.021136 | 0.125 | 0.08 | 261 | 0 | 0.364 | 1 | 1 | cs | TRUE
29 | LV_2516-2_0_5_line_29 |  | 25 | 27 | 0.017082 | 0.125 | 0.08 | 261 | 0 | 0.364 | 1 | 1 | cs | TRUE
30 | LV_2516-2_0_5_line_30 |  | 26 | 28 | 0.035196 | 0.125 | 0.08 | 261 | 0 | 0.364 | 1 | 1 | cs | TRUE
31 | LV_2516-2_0_5_line_31 |  | 27 | 29 | 0.012952 | 0.125 | 0.08 | 261 | 0 | 0.364 | 1 | 1 | cs | TRUE
32 | LV_2516-2_0_5_line_32 |  | 28 | 30 | 0.014798 | 0.125 | 0.08 | 261 | 0 | 0.364 | 1 | 1 | cs | TRUE
33 | LV_2516-2_0_5_line_33 |  | 28 | 31 | 0.007708 | 0.125 | 0.08 | 261 | 0 | 0.364 | 1 | 1 | cs | TRUE
34 | LV_2516-2_0_5_line_34 |  | 29 | 32 | 0.025556 | 0.125 | 0.08 | 261 | 0 | 0.364 | 1 | 1 | cs | TRUE
35 | LV_2516-2_0_5_line_35 |  | 29 | 33 | 0.029455 | 0.125 | 0.08 | 261 | 0 | 0.364 | 1 | 1 | cs | TRUE
36 | LV_2516-2_0_5_line_36 |  | 30 | 34 | 0.019996 | 0.125 | 0.08 | 261 | 0 | 0.364 | 1 | 1 | cs | TRUE
37 | LV_2516-2_0_5_line_37 |  | 31 | 35 | 0.022134 | 0.125 | 0.08 | 261 | 0 | 0.364 | 1 | 1 | cs | TRUE
38 | LV_2516-2_0_5_line_38 |  | 31 | 36 | 0.017536 | 0.125 | 0.08 | 261 | 0 | 0.364 | 1 | 1 | cs | TRUE
39 | LV_2516-2_0_5_line_39 |  | 32 | 37 | 0.014109 | 0.125 | 0.08 | 261 | 0 | 0.364 | 1 | 1 | cs | TRUE
40 | LV_2516-2_0_5_line_40 |  | 33 | 38 | 0.021566 | 0.125 | 0.08 | 261 | 0 | 0.364 | 1 | 1 | cs | TRUE
41 | LV_2516-2_0_5_line_41 |  | 34 | 39 | 0.037766 | 0.125 | 0.08 | 261 | 0 | 0.364 | 1 | 1 | cs | TRUE
42 | LV_2516-2_0_5_line_42 |  | 35 | 40 | 0.014508 | 0.125 | 0.08 | 261 | 0 | 0.364 | 1 | 1 | cs | TRUE
43 | LV_2516-2_0_5_line_43 |  | 36 | 41 | 0.013008 | 0.125 | 0.08 | 261 | 0 | 0.364 | 1 | 1 | cs | TRUE
44 | LV_2516-2_0_5_line_44 |  | 37 | 42 | 0.03066 | 0.125 | 0.08 | 261 | 0 | 0.364 | 1 | 1 | cs | TRUE
45 | LV_2516-2_0_5_line_45 |  | 39 | 260 | 0.0028772 | 0.125 | 0.08 | 261 | 0 | 0.364 | 1 | 1 | cs | TRUE
46 | LV_2516-2_0_5_line_46 |  | 39 | 261 | 0.015392 | 0.125 | 0.08 | 261 | 0 | 0.364 | 1 | 1 | cs | TRUE
47 | LV_2516-2_0_5_line_47 |  | 40 | 233 | 0.025339 | 0.125 | 0.08 | 261 | 0 | 0.364 | 1 | 1 | cs | TRUE
48 | LV_2516-2_0_5_line_48 |  | 41 | 269 | 0.010536 | 0.125 | 0.08 | 261 | 0 | 0.364 | 1 | 1 | cs | TRUE
49 | LV_2516-2_0_5_line_49 |  | 42 | 204 | 0.007626 | 0.125 | 0.08 | 261 | 0 | 0.364 | 1 | 1 | cs | TRUE
50 | LV_2516-2_0_5_line_50 |  | 43 | 44 | 0.018939 | 0.125 | 0.08 | 261 | 0 | 0.364 | 1 | 1 | cs | TRUE
51 | LV_2516-2_0_5_line_51 |  | 43 | 45 | 5.5523e-05 | 0.125 | 0.08 | 261 | 0 | 0.364 | 1 | 1 | cs | TRUE
52 | LV_2516-2_0_5_line_52 |  | 44 | 46 | 0.0069409 | 0.125 | 0.08 | 261 | 0 | 0.364 | 1 | 1 | cs | TRUE
53 | LV_2516-2_0_5_line_53 |  | 45 | 47 | 0.01232 | 0.125 | 0.08 | 261 | 0 | 0.364 | 1 | 1 | cs | TRUE
54 | LV_2516-2_0_5_line_54 |  | 46 | 48 | 0.015076 | 0.125 | 0.08 | 261 | 0 | 0.364 | 1 | 1 | cs | TRUE
55 | LV_2516-2_0_5_line_55 |  | 47 | 49 | 0.028155 | 0.125 | 0.08 | 261 | 0 | 0.364 | 1 | 1 | cs | TRUE
56 | LV_2516-2_0_5_line_56 |  | 48 | 50 | 0.0026266 | 0.125 | 0.08 | 261 | 0 | 0.364 | 1 | 1 | cs | TRUE
57 | LV_2516-2_0_5_line_57 |  | 49 | 51 | 0.0088325 | 0.125 | 0.08 | 261 | 0 | 0.364 | 1 | 1 | cs | TRUE
58 | LV_2516-2_0_5_line_58 |  | 50 | 52 | 0.0084629 | 0.125 | 0.08 | 261 | 0 | 0.364 | 1 | 1 | cs | TRUE
59 | LV_2516-2_0_5_line_59 |  | 51 | 53 | 0.013335 | 0.125 | 0.08 | 261 | 0 | 0.364 | 1 | 1 | cs | TRUE
60 | LV_2516-2_0_5_line_60 |  | 51 | 54 | 0.015622 | 0.125 | 0.08 | 261 | 0 | 0.364 | 1 | 1 | cs | TRUE
61 | LV_2516-2_0_5_line_61 |  | 52 | 233 | 0.022274 | 0.125 | 0.08 | 261 | 0 | 0.364 | 1 | 1 | cs | TRUE
62 | LV_2516-2_0_5_line_62 |  | 53 | 237 | 0.0086325 | 0.125 | 0.08 | 261 | 0 | 0.364 | 1 | 1 | cs | TRUE
63 | LV_2516-2_0_5_line_63 |  | 54 | 289 | 0.00014932 | 0.125 | 0.08 | 261 | 0 | 0.364 | 1 | 1 | cs | TRUE
64 | LV_2516-2_0_5_line_64 |  | 55 | 56 | 0.020014 | 0.125 | 0.08 | 261 | 0 | 0.364 | 1 | 1 | cs | TRUE
65 | LV_2516-2_0_5_line_65 |  | 55 | 57 | 0.020188 | 0.125 | 0.08 | 261 | 0 | 0.364 | 1 | 1 | cs | TRUE
66 | LV_2516-2_0_5_line_66 |  | 57 | 58 | 0.029661 | 0.125 | 0.08 | 261 | 0 | 0.364 | 1 | 1 | cs | TRUE
67 | LV_2516-2_0_5_line_67 |  | 58 | 62 | 0.018485 | 0.125 | 0.08 | 261 | 0 | 0.364 | 1 | 1 | cs | TRUE
68 | LV_2516-2_0_5_line_68 |  | 58 | 63 | 0.011088 | 0.125 | 0.08 | 261 | 0 | 0.364 | 1 | 1 | cs | TRUE
69 | LV_2516-2_0_5_line_69 |  | 59 | 60 | 0.018898 | 0.125 | 0.08 | 261 | 0 | 0.364 | 1 | 4 | cs | TRUE
70 | LV_2516-2_0_5_line_70 |  | 59 | 61 | 0.023898 | 0.125 | 0.08 | 261 | 0 | 0.364 | 1 | 4 | cs | TRUE
71 | LV_2516-2_0_5_line_71 |  | 60 | 64 | 0.02936 | 0.125 | 0.08 | 261 | 0 | 0.364 | 1 | 4 | cs | TRUE
72 | LV_2516-2_0_5_line_72 |  | 61 | 65 | 0.0012486 | 0.125 | 0.08 | 261 | 0 | 0.364 | 1 | 4 | cs | TRUE
73 | LV_2516-2_0_5_line_73 |  | 62 | 66 | 0.035599 | 0.125 | 0.08 | 261 | 0 | 0.364 | 1 | 1 | cs | TRUE
74 | LV_2516-2_0_5_line_74 |  | 63 | 67 | 0.010643 | 0.125 | 0.08 | 261 | 0 | 0.364 | 1 | 1 | cs | TRUE
75 | LV_2516-2_0_5_line_75 |  | 64 | 68 | 0.018955 | 0.125 | 0.08 | 261 | 0 | 0.364 | 1 | 4 | cs | TRUE
76 | LV_2516-2_0_5_line_76 |  | 65 | 69 | 0.027748 | 0.125 | 0.08 | 261 | 0 | 0.364 | 1 | 4 | cs | TRUE
77 | LV_2516-2_0_5_line_77 |  | 67 | 70 | 0.024456 | 0.125 | 0.08 | 261 | 0 | 0.364 | 1 | 1 | cs | TRUE
78 | LV_2516-2_0_5_line_78 |  | 68 | 220 | 0.038184 | 0.125 | 0.08 | 261 | 0 | 0.364 | 1 | 4 | cs | TRUE
79 | LV_2516-2_0_5_line_79 |  | 69 | 197 | 0.011651 | 0.125 | 0.08 | 261 | 0 | 0.364 | 1 | 4 | cs | TRUE
80 | LV_2516-2_0_5_line_80 |  | 70 | 143 | 0.026016 | 0.125 | 0.08 | 261 | 0 | 0.364 | 1 | 1 | cs | TRUE
81 | LV_2516-2_0_5_line_81 |  | 71 | 72 | 0.018838 | 0.125 | 0.08 | 261 | 0 | 0.364 | 1 | 1 | cs | TRUE
82 | LV_2516-2_0_5_line_82 |  | 71 | 73 | 0.007225 | 0.125 | 0.08 | 261 | 0 | 0.364 | 1 | 1 | cs | TRUE
83 | LV_2516-2_0_5_line_83 |  | 72 | 74 | 0.0025537 | 0.125 | 0.08 | 261 | 0 | 0.364 | 1 | 1 | cs | TRUE
84 | LV_2516-2_0_5_line_84 |  | 73 | 75 | 0.00030384 | 0.125 | 0.08 | 261 | 0 | 0.364 | 1 | 1 | cs | TRUE
85 | LV_2516-2_0_5_line_85 |  | 74 | 76 | 0.016342 | 0.125 | 0.08 | 261 | 0 | 0.364 | 1 | 1 | cs | TRUE
86 | LV_2516-2_0_5_line_86 |  | 75 | 77 | 0.017566 | 0.125 | 0.08 | 261 | 0 | 0.364 | 1 | 1 | cs | TRUE
87 | LV_2516-2_0_5_line_87 |  | 76 | 78 | 0.0049622 | 0.125 | 0.08 | 261 | 0 | 0.364 | 1 | 4 | cs | TRUE
88 | LV_2516-2_0_5_line_88 |  | 76 | 79 | 0.013121 | 0.125 | 0.08 | 261 | 0 | 0.364 | 1 | 4 | cs | TRUE
89 | LV_2516-2_0_5_line_89 |  | 77 | 80 | 0.0011543 | 0.125 | 0.08 | 261 | 0 | 0.364 | 1 | 1 | cs | TRUE
90 | LV_2516-2_0_5_line_90 |  | 78 | 81 | 0.018159 | 0.125 | 0.08 | 261 | 0 | 0.364 | 1 | 4 | cs | TRUE
91 | LV_2516-2_0_5_line_91 |  | 79 | 82 | 0.0051164 | 0.125 | 0.08 | 261 | 0 | 0.364 | 1 | 4 | cs | TRUE
92 | LV_2516-2_0_5_line_92 |  | 80 | 83 | 0.010186 | 0.125 | 0.08 | 261 | 0 | 0.364 | 1 | 1 | cs | TRUE
93 | LV_2516-2_0_5_line_93 |  | 81 | 239 | 0.0039502 | 0.125 | 0.08 | 261 | 0 | 0.364 | 1 | 4 | cs | TRUE
94 | LV_2516-2_0_5_line_94 |  | 82 | 240 | 0.019957 | 0.125 | 0.08 | 261 | 0 | 0.364 | 1 | 4 | cs | TRUE
95 | LV_2516-2_0_5_line_95 |  | 83 | 241 | 0.0071451 | 0.125 | 0.08 | 261 | 0 | 0.364 | 1 | 1 | cs | TRUE
96 | LV_2516-2_0_5_line_96 |  | 84 | 85 | 0.018515 | 0.125 | 0.08 | 261 | 0 | 0.364 | 1 | 1 | cs | TRUE
97 | LV_2516-2_0_5_line_97 |  | 85 | 86 | 0.037111 | 0.125 | 0.08 | 261 | 0 | 0.364 | 1 | 1 | cs | TRUE
98 | LV_2516-2_0_5_line_98 |  | 86 | 87 | 0.016769 | 0.125 | 0.08 | 261 | 0 | 0.364 | 1 | 4 | cs | TRUE
99 | LV_2516-2_0_5_line_99 |  | 86 | 88 | 0.0059133 | 0.125 | 0.08 | 261 | 0 | 0.364 | 1 | 4 | cs | TRUE
100 | LV_2516-2_0_5_line_100 |  | 87 | 89 | 0.018091 | 0.125 | 0.08 | 261 | 0 | 0.364 | 1 | 1 | cs | TRUE
101 | LV_2516-2_0_5_line_101 |  | 87 | 90 | 0.043595 | 0.125 | 0.08 | 261 | 0 | 0.364 | 1 | 4 | cs | TRUE
102 | LV_2516-2_0_5_line_102 |  | 88 | 91 | 0.025853 | 0.125 | 0.08 | 261 | 0 | 0.364 | 1 | 4 | cs | TRUE
103 | LV_2516-2_0_5_line_103 |  | 89 | 92 | 0.025463 | 0.125 | 0.08 | 261 | 0 | 0.364 | 1 | 1 | cs | TRUE
104 | LV_2516-2_0_5_line_104 |  | 90 | 93 | 0.0097157 | 0.125 | 0.08 | 261 | 0 | 0.364 | 1 | 4 | cs | TRUE
105 | LV_2516-2_0_5_line_105 |  | 91 | 94 | 0.016402 | 0.125 | 0.08 | 261 | 0 | 0.364 | 1 | 4 | cs | TRUE
106 | LV_2516-2_0_5_line_106 |  | 92 | 132 | 0.013902 | 0.125 | 0.08 | 261 | 0 | 0.364 | 1 | 1 | cs | TRUE
107 | LV_2516-2_0_5_line_107 |  | 93 | 219 | 0.0091202 | 0.125 | 0.08 | 261 | 0 | 0.364 | 1 | 4 | cs | TRUE
108 | LV_2516-2_0_5_line_108 |  | 94 | 266 | 0.041483 | 0.125 | 0.08 | 261 | 0 | 0.364 | 1 | 4 | cs | TRUE
109 | LV_2516-2_0_5_line_109 |  | 95 | 96 | 0.019244 | 0.125 | 0.08 | 261 | 0 | 0.364 | 1 | 4 | cs | TRUE
110 | LV_2516-2_0_5_line_110 |  | 95 | 97 | 0.0050852 | 0.125 | 0.08 | 261 | 0 | 0.364 | 1 | 4 | cs | TRUE
111 | LV_2516-2_0_5_line_111 |  | 97 | 98 | 0.015948 | 0.125 | 0.08 | 261 | 0 | 0.364 | 1 | 4 | cs | TRUE
112 | LV_2516-2_0_5_line_112 |  | 97 | 99 | 0.01107 | 0.125 | 0.08 | 261 | 0 | 0.364 | 1 | 1 | cs | TRUE
113 | LV_2516-2_0_5_line_113 |  | 98 | 100 | 0.013707 | 0.125 | 0.08 | 261 | 0 | 0.364 | 1 | 4 | cs | TRUE
114 | LV_2516-2_0_5_line_114 |  | 99 | 101 | 0.01405 | 0.125 | 0.08 | 261 | 0 | 0.364 | 1 | 1 | cs | TRUE
115 | LV_2516-2_0_5_line_115 |  | 100 | 102 | 0.014374 | 0.125 | 0.08 | 261 | 0 | 0.364 | 1 | 4 | cs | TRUE
116 | LV_2516-2_0_5_line_116 |  | 100 | 103 | 0.005464 | 0.125 | 0.08 | 261 | 0 | 0.364 | 1 | 1 | cs | TRUE
117 | LV_2516-2_0_5_line_117 |  | 102 | 104 | 0.0060059 | 0.125 | 0.08 | 261 | 0 | 0.364 | 1 | 4 | cs | TRUE
118 | LV_2516-2_0_5_line_118 |  | 103 | 105 | 0.014631 | 0.125 | 0.08 | 261 | 0 | 0.364 | 1 | 1 | cs | TRUE
119 | LV_2516-2_0_5_line_119 |  | 103 | 106 | 0.026166 | 0.125 | 0.08 | 261 | 0 | 0.364 | 1 | 1 | cs | TRUE
120 | LV_2516-2_0_5_line_120 |  | 104 | 239 | 0.01186 | 0.125 | 0.08 | 261 | 0 | 0.364 | 1 | 4 | cs | TRUE
121 | LV_2516-2_0_5_line_121 |  | 106 | 257 | 0.0078345 | 0.125 | 0.08 | 261 | 0 | 0.364 | 1 | 1 | cs | TRUE
122 | LV_2516-2_0_5_line_122 |  | 107 | 108 | 0.013202 | 0.125 | 0.08 | 261 | 0 | 0.364 | 1 | 1 | cs | TRUE
123 | LV_2516-2_0_5_line_123 |  | 107 | 109 | 0.016175 | 0.125 | 0.08 | 261 | 0 | 0.364 | 1 | 1 | cs | TRUE
124 | LV_2516-2_0_5_line_124 |  | 108 | 110 | 0.019374 | 0.125 | 0.08 | 261 | 0 | 0.364 | 1 | 1 | cs | TRUE
125 | LV_2516-2_0_5_line_125 |  | 108 | 111 | 0.052218 | 0.125 | 0.08 | 261 | 0 | 0.364 | 1 | 1 | cs | TRUE
126 | LV_2516-2_0_5_line_126 |  | 109 | 112 | 0.011693 | 0.125 | 0.08 | 261 | 0 | 0.364 | 1 | 1 | cs | TRUE
127 | LV_2516-2_0_5_line_127 |  | 109 | 113 | 0.02727 | 0.125 | 0.08 | 261 | 0 | 0.364 | 1 | 1 | cs | TRUE
128 | LV_2516-2_0_5_line_128 |  | 110 | 114 | 0.04977 | 0.125 | 0.08 | 261 | 0 | 0.364 | 1 | 1 | cs | TRUE
129 | LV_2516-2_0_5_line_129 |  | 111 | 115 | 0.04561 | 0.125 | 0.08 | 261 | 0 | 0.364 | 1 | 1 | cs | TRUE
130 | LV_2516-2_0_5_line_130 |  | 112 | 116 | 0.026092 | 0.125 | 0.08 | 261 | 0 | 0.364 | 1 | 1 | cs | TRUE
131 | LV_2516-2_0_5_line_131 |  | 113 | 117 | 0.030316 | 0.125 | 0.08 | 261 | 0 | 0.364 | 1 | 1 | cs | TRUE
132 | LV_2516-2_0_5_line_132 |  | 114 | 118 | 0.018163 | 0.125 | 0.08 | 261 | 0 | 0.364 | 1 | 1 | cs | TRUE
133 | LV_2516-2_0_5_line_133 |  | 116 | 119 | 0.015962 | 0.125 | 0.08 | 261 | 0 | 0.364 | 1 | 1 | cs | TRUE
134 | LV_2516-2_0_5_line_134 |  | 116 | 120 | 0.027248 | 0.125 | 0.08 | 261 | 0 | 0.364 | 1 | 2 | cs | TRUE
135 | LV_2516-2_0_5_line_135 |  | 117 | 121 | 0.029714 | 0.125 | 0.08 | 261 | 0 | 0.364 | 1 | 1 | cs | TRUE
136 | LV_2516-2_0_5_line_136 |  | 118 | 122 | 0.01543 | 0.125 | 0.08 | 261 | 0 | 0.364 | 1 | 1 | cs | TRUE
137 | LV_2516-2_0_5_line_137 |  | 118 | 123 | 0.039742 | 0.125 | 0.08 | 261 | 0 | 0.364 | 1 | 1 | cs | TRUE
138 | LV_2516-2_0_5_line_138 |  | 119 | 124 | 0.020798 | 0.125 | 0.08 | 261 | 0 | 0.364 | 1 | 1 | cs | TRUE
139 | LV_2516-2_0_5_line_139 |  | 120 | 125 | 0.0023128 | 0.125 | 0.08 | 261 | 0 | 0.364 | 1 | 4 | cs | TRUE
140 | LV_2516-2_0_5_line_140 |  | 122 | 173 | 0.02204 | 0.125 | 0.08 | 261 | 0 | 0.364 | 1 | 1 | cs | TRUE
141 | LV_2516-2_0_5_line_141 |  | 122 | 172 | 0.018448 | 0.125 | 0.08 | 261 | 0 | 0.364 | 1 | 1 | cs | TRUE
142 | LV_2516-2_0_5_line_142 |  | 123 | 262 | 0.018678 | 0.125 | 0.08 | 261 | 0 | 0.364 | 1 | 1 | cs | TRUE
143 | LV_2516-2_0_5_line_143 |  | 124 | 253 | 0.024671 | 0.125 | 0.08 | 261 | 0 | 0.364 | 1 | 1 | cs | TRUE
144 | LV_2516-2_0_5_line_144 |  | 125 | 196 | 0.011152 | 0.125 | 0.08 | 261 | 0 | 0.364 | 1 | 4 | cs | TRUE
145 | LV_2516-2_0_5_line_145 |  | 126 | 127 | 0.015551 | 0.125 | 0.08 | 261 | 0 | 0.364 | 1 | 1 | cs | TRUE
146 | LV_2516-2_0_5_line_146 |  | 127 | 128 | 0.0071064 | 0.125 | 0.08 | 261 | 0 | 0.364 | 1 | 1 | cs | TRUE
147 | LV_2516-2_0_5_line_147 |  | 127 | 129 | 0.024432 | 0.125 | 0.08 | 261 | 0 | 0.364 | 1 | 1 | cs | TRUE
148 | LV_2516-2_0_5_line_148 |  | 128 | 130 | 0.028177 | 0.125 | 0.08 | 261 | 0 | 0.364 | 1 | 1 | cs | TRUE
149 | LV_2516-2_0_5_line_149 |  | 129 | 131 | 0.035574 | 0.125 | 0.08 | 261 | 0 | 0.364 | 1 | 1 | cs | TRUE
150 | LV_2516-2_0_5_line_150 |  | 130 | 132 | 0.024995 | 0.125 | 0.08 | 261 | 0 | 0.364 | 1 | 1 | cs | TRUE
151 | LV_2516-2_0_5_line_151 |  | 131 | 133 | 0.043778 | 0.125 | 0.08 | 261 | 0 | 0.364 | 1 | 1 | cs | TRUE
152 | LV_2516-2_0_5_line_152 |  | 132 | 134 | 0.021006 | 0.125 | 0.08 | 261 | 0 | 0.364 | 1 | 1 | cs | TRUE
153 | LV_2516-2_0_5_line_153 |  | 133 | 135 | 0.025221 | 0.125 | 0.08 | 261 | 0 | 0.364 | 1 | 1 | cs | TRUE
154 | LV_2516-2_0_5_line_154 |  | 134 | 278 | 0.010562 | 0.125 | 0.08 | 261 | 0 | 0.364 | 1 | 1 | cs | TRUE
155 | LV_2516-2_0_5_line_155 |  | 136 | 137 | 0.0088801 | 0.125 | 0.08 | 261 | 0 | 0.364 | 1 | 1 | cs | TRUE
156 | LV_2516-2_0_5_line_156 |  | 137 | 138 | 0.0087102 | 0.125 | 0.08 | 261 | 0 | 0.364 | 1 | 1 | cs | TRUE
157 | LV_2516-2_0_5_line_157 |  | 138 | 139 | 0.024072 | 0.125 | 0.08 | 261 | 0 | 0.364 | 1 | 1 | cs | TRUE
158 | LV_2516-2_0_5_line_158 |  | 139 | 206 | 0.02201 | 0.125 | 0.08 | 261 | 0 | 0.364 | 1 | 1 | cs | TRUE
159 | LV_2516-2_0_5_line_159 |  | 140 | 254 | 0.022211 | 0.125 | 0.08 | 261 | 0 | 0.364 | 1 | 1 | cs | TRUE
160 | LV_2516-2_0_5_line_160 |  | 141 | 142 | 0.0062302 | 0.125 | 0.08 | 261 | 0 | 0.364 | 1 | 1 | cs | TRUE
161 | LV_2516-2_0_5_line_161 |  | 141 | 143 | 0.017058 | 0.125 | 0.08 | 261 | 0 | 0.364 | 1 | 1 | cs | TRUE
162 | LV_2516-2_0_5_line_162 |  | 142 | 144 | 0.0062489 | 0.125 | 0.08 | 261 | 0 | 0.364 | 1 | 1 | cs | TRUE
163 | LV_2516-2_0_5_line_163 |  | 143 | 145 | 0.014595 | 0.125 | 0.08 | 261 | 0 | 0.364 | 1 | 1 | cs | TRUE
164 | LV_2516-2_0_5_line_164 |  | 144 | 146 | 0.026749 | 0.125 | 0.08 | 261 | 0 | 0.364 | 1 | 1 | cs | TRUE
165 | LV_2516-2_0_5_line_165 |  | 145 | 147 | 0.024301 | 0.125 | 0.08 | 261 | 0 | 0.364 | 1 | 1 | cs | TRUE
166 | LV_2516-2_0_5_line_166 |  | 147 | 148 | 0.017815 | 0.125 | 0.08 | 261 | 0 | 0.364 | 1 | 1 | cs | TRUE
167 | LV_2516-2_0_5_line_167 |  | 148 | 149 | 0.01394 | 0.125 | 0.08 | 261 | 0 | 0.364 | 1 | 1 | cs | TRUE
168 | LV_2516-2_0_5_line_168 |  | 149 | 200 | 0.016513 | 0.125 | 0.08 | 261 | 0 | 0.364 | 1 | 1 | cs | TRUE
169 | LV_2516-2_0_5_line_169 |  | 149 | 199 | 0.01686 | 0.125 | 0.08 | 261 | 0 | 0.364 | 1 | 1 | cs | TRUE
170 | LV_2516-2_0_5_line_170 |  | 150 | 151 | 0.015913 | 0.125 | 0.08 | 261 | 0 | 0.364 | 1 | 1 | cs | TRUE
171 | LV_2516-2_0_5_line_171 |  | 150 | 152 | 0.021614 | 0.125 | 0.08 | 261 | 0 | 0.364 | 1 | 1 | cs | TRUE
172 | LV_2516-2_0_5_line_172 |  | 151 | 153 | 0.010954 | 0.125 | 0.08 | 261 | 0 | 0.364 | 1 | 1 | cs | TRUE
173 | LV_2516-2_0_5_line_173 |  | 152 | 154 | 0.028491 | 0.125 | 0.08 | 261 | 0 | 0.364 | 1 | 1 | cs | TRUE
174 | LV_2516-2_0_5_line_174 |  | 153 | 155 | 0.016701 | 0.125 | 0.08 | 261 | 0 | 0.364 | 1 | 1 | cs | TRUE
175 | LV_2516-2_0_5_line_175 |  | 154 | 156 | 0.020781 | 0.125 | 0.08 | 261 | 0 | 0.364 | 1 | 1 | cs | TRUE
176 | LV_2516-2_0_5_line_176 |  | 154 | 157 | 0.018687 | 0.125 | 0.08 | 261 | 0 | 0.364 | 1 | 1 | cs | TRUE
177 | LV_2516-2_0_5_line_177 |  | 155 | 161 | 0.0058295 | 0.125 | 0.08 | 261 | 0 | 0.364 | 1 | 1 | cs | TRUE
178 | LV_2516-2_0_5_line_178 |  | 156 | 162 | 0.023927 | 0.125 | 0.08 | 261 | 0 | 0.364 | 1 | 1 | cs | TRUE
179 | LV_2516-2_0_5_line_179 |  | 157 | 163 | 0.018244 | 0.125 | 0.08 | 261 | 0 | 0.364 | 1 | 1 | cs | TRUE
180 | LV_2516-2_0_5_line_180 |  | 158 | 159 | 0.016486 | 0.125 | 0.08 | 261 | 0 | 0.364 | 1 | 1 | cs | TRUE
181 | LV_2516-2_0_5_line_181 |  | 158 | 160 | 0.024626 | 0.125 | 0.08 | 261 | 0 | 0.364 | 1 | 1 | cs | TRUE
182 | LV_2516-2_0_5_line_182 |  | 160 | 164 | 0.033931 | 0.125 | 0.08 | 261 | 0 | 0.364 | 1 | 1 | cs | TRUE
183 | LV_2516-2_0_5_line_183 |  | 161 | 165 | 0.011614 | 0.125 | 0.08 | 261 | 0 | 0.364 | 1 | 1 | cs | TRUE
184 | LV_2516-2_0_5_line_184 |  | 162 | 166 | 0.020554 | 0.125 | 0.08 | 261 | 0 | 0.364 | 1 | 1 | cs | TRUE
185 | LV_2516-2_0_5_line_185 |  | 163 | 167 | 0.0055461 | 0.125 | 0.08 | 261 | 0 | 0.364 | 1 | 1 | cs | TRUE
186 | LV_2516-2_0_5_line_186 |  | 164 | 190 | 0.013939 | 0.125 | 0.08 | 261 | 0 | 0.364 | 1 | 1 | cs | TRUE
187 | LV_2516-2_0_5_line_187 |  | 165 | 238 | 0.00091146 | 0.125 | 0.08 | 261 | 0 | 0.364 | 1 | 1 | cs | TRUE
188 | LV_2516-2_0_5_line_188 |  | 166 | 267 | 0.019997 | 0.125 | 0.08 | 261 | 0 | 0.364 | 1 | 1 | cs | TRUE
189 | LV_2516-2_0_5_line_189 |  | 166 | 232 | 0.030019 | 0.125 | 0.08 | 261 | 0 | 0.364 | 1 | 4 | cs | TRUE
190 | LV_2516-2_0_5_line_190 |  | 166 | 240 | 0.017918 | 0.125 | 0.08 | 261 | 0 | 0.364 | 1 | 4 | cs | TRUE
191 | LV_2516-2_0_5_line_191 |  | 168 | 169 | 0.025756 | 0.125 | 0.08 | 261 | 0 | 0.364 | 1 | 1 | cs | TRUE
192 | LV_2516-2_0_5_line_192 |  | 168 | 170 | 0.019861 | 0.125 | 0.08 | 261 | 0 | 0.364 | 1 | 1 | cs | TRUE
193 | LV_2516-2_0_5_line_193 |  | 169 | 171 | 0.045458 | 0.125 | 0.08 | 261 | 0 | 0.364 | 1 | 1 | cs | TRUE
194 | LV_2516-2_0_5_line_194 |  | 171 | 172 | 0.043562 | 0.125 | 0.08 | 261 | 0 | 0.364 | 1 | 1 | cs | TRUE
195 | LV_2516-2_0_5_line_195 |  | 173 | 263 | 0.026459 | 0.125 | 0.08 | 261 | 0 | 0.364 | 1 | 1 | cs | TRUE
196 | LV_2516-2_0_5_line_196 |  | 174 | 175 | 0.008912 | 0.125 | 0.08 | 261 | 0 | 0.364 | 1 | 4 | cs | TRUE
197 | LV_2516-2_0_5_line_197 |  | 174 | 176 | 0.024841 | 0.125 | 0.08 | 261 | 0 | 0.364 | 1 | 4 | cs | TRUE
198 | LV_2516-2_0_5_line_198 |  | 174 | 177 | 0.018489 | 0.125 | 0.08 | 261 | 0 | 0.364 | 1 | 1 | cs | TRUE
199 | LV_2516-2_0_5_line_199 |  | 175 | 178 | 0.0075445 | 0.125 | 0.08 | 261 | 0 | 0.364 | 1 | 4 | cs | TRUE
200 | LV_2516-2_0_5_line_200 |  | 175 | 179 | 0.025714 | 0.125 | 0.08 | 261 | 0 | 0.364 | 1 | 4 | cs | TRUE
201 | LV_2516-2_0_5_line_201 |  | 176 | 180 | 0.0028447 | 0.125 | 0.08 | 261 | 0 | 0.364 | 1 | 4 | cs | TRUE
202 | LV_2516-2_0_5_line_202 |  | 177 | 181 | 0.013694 | 0.125 | 0.08 | 261 | 0 | 0.364 | 1 | 1 | cs | TRUE
203 | LV_2516-2_0_5_line_203 |  | 178 | 182 | 0.0014904 | 0.125 | 0.08 | 261 | 0 | 0.364 | 1 | 1 | cs | TRUE
204 | LV_2516-2_0_5_line_204 |  | 179 | 183 | 0.00074061 | 0.125 | 0.08 | 261 | 0 | 0.364 | 1 | 1 | cs | TRUE
205 | LV_2516-2_0_5_line_205 |  | 179 | 184 | 0.02917 | 0.125 | 0.08 | 261 | 0 | 0.364 | 1 | 4 | cs | TRUE
206 | LV_2516-2_0_5_line_206 |  | 180 | 185 | 0.012203 | 0.125 | 0.08 | 261 | 0 | 0.364 | 1 | 1 | cs | TRUE
207 | LV_2516-2_0_5_line_207 |  | 180 | 186 | 0.049387 | 0.125 | 0.08 | 261 | 0 | 0.364 | 1 | 4 | cs | TRUE
208 | LV_2516-2_0_5_line_208 |  | 181 | 187 | 0.0080629 | 0.125 | 0.08 | 261 | 0 | 0.364 | 1 | 1 | cs | TRUE
209 | LV_2516-2_0_5_line_209 |  | 184 | 234 | 0.013356 | 0.125 | 0.08 | 261 | 0 | 0.364 | 1 | 4 | cs | TRUE
210 | LV_2516-2_0_5_line_210 |  | 185 | 295 | 0.018449 | 0.125 | 0.08 | 261 | 0 | 0.364 | 1 | 1 | cs | TRUE
211 | LV_2516-2_0_5_line_211 |  | 185 | 296 | 0.0107 | 0.125 | 0.08 | 261 | 0 | 0.364 | 1 | 1 | cs | TRUE
212 | LV_2516-2_0_5_line_212 |  | 186 | 294 | 0.0086657 | 0.125 | 0.08 | 261 | 0 | 0.364 | 1 | 4 | cs | TRUE
213 | LV_2516-2_0_5_line_213 |  | 188 | 189 | 0.0032262 | 0.125 | 0.08 | 261 | 0 | 0.364 | 1 | 1 | cs | TRUE
214 | LV_2516-2_0_5_line_214 |  | 188 | 190 | 0.0038982 | 0.125 | 0.08 | 261 | 0 | 0.364 | 1 | 1 | cs | TRUE
215 | LV_2516-2_0_5_line_215 |  | 189 | 191 | 0.0071523 | 0.125 | 0.08 | 261 | 0 | 0.364 | 1 | 1 | cs | TRUE
216 | LV_2516-2_0_5_line_216 |  | 191 | 192 | 0.0065831 | 0.125 | 0.08 | 261 | 0 | 0.364 | 1 | 1 | cs | TRUE
217 | LV_2516-2_0_5_line_217 |  | 192 | 193 | 0.002535 | 0.125 | 0.08 | 261 | 0 | 0.364 | 1 | 1 | cs | TRUE
218 | LV_2516-2_0_5_line_218 |  | 193 | 194 | 0.0031882 | 0.125 | 0.08 | 261 | 0 | 0.364 | 1 | 1 | cs | TRUE
219 | LV_2516-2_0_5_line_219 |  | 194 | 271 | 0.014109 | 0.125 | 0.08 | 261 | 0 | 0.364 | 1 | 1 | cs | TRUE
220 | LV_2516-2_0_5_line_220 |  | 195 | 196 | 0.018796 | 0.125 | 0.08 | 261 | 0 | 0.364 | 1 | 4 | cs | TRUE
221 | LV_2516-2_0_5_line_221 |  | 195 | 197 | 0.017152 | 0.125 | 0.08 | 261 | 0 | 0.364 | 1 | 4 | cs | TRUE
222 | LV_2516-2_0_5_line_222 |  | 197 | 198 | 0.018046 | 0.125 | 0.08 | 261 | 0 | 0.364 | 1 | 4 | cs | TRUE
223 | LV_2516-2_0_5_line_223 |  | 198 | 199 | 0.02811 | 0.125 | 0.08 | 261 | 0 | 0.364 | 1 | 2 | cs | TRUE
224 | LV_2516-2_0_5_line_224 |  | 200 | 201 | 0.0080607 | 0.125 | 0.08 | 261 | 0 | 0.364 | 1 | 1 | cs | TRUE
225 | LV_2516-2_0_5_line_225 |  | 201 | 202 | 0.014044 | 0.125 | 0.08 | 261 | 0 | 0.364 | 1 | 1 | cs | TRUE
226 | LV_2516-2_0_5_line_226 |  | 201 | 203 | 0.007578 | 0.125 | 0.08 | 261 | 0 | 0.364 | 1 | 1 | cs | TRUE
227 | LV_2516-2_0_5_line_227 |  | 204 | 205 | 0.007088 | 0.125 | 0.08 | 261 | 0 | 0.364 | 1 | 1 | cs | TRUE
228 | LV_2516-2_0_5_line_228 |  | 206 | 207 | 0.014432 | 0.125 | 0.08 | 261 | 0 | 0.364 | 1 | 1 | cs | TRUE
229 | LV_2516-2_0_5_line_229 |  | 207 | 208 | 0.0038572 | 0.125 | 0.08 | 261 | 0 | 0.364 | 1 | 1 | cs | TRUE
230 | LV_2516-2_0_5_line_230 |  | 207 | 209 | 0.032696 | 0.125 | 0.08 | 261 | 0 | 0.364 | 1 | 3 | cs | TRUE
231 | LV_2516-2_0_5_line_231 |  | 208 | 229 | 0.027669 | 0.125 | 0.08 | 261 | 0 | 0.364 | 1 | 1 | cs | TRUE
232 | LV_2516-2_0_5_line_232 |  | 209 | 225 | 0.002096 | 0.125 | 0.08 | 261 | 0 | 0.364 | 1 | 4 | cs | TRUE
233 | LV_2516-2_0_5_line_233 |  | 210 | 211 | 0.0020789 | 0.125 | 0.08 | 261 | 0 | 0.364 | 1 | 4 | cs | TRUE
234 | LV_2516-2_0_5_line_234 |  | 210 | 212 | 0.028389 | 0.125 | 0.08 | 261 | 0 | 0.364 | 1 | 4 | cs | TRUE
235 | LV_2516-2_0_5_line_235 |  | 211 | 213 | 0.018036 | 0.125 | 0.08 | 261 | 0 | 0.364 | 1 | 4 | cs | TRUE
236 | LV_2516-2_0_5_line_236 |  | 212 | 214 | 0.013526 | 0.125 | 0.08 | 261 | 0 | 0.364 | 1 | 1 | cs | TRUE
237 | LV_2516-2_0_5_line_237 |  | 212 | 215 | 0.014481 | 0.125 | 0.08 | 261 | 0 | 0.364 | 1 | 4 | cs | TRUE
238 | LV_2516-2_0_5_line_238 |  | 213 | 216 | 0.004991 | 0.125 | 0.08 | 261 | 0 | 0.364 | 1 | 4 | cs | TRUE
239 | LV_2516-2_0_5_line_239 |  | 213 | 217 | 0.014074 | 0.125 | 0.08 | 261 | 0 | 0.364 | 1 | 1 | cs | TRUE
240 | LV_2516-2_0_5_line_240 |  | 214 | 218 | 0.023162 | 0.125 | 0.08 | 261 | 0 | 0.364 | 1 | 1 | cs | TRUE
241 | LV_2516-2_0_5_line_241 |  | 215 | 219 | 0.0020619 | 0.125 | 0.08 | 261 | 0 | 0.364 | 1 | 4 | cs | TRUE
242 | LV_2516-2_0_5_line_242 |  | 216 | 220 | 0.00028765 | 0.125 | 0.08 | 261 | 0 | 0.364 | 1 | 4 | cs | TRUE
243 | LV_2516-2_0_5_line_243 |  | 217 | 221 | 0.0019978 | 0.125 | 0.08 | 261 | 0 | 0.364 | 1 | 1 | cs | TRUE
244 | LV_2516-2_0_5_line_244 |  | 218 | 222 | 0.0018332 | 0.125 | 0.08 | 261 | 0 | 0.364 | 1 | 1 | cs | TRUE
245 | LV_2516-2_0_5_line_245 |  | 221 | 223 | 0.019585 | 0.125 | 0.08 | 261 | 0 | 0.364 | 1 | 1 | cs | TRUE
246 | LV_2516-2_0_5_line_246 |  | 222 | 224 | 0.013256 | 0.125 | 0.08 | 261 | 0 | 0.364 | 1 | 1 | cs | TRUE
247 | LV_2516-2_0_5_line_247 |  | 223 | 292 | 0.0056854 | 0.125 | 0.08 | 261 | 0 | 0.364 | 1 | 1 | cs | TRUE
248 | LV_2516-2_0_5_line_248 |  | 225 | 226 | 0.0088441 | 0.125 | 0.08 | 261 | 0 | 0.364 | 1 | 4 | cs | TRUE
249 | LV_2516-2_0_5_line_249 |  | 226 | 227 | 0.015458 | 0.125 | 0.08 | 261 | 0 | 0.364 | 1 | 4 | cs | TRUE
250 | LV_2516-2_0_5_line_250 |  | 227 | 228 | 0.012527 | 0.125 | 0.08 | 261 | 0 | 0.364 | 1 | 4 | cs | TRUE
251 | LV_2516-2_0_5_line_251 |  | 228 | 230 | 0.016496 | 0.125 | 0.08 | 261 | 0 | 0.364 | 1 | 4 | cs | TRUE
252 | LV_2516-2_0_5_line_252 |  | 229 | 231 | 0.021293 | 0.125 | 0.08 | 261 | 0 | 0.364 | 1 | 1 | cs | TRUE
253 | LV_2516-2_0_5_line_253 |  | 230 | 232 | 0.0085409 | 0.125 | 0.08 | 261 | 0 | 0.364 | 1 | 4 | cs | TRUE
254 | LV_2516-2_0_5_line_254 |  | 231 | 268 | 0.026005 | 0.125 | 0.08 | 261 | 0 | 0.364 | 1 | 1 | cs | TRUE
255 | LV_2516-2_0_5_line_255 |  | 234 | 235 | 0.003226 | 0.125 | 0.08 | 261 | 0 | 0.364 | 1 | 1 | cs | TRUE
256 | LV_2516-2_0_5_line_256 |  | 235 | 236 | 0.014317 | 0.125 | 0.08 | 261 | 0 | 0.364 | 1 | 1 | cs | TRUE
257 | LV_2516-2_0_5_line_257 |  | 235 | 237 | 0.015283 | 0.125 | 0.08 | 261 | 0 | 0.364 | 1 | 1 | cs | TRUE
258 | LV_2516-2_0_5_line_258 |  | 241 | 242 | 0.015348 | 0.125 | 0.08 | 261 | 0 | 0.364 | 1 | 1 | cs | TRUE
259 | LV_2516-2_0_5_line_259 |  | 242 | 243 | 0.026321 | 0.125 | 0.08 | 261 | 0 | 0.364 | 1 | 1 | cs | TRUE
260 | LV_2516-2_0_5_line_260 |  | 243 | 244 | 0.041787 | 0.125 | 0.08 | 261 | 0 | 0.364 | 1 | 1 | cs | TRUE
261 | LV_2516-2_0_5_line_261 |  | 244 | 247 | 0.048012 | 0.125 | 0.08 | 261 | 0 | 0.364 | 1 | 1 | cs | TRUE
262 | LV_2516-2_0_5_line_262 |  | 245 | 246 | 0.01887 | 0.125 | 0.08 | 261 | 0 | 0.364 | 1 | 1 | cs | TRUE
263 | LV_2516-2_0_5_line_263 |  | 246 | 248 | 0.028389 | 0.125 | 0.08 | 261 | 0 | 0.364 | 1 | 1 | cs | TRUE
264 | LV_2516-2_0_5_line_264 |  | 247 | 249 | 0.028137 | 0.125 | 0.08 | 261 | 0 | 0.364 | 1 | 1 | cs | TRUE
265 | LV_2516-2_0_5_line_265 |  | 248 | 259 | 0.0073671 | 0.125 | 0.08 | 261 | 0 | 0.364 | 1 | 1 | cs | TRUE
266 | LV_2516-2_0_5_line_266 |  | 249 | 272 | 0.031739 | 0.125 | 0.08 | 261 | 0 | 0.364 | 1 | 1 | cs | TRUE
267 | LV_2516-2_0_5_line_267 |  | 250 | 251 | 0.19729 | 0.125 | 0.08 | 261 | 0 | 0.364 | 1 | 1 | cs | TRUE
268 | LV_2516-2_0_5_line_268 |  | 250 | 252 | 0.043066 | 0.125 | 0.08 | 261 | 0 | 0.364 | 1 | 1 | cs | TRUE
269 | LV_2516-2_0_5_line_269 |  | 252 | 253 | 0.059816 | 0.125 | 0.08 | 261 | 0 | 0.364 | 1 | 1 | cs | TRUE
270 | LV_2516-2_0_5_line_270 |  | 254 | 255 | 2.2589e-06 | 0.125 | 0.08 | 261 | 0 | 0.364 | 1 | 1 | cs | TRUE
271 | LV_2516-2_0_5_line_271 |  | 255 | 256 | 0.00011991 | 0.125 | 0.08 | 261 | 0 | 0.364 | 1 | 1 | cs | TRUE
272 | LV_2516-2_0_5_line_272 |  | 257 | 258 | 0.010361 | 0.125 | 0.08 | 261 | 0 | 0.364 | 1 | 1 | cs | TRUE
273 | LV_2516-2_0_5_line_273 |  | 258 | 259 | 0.012033 | 0.125 | 0.08 | 261 | 0 | 0.364 | 1 | 1 | cs | TRUE
274 | LV_2516-2_0_5_line_274 |  | 262 | 264 | 0.017955 | 0.125 | 0.08 | 261 | 0 | 0.364 | 1 | 1 | cs | TRUE
275 | LV_2516-2_0_5_line_275 |  | 264 | 265 | 0.014609 | 0.125 | 0.08 | 261 | 0 | 0.364 | 1 | 1 | cs | TRUE
276 | LV_2516-2_0_5_line_276 |  | 265 | 298 | 0.017977 | 0.125 | 0.08 | 261 | 0 | 0.364 | 1 | 1 | cs | TRUE
277 | LV_2516-2_0_5_line_277 |  | 266 | 293 | 0.0044143 | 0.125 | 0.08 | 261 | 0 | 0.364 | 1 | 4 | cs | TRUE
278 | LV_2516-2_0_5_line_278 |  | 268 | 273 | 0.027837 | 0.125 | 0.08 | 261 | 0 | 0.364 | 1 | 1 | cs | TRUE
279 | LV_2516-2_0_5_line_279 |  | 269 | 270 | 0.0024311 | 0.125 | 0.08 | 261 | 0 | 0.364 | 1 | 1 | cs | TRUE
280 | LV_2516-2_0_5_line_280 |  | 270 | 271 | 0.020901 | 0.125 | 0.08 | 261 | 0 | 0.364 | 1 | 1 | cs | TRUE
281 | LV_2516-2_0_5_line_281 |  | 274 | 275 | 0.024059 | 0.125 | 0.08 | 261 | 0 | 0.364 | 1 | 1 | cs | TRUE
282 | LV_2516-2_0_5_line_282 |  | 275 | 276 | 0.011333 | 0.125 | 0.08 | 261 | 0 | 0.364 | 1 | 1 | cs | TRUE
283 | LV_2516-2_0_5_line_283 |  | 276 | 277 | 0.02139 | 0.125 | 0.08 | 261 | 0 | 0.364 | 1 | 1 | cs | TRUE
284 | LV_2516-2_0_5_line_284 |  | 277 | 287 | 0.030148 | 0.125 | 0.08 | 261 | 0 | 0.364 | 1 | 1 | cs | TRUE
285 | LV_2516-2_0_5_line_285 |  | 279 | 280 | 0.012861 | 0.125 | 0.08 | 261 | 0 | 0.364 | 1 | 1 | cs | TRUE
286 | LV_2516-2_0_5_line_286 |  | 279 | 281 | 0.0064601 | 0.125 | 0.08 | 261 | 0 | 0.364 | 1 | 1 | cs | TRUE
287 | LV_2516-2_0_5_line_287 |  | 280 | 282 | 0.036227 | 0.125 | 0.08 | 261 | 0 | 0.364 | 1 | 1 | cs | TRUE
288 | LV_2516-2_0_5_line_288 |  | 281 | 283 | 0.0065874 | 0.125 | 0.08 | 261 | 0 | 0.364 | 1 | 1 | cs | TRUE
289 | LV_2516-2_0_5_line_289 |  | 282 | 284 | 0.021543 | 0.125 | 0.08 | 261 | 0 | 0.364 | 1 | 1 | cs | TRUE
290 | LV_2516-2_0_5_line_290 |  | 283 | 285 | 0.0074834 | 0.125 | 0.08 | 261 | 0 | 0.364 | 1 | 1 | cs | TRUE
291 | LV_2516-2_0_5_line_291 |  | 284 | 286 | 0.018968 | 0.125 | 0.08 | 261 | 0 | 0.364 | 1 | 1 | cs | TRUE
292 | LV_2516-2_0_5_line_292 |  | 285 | 287 | 0.015326 | 0.125 | 0.08 | 261 | 0 | 0.364 | 1 | 1 | cs | TRUE
293 | LV_2516-2_0_5_line_293 |  | 288 | 289 | 0.025426 | 0.125 | 0.08 | 261 | 0 | 0.364 | 1 | 1 | cs | TRUE
294 | LV_2516-2_0_5_line_294 |  | 288 | 290 | 0.017453 | 0.125 | 0.08 | 261 | 0 | 0.364 | 1 | 1 | cs | TRUE
295 | LV_2516-2_0_5_line_295 |  | 290 | 291 | 0.010402 | 0.125 | 0.08 | 261 | 0 | 0.364 | 1 | 1 | cs | TRUE
296 | LV_2516-2_0_5_line_296 |  | 292 | 297 | 0.010957 | 0.125 | 0.08 | 261 | 0 | 0.364 | 1 | 1 | cs | TRUE
297 | LV_2516-2_0_5_line_297 |  | 293 | 294 | 0.025932 | 0.125 | 0.08 | 261 | 0 | 0.364 | 1 | 4 | cs | TRUE
298 | LV_2516-2_0_5_line_298 |  | 295 | 299 | 0.0069724 | 0.125 | 0.08 | 261 | 0 | 0.364 | 1 | 1 | cs | TRUE
299 | LV_2516-2_0_5_line_299 |  | 296 | 300 | 0.004444 | 0.125 | 0.08 | 261 | 0 | 0.364 | 1 | 1 | cs | TRUE

## trafo
| name | std_type | hv_bus | lv_bus | sn_mva | vn_hv_kv | vn_lv_kv | vk_percent | vkr_percent | pfe_kw | i0_percent | shift_degree | tap_side | tap_neutral | tap_min | tap_max | tap_step_percent | tap_step_degree | tap_pos | tap_phase_shifter | parallel | df | in_service
0 | LV_2516-2_0_5_trafo_164 | 0.63 MVA 20/0.4 kV | 301 | 178 | 0.63 | 20 | 0.4 | 6 | 1.206 | 1.65 | 0.2619 | 150 | hv | 0 | -2 | 2 | 2.5 | 0 | 0 | FALSE | 1 | 1 | TRUE

## line_geodata
| x0 | y0 | x1 | y1 | x2 | y2 | x3 | y3 | x4 | y4 | x5 | y5
0 | 2613708.8954 | 1229772.7349 | 2613702.0032 | 1229773.2198
1 | 2613708.8954 | 1229772.7349 | 2613716.4638 | 1229772.2024
2 | 2613702.0032 | 1229773.2198 | 2613685.773 | 1229774.3617
3 | 2613721.075 | 1229771.878 | 2613716.4638 | 1229772.2024
4 | 2613678.8756 | 1229774.847 | 2613685.773 | 1229774.3617
5 | 2613721.075 | 1229771.878 | 2613721.966 | 1229786.4049
6 | 2613721.075 | 1229771.878 | 2613729.5277 | 1229771.3222
7 | 2613678.8756 | 1229774.847 | 2613678.0891 | 1229774.9023
8 | 2613721.966 | 1229786.4049 | 2613722.2674 | 1229791.3194
9 | 2613729.5277 | 1229771.3222 | 2613750.8991 | 1229769.9168
10 | 2613678.0891 | 1229774.9023 | 2613662.4634 | 1229776.0017
11 | 2613723.2566 | 1229807.4468 | 2613722.2674 | 1229791.3194
12 | 2613750.8991 | 1229769.9168 | 2613757.6708 | 1229769.4715
13 | 2613642.4146 | 1229777.4123 | 2613662.4634 | 1229776.0017
14 | 2613723.2999 | 1229808.1523 | 2613723.2566 | 1229807.4468
15 | 2613759.6846 | 1229769.339 | 2613757.6708 | 1229769.4715
16 | 2613882.7227 | 1229927.4422 | 2613896.9897 | 1229923.3013
17 | 2613882.7227 | 1229927.4422 | 2613872.2775 | 1229930.4739
18 | 2613896.9897 | 1229923.3013 | 2613908.673 | 1229919.9103
19 | 2613872.2775 | 1229930.4739 | 2613871.7378 | 1229930.6305
20 | 2613908.673 | 1229919.9103 | 2613921.0569 | 1229916.316
21 | 2613856.9218 | 1229934.9308 | 2613871.7378 | 1229930.6305
22 | 2613935.1026 | 1229912.2393 | 2613921.0569 | 1229916.316
23 | 2613834.1882 | 1229941.5291 | 2613856.9218 | 1229934.9308
24 | 2613935.1026 | 1229912.2393 | 2613946.6316 | 1229908.8931
25 | 2613834.1882 | 1229941.5291 | 2613836.0408 | 1229960.6844
26 | 2613946.6316 | 1229908.8931 | 2613964.2267 | 1229903.7862
27 | 2613844.0843 | 1230005.1789 | 2613842.7682 | 1230004.4087 | 2613841.4909 | 1230003.2273 | 2613840.3742 | 1230001.3569 | 2613839.7139 | 1229998.6649 | 2613836.0408 | 1229960.6844
28 | 2613450.3563 | 1229874.7473 | 2613447.9665 | 1229884.6576 | 2613443.8291 | 1229894.7865
29 | 2613436.6989 | 1229910.2955 | 2613440.9974 | 1229901.7188 | 2613443.8291 | 1229894.7865
30 | 2613458.6097 | 1229840.533 | 2613454.175 | 1229858.9118 | 2613450.3563 | 1229874.7473
31 | 2613429.3123 | 1229920.8595 | 2613434.9028 | 1229913.879 | 2613436.6989 | 1229910.2955
32 | 2613458.6097 | 1229840.533 | 2613444.6621 | 1229835.5888
33 | 2613458.6097 | 1229840.533 | 2613459.8842 | 1229832.9314
34 | 2613429.3123 | 1229920.8595 | 2613424.2266 | 1229925.6621 | 2613416.7626 | 1229930.4482 | 2613407.3119 | 1229932.8395
35 | 2613429.3123 | 1229920.8595 | 2613453.5507 | 1229937.5958
36 | 2613444.6621 | 1229835.5888 | 2613425.8152 | 1229828.9079
37 | 2613461.2671 | 1229810.8435 | 2613459.8842 | 1229832.9314
38 | 2613459.8842 | 1229832.9314 | 2613477.1286 | 1229836.1147
39 | 2613407.3119 | 1229932.8395 | 2613401.178 | 1229932.192 | 2613393.5267 | 1229930.0658
40 | 2613471.297 | 1229949.8494 | 2613462.6865 | 1229943.9039 | 2613453.5507 | 1229937.5958
41 | 2613405.9356 | 1229860.9935 | 2613408.9974 | 1229856.8757 | 2613425.8152 | 1229828.9079
42 | 2613461.2671 | 1229810.8435 | 2613467.3651 | 1229810.6683 | 2613470.0797 | 1229802.7112
43 | 2613477.1286 | 1229836.1147 | 2613489.9209 | 1229838.4762
44 | 2613364.3389 | 1229920.6804 | 2613392.9497 | 1229929.9055 | 2613393.5267 | 1229930.0658
45 | 2613405.9356 | 1229860.9935 | 2613404.2185 | 1229863.3021
46 | 2613405.9356 | 1229860.9935 | 2613402.5173 | 1229858.5622 | 2613398.3082 | 1229857.5076 | 2613396.9953 | 1229855.27 | 2613393.4481 | 1229852.9051
47 | 2613478.2613 | 1229778.7294 | 2613470.0797 | 1229802.7112
48 | 2613489.9209 | 1229838.4762 | 2613500.2814 | 1229840.3887
49 | 2613364.3389 | 1229920.6804 | 2613365.8251 | 1229913.2015
50 | 2613533.6407 | 1229778.4866 | 2613552.5794 | 1229778.4035
51 | 2613552.5794 | 1229778.4035 | 2613552.6349 | 1229778.4033
52 | 2613533.6407 | 1229778.4866 | 2613526.6999 | 1229778.517
53 | 2613552.6349 | 1229778.4033 | 2613564.9548 | 1229778.3493
54 | 2613511.6246 | 1229778.5831 | 2613526.6999 | 1229778.517
55 | 2613593.109 | 1229778.2258 | 2613564.9548 | 1229778.3493
56 | 2613511.6246 | 1229778.5831 | 2613508.998 | 1229778.5946
57 | 2613601.9415 | 1229778.1871 | 2613593.109 | 1229778.2258
58 | 2613508.998 | 1229778.5946 | 2613500.5352 | 1229778.6317
59 | 2613601.9415 | 1229778.1871 | 2613615.2748 | 1229777.9907
60 | 2613601.9415 | 1229778.1871 | 2613600.8347 | 1229793.77
61 | 2613478.2613 | 1229778.7294 | 2613500.5352 | 1229778.6317
62 | 2613615.2748 | 1229777.9907 | 2613623.9064 | 1229777.8635
63 | 2613600.8242 | 1229793.919 | 2613600.8347 | 1229793.77
64 | 2613304.6709 | 1229473.3985 | 2613324.6849 | 1229473.361
65 | 2613284.4824 | 1229473.4364 | 2613304.6709 | 1229473.3985
66 | 2613254.8788 | 1229474.2703 | 2613260.2664 | 1229473.4818 | 2613284.4824 | 1229473.4364
67 | 2613254.8788 | 1229474.2703 | 2613249.9619 | 1229474.5707 | 2613238.6591 | 1229474.957 | 2613236.3561 | 1229475.0297
68 | 2613254.8788 | 1229474.2703 | 2613253.1805 | 1229485.2277
69 | 2613382.1266 | 1229473.2533 | 2613401.022 | 1229473.5787
70 | 2613382.1266 | 1229473.2533 | 2613381.7831 | 1229477.833 | 2613380.3228 | 1229497.0829
71 | 2613430.3778 | 1229474.0843 | 2613401.022 | 1229473.5787
72 | 2613380.2283 | 1229498.3279 | 2613380.3228 | 1229497.0829
73 | 2613236.3561 | 1229475.0297 | 2613221.3699 | 1229476.3084 | 2613206.0625 | 1229478.9427 | 2613201.2179 | 1229480.2812
74 | 2613253.1805 | 1229485.2277 | 2613251.5503 | 1229495.7456
75 | 2613430.3778 | 1229474.0843 | 2613449.2819 | 1229475.4774
76 | 2613380.2283 | 1229498.3279 | 2613378.1293 | 1229525.9966
77 | 2613251.5503 | 1229495.7456 | 2613247.8047 | 1229519.9129
78 | 2613487.3624 | 1229478.2838 | 2613449.2819 | 1229475.4774
79 | 2613377.248 | 1229537.6141 | 2613378.1293 | 1229525.9966
80 | 2613243.8201 | 1229545.6216 | 2613247.8047 | 1229519.9129
81 | 2613856.8055 | 1229814.2003 | 2613838.7103 | 1229819.4393
82 | 2613863.7454 | 1229812.191 | 2613856.8055 | 1229814.2003
83 | 2613836.2573 | 1229820.1495 | 2613838.7103 | 1229819.4393
84 | 2613863.7454 | 1229812.191 | 2613864.0373 | 1229812.1065
85 | 2613820.5596 | 1229824.6944 | 2613836.2573 | 1229820.1495
86 | 2613880.9105 | 1229807.2212 | 2613864.0373 | 1229812.1065
87 | 2613820.5596 | 1229824.6944 | 2613819.9734 | 1229819.767
88 | 2613820.5596 | 1229824.6944 | 2613821.8878 | 1229837.7479
89 | 2613880.9105 | 1229807.2212 | 2613882.0193 | 1229806.9002
90 | 2613817.8282 | 1229801.7347 | 2613819.9734 | 1229819.767
91 | 2613821.8878 | 1229837.7479 | 2613822.4058 | 1229842.838
92 | 2613882.0193 | 1229806.9002 | 2613891.8035 | 1229804.0674
93 | 2613817.8282 | 1229801.7347 | 2613817.3615 | 1229797.8121
94 | 2613822.4058 | 1229842.838 | 2613824.4261 | 1229862.6923
95 | 2613898.6668 | 1229802.0803 | 2613891.8035 | 1229804.0674
96 | 2613672.1957 | 1229510.3774 | 2613653.8154 | 1229508.1486
97 | 2613616.9745 | 1229503.6798 | 2613621.541 | 1229504.235 | 2613653.8154 | 1229508.1486
98 | 2613619.815 | 1229487.1542 | 2613616.9745 | 1229503.6798
99 | 2613616.9745 | 1229503.6798 | 2613615.6729 | 1229509.4481
100 | 2613619.815 | 1229487.1542 | 2613620.4503 | 1229480.9186 | 2613621.3692 | 1229469.1317
101 | 2613619.815 | 1229487.1542 | 2613616.0126 | 1229487.0122 | 2613606.3705 | 1229486.6344 | 2613576.3094 | 1229484.4538
102 | 2613615.6729 | 1229509.4481 | 2613610.7914 | 1229531.0821 | 2613609.4151 | 1229534.4898
103 | 2613621.3692 | 1229469.1317 | 2613623.2049 | 1229445.5816 | 2613623.2145 | 1229443.7406
104 | 2613566.6192 | 1229483.7509 | 2613576.3094 | 1229484.4538
105 | 2613603.2725 | 1229549.6983 | 2613609.4151 | 1229534.4898
106 | 2613623.2863 | 1229429.8391 | 2613623.2145 | 1229443.7406
107 | 2613557.5229 | 1229483.0911 | 2613566.6192 | 1229483.7509
108 | 2613603.2725 | 1229549.6983 | 2613606.5685 | 1229552.652 | 2613609.1236 | 1229554.9481 | 2613613.0794 | 1229560.8495 | 2613618.9897 | 1229586.7001
109 | 2613759.6846 | 1229769.339 | 2613778.8876 | 1229768.0762
110 | 2613783.9619 | 1229767.7425 | 2613778.8876 | 1229768.0762
111 | 2613783.9619 | 1229767.7425 | 2613799.8753 | 1229766.6971
112 | 2613783.9619 | 1229767.7425 | 2613783.301 | 1229756.6921
113 | 2613813.553 | 1229765.7986 | 2613799.8753 | 1229766.6971
114 | 2613782.4622 | 1229742.6674 | 2613783.301 | 1229756.6921
115 | 2613813.553 | 1229765.7986 | 2613815.251 | 1229780.0718
116 | 2613813.553 | 1229765.7986 | 2613818.9409 | 1229764.7994
117 | 2613815.251 | 1229780.0718 | 2613815.9605 | 1229786.0357
118 | 2613818.9409 | 1229764.7994 | 2613815.1498 | 1229750.6683
119 | 2613818.9409 | 1229764.7994 | 2613829.9365 | 1229762.7569 | 2613844.1497 | 1229758.0173
120 | 2613815.9605 | 1229786.0357 | 2613817.3615 | 1229797.8121
121 | 2613851.5819 | 1229755.5389 | 2613844.1497 | 1229758.0173
122 | 2613440.0749 | 1229621.6941 | 2613427.2587 | 1229618.5276
123 | 2613411.5562 | 1229614.648 | 2613427.2587 | 1229618.5276
124 | 2613440.0749 | 1229621.6941 | 2613459.004 | 1229625.8202
125 | 2613430.1502 | 1229672.9579 | 2613440.0749 | 1229621.6941
126 | 2613411.5562 | 1229614.648 | 2613399.8642 | 1229614.5083
127 | 2613411.5562 | 1229614.648 | 2613415.1754 | 1229587.6194
128 | 2613459.004 | 1229625.8202 | 2613507.6317 | 1229636.42
129 | 2613430.1502 | 1229672.9579 | 2613474.8206 | 1229682.1682
130 | 2613373.7738 | 1229614.1964 | 2613399.8642 | 1229614.5083
131 | 2613419.1988 | 1229557.5717 | 2613415.1754 | 1229587.6194
132 | 2613525.3787 | 1229640.2866 | 2613520.783 | 1229639.2867 | 2613507.6317 | 1229636.42
133 | 2613373.7738 | 1229614.1964 | 2613357.8733 | 1229615.5924
134 | 2613373.7738 | 1229614.1964 | 2613375.0087 | 1229586.9767
135 | 2613423.1423 | 1229528.1208 | 2613419.1988 | 1229557.5717
136 | 2613517.2968 | 1229653.4428 | 2613525.3787 | 1229640.2866
137 | 2613525.3787 | 1229640.2866 | 2613552.2874 | 1229611.04
138 | 2613357.8733 | 1229615.5924 | 2613337.155 | 1229617.4113
139 | 2613375.0087 | 1229586.9767 | 2613375.1135 | 1229584.6663
140 | 2613517.2968 | 1229653.4428 | 2613525.0909 | 1229656.9848 | 2613538.4572 | 1229658.7218
141 | 2613517.2968 | 1229653.4428 | 2613507.6458 | 1229669.1645
142 | 2613564.9336 | 1229597.2951 | 2613552.2874 | 1229611.04
143 | 2613337.155 | 1229617.4113 | 2613312.5788 | 1229619.5689
144 | 2613375.6189 | 1229573.5257 | 2613375.1135 | 1229584.6663
145 | 2613619.2494 | 1229369.7941 | 2613616.3164 | 1229354.5222
146 | 2613619.2494 | 1229369.7941 | 2613620.2801 | 1229376.8253
147 | 2613619.2494 | 1229369.7941 | 2613643.6063 | 1229371.704
148 | 2613620.2801 | 1229376.8253 | 2613621.6736 | 1229386.3317 | 2613622.9067 | 1229404.8601
149 | 2613643.6063 | 1229371.704 | 2613668.9033 | 1229373.6876 | 2613679.0625 | 1229374.591
150 | 2613623.2863 | 1229429.8391 | 2613623.3801 | 1229411.9731 | 2613622.9067 | 1229404.8601
151 | 2613722.2122 | 1229375.9334 | 2613717.7987 | 1229378.0356 | 2613679.0625 | 1229374.591
152 | 2613623.2863 | 1229429.8391 | 2613644.2371 | 1229431.3599
153 | 2613722.2122 | 1229375.9334 | 2613718.6249 | 1229400.8956
154 | 2613654.7717 | 1229432.1246 | 2613644.2371 | 1229431.3599
155 | 2613972.7548 | 1229901.311 | 2613964.2267 | 1229903.7862
156 | 2613972.7548 | 1229901.311 | 2613975.5099 | 1229900.5113 | 2613980.0634 | 1229896.8523
157 | 2613968.7957 | 1229876.1878 | 2613979.5673 | 1229891.8712 | 2613980.1314 | 1229896.7977 | 2613980.0634 | 1229896.8523
158 | 2613956.3349 | 1229858.0449 | 2613968.7957 | 1229876.1878
159 | 2613723.2999 | 1229808.1523 | 2613724.6596 | 1229830.3215
160 | 2613240.1267 | 1229562.1115 | 2613239.2832 | 1229568.2844
161 | 2613243.8201 | 1229545.6216 | 2613241.7956 | 1229549.8975 | 2613240.1267 | 1229562.1115
162 | 2613238.4372 | 1229574.4757 | 2613239.2832 | 1229568.2844
163 | 2613243.8201 | 1229545.6216 | 2613258.3891 | 1229544.7487
164 | 2613238.4372 | 1229574.4757 | 2613234.8157 | 1229600.9782
165 | 2613282.6469 | 1229543.2953 | 2613258.3891 | 1229544.7487
166 | 2613282.6469 | 1229543.2953 | 2613300.4294 | 1229542.2247
167 | 2613314.3447 | 1229541.3869 | 2613300.4294 | 1229542.2247
168 | 2613314.3447 | 1229541.3869 | 2613315.7384 | 1229557.8408
169 | 2613314.3447 | 1229541.3869 | 2613331.1747 | 1229540.3775
170 | 2613711.4178 | 1229878.8095 | 2613695.6968 | 1229876.343
171 | 2613732.7905 | 1229882.0306 | 2613718.3878 | 1229879.903 | 2613711.4178 | 1229878.8095
172 | 2613684.8749 | 1229874.6452 | 2613695.6968 | 1229876.343
173 | 2613761.1733 | 1229884.4819 | 2613734.2131 | 1229882.2407 | 2613732.7905 | 1229882.0306
174 | 2613684.8749 | 1229874.6452 | 2613683.5707 | 1229857.995
175 | 2613761.1733 | 1229884.4819 | 2613781.9511 | 1229884.1173
176 | 2613761.1733 | 1229884.4819 | 2613759.42 | 1229865.8769
177 | 2613683.5707 | 1229857.995 | 2613683.1155 | 1229852.1833
178 | 2613805.8188 | 1229882.8482 | 2613797.0098 | 1229883.8531 | 2613781.9511 | 1229884.1173
179 | 2613759.42 | 1229865.8769 | 2613757.7084 | 1229847.7136
180 | 2613634.5335 | 1229865.1689 | 2613635.4088 | 1229848.706
181 | 2613634.5335 | 1229865.1689 | 2613610.3162 | 1229860.6996
182 | 2613576.9488 | 1229854.5415 | 2613580.1862 | 1229855.1391 | 2613610.3162 | 1229860.6996
183 | 2613683.1155 | 1229852.1833 | 2613682.2085 | 1229840.6045
184 | 2613826.24 | 1229880.5187 | 2613805.8188 | 1229882.8482
185 | 2613757.1881 | 1229842.1919 | 2613757.7084 | 1229847.7136
186 | 2613563.2412 | 1229852.0111 | 2613576.9488 | 1229854.5415
187 | 2613682.1373 | 1229839.6958 | 2613682.2085 | 1229840.6045
188 | 2613826.24 | 1229880.5187 | 2613828.8234 | 1229900.3484
189 | 2613826.24 | 1229880.5187 | 2613855.1326 | 1229872.3739
190 | 2613826.24 | 1229880.5187 | 2613824.4261 | 1229862.6923
191 | 2613529.7435 | 1229708.7461 | 2613555.4283 | 1229706.8343
192 | 2613575.2342 | 1229705.3601 | 2613555.4283 | 1229706.8343
193 | 2613484.8558 | 1229706.2899 | 2613496.9373 | 1229709.697 | 2613506.2297 | 1229710.4962 | 2613529.7435 | 1229708.7461
194 | 2613484.8558 | 1229706.2899 | 2613507.6458 | 1229669.1645
195 | 2613564.6959 | 1229662.1317 | 2613538.4572 | 1229658.7218
196 | 2613640.8785 | 1229700.474 | 2613641.6915 | 1229709.3478
197 | 2613640.8785 | 1229700.474 | 2613638.9166 | 1229675.7105
198 | 2613640.8785 | 1229700.474 | 2613659.3153 | 1229699.0791
199 | 2613641.6915 | 1229709.3478 | 2613637.5996 | 1229710.0166 | 2613637.8441 | 1229713.4061
200 | 2613641.6915 | 1229709.3478 | 2613642.2273 | 1229716.8535 | 2613643.7084 | 1229734.9788
201 | 2613638.6919 | 1229672.8747 | 2613638.9166 | 1229675.7105
202 | 2613672.9708 | 1229698.0459 | 2613659.3153 | 1229699.0791
203 | 2613637.8441 | 1229713.4061 | 2613637.9514 | 1229714.8926
204 | 2613644.4467 | 1229734.9201 | 2613643.7084 | 1229734.9788
205 | 2613643.7084 | 1229734.9788 | 2613644.4628 | 1229746.265 | 2613643.291 | 1229764.0848
206 | 2613638.6919 | 1229672.8747 | 2613626.5992 | 1229670.9905
207 | 2613638.6919 | 1229672.8747 | 2613627.6845 | 1229624.7303
208 | 2613672.9708 | 1229698.0459 | 2613681.0099 | 1229697.4273
209 | 2613642.4146 | 1229777.4123 | 2613643.291 | 1229764.0848
210 | 2613626.5992 | 1229670.9905 | 2613608.3714 | 1229668.1411
211 | 2613626.5992 | 1229670.9905 | 2613625.2641 | 1229678.4919 | 2613624.7269 | 1229681.5258
212 | 2613627.6845 | 1229624.7303 | 2613625.7531 | 1229616.2826
213 | 2613559.4077 | 1229851.3034 | 2613556.2352 | 1229850.7177
214 | 2613563.2412 | 1229852.0111 | 2613559.4077 | 1229851.3034
215 | 2613549.2017 | 1229849.4194 | 2613556.2352 | 1229850.7177
216 | 2613549.2017 | 1229849.4194 | 2613542.7279 | 1229848.2243
217 | 2613540.2351 | 1229847.7641 | 2613542.7279 | 1229848.2243
218 | 2613540.2351 | 1229847.7641 | 2613537.0999 | 1229847.1854
219 | 2613523.2256 | 1229844.6242 | 2613537.0999 | 1229847.1854
220 | 2613376.4707 | 1229554.7487 | 2613375.6189 | 1229573.5257
221 | 2613377.248 | 1229537.6141 | 2613376.4707 | 1229554.7487
222 | 2613377.248 | 1229537.6141 | 2613359.2343 | 1229538.6945
223 | 2613331.1747 | 1229540.3775 | 2613359.2343 | 1229538.6945
224 | 2613316.4187 | 1229565.8728 | 2613315.7384 | 1229557.8408
225 | 2613316.4187 | 1229565.8728 | 2613330.4723 | 1229564.9258
226 | 2613316.4187 | 1229565.8728 | 2613311.6409 | 1229571.7657
227 | 2613372.157 | 1229909.9804 | 2613365.8251 | 1229913.2015
228 | 2613948.1642 | 1229846.1483 | 2613956.3349 | 1229858.0449
229 | 2613948.1642 | 1229846.1483 | 2613951.8225 | 1229844.9256
230 | 2613948.1642 | 1229846.1483 | 2613916.695 | 1229855.0194
231 | 2613977.3687 | 1229834.4762 | 2613965.804 | 1229840.2526 | 2613951.8225 | 1229844.9256
232 | 2613914.6777 | 1229855.5881 | 2613916.695 | 1229855.0194
233 | 2613512.6975 | 1229480.0081 | 2613510.6232 | 1229479.87
234 | 2613541.0239 | 1229481.8942 | 2613512.6975 | 1229480.0081
235 | 2613492.6267 | 1229478.6717 | 2613510.6232 | 1229479.87
236 | 2613541.0239 | 1229481.8942 | 2613542.0716 | 1229468.4087
237 | 2613541.0239 | 1229481.8942 | 2613555.4665 | 1229482.9419
238 | 2613492.6267 | 1229478.6717 | 2613487.6492 | 1229478.3049
239 | 2613492.6267 | 1229478.6717 | 2613493.8203 | 1229464.6487
240 | 2613542.0716 | 1229468.4087 | 2613543.8658 | 1229445.316
241 | 2613557.5229 | 1229483.0911 | 2613555.4665 | 1229482.9419
242 | 2613487.6492 | 1229478.3049 | 2613487.3624 | 1229478.2838
243 | 2613493.9898 | 1229462.6581 | 2613493.8203 | 1229464.6487
244 | 2613544.0078 | 1229443.4882 | 2613543.8658 | 1229445.316
245 | 2613493.9898 | 1229462.6581 | 2613495.6508 | 1229443.1441
246 | 2613545.0345 | 1229430.2726 | 2613544.0078 | 1229443.4882
247 | 2613495.6508 | 1229443.1441 | 2613496.133 | 1229437.4792
248 | 2613906.1654 | 1229857.9877 | 2613914.6777 | 1229855.5881
249 | 2613906.1654 | 1229857.9877 | 2613891.2873 | 1229862.1819
250 | 2613891.2873 | 1229862.1819 | 2613879.2299 | 1229865.5808
251 | 2613863.3531 | 1229870.0565 | 2613879.2299 | 1229865.5808
252 | 2613977.3687 | 1229834.4762 | 2613991.9398 | 1229850.0025
253 | 2613855.1326 | 1229872.3739 | 2613863.3531 | 1229870.0565
254 | 2613991.9398 | 1229850.0025 | 2614009.7358 | 1229868.9652
255 | 2613639.1873 | 1229777.6384 | 2613642.4146 | 1229777.4123
256 | 2613639.1873 | 1229777.6384 | 2613638.4272 | 1229791.9351
257 | 2613639.1873 | 1229777.6384 | 2613623.9064 | 1229777.8635
258 | 2613913.4092 | 1229797.812 | 2613898.6668 | 1229802.0803
259 | 2613938.1925 | 1229789.2799 | 2613932.8986 | 1229792.1693 | 2613913.4092 | 1229797.812
260 | 2613938.1925 | 1229789.2799 | 2613941.7431 | 1229786.8534 | 2613947.6755 | 1229782.9539 | 2613951.9244 | 1229779.9398 | 2613967.1859 | 1229799.9652
261 | 2613967.1859 | 1229799.9652 | 2613979.878 | 1229794.7806 | 2614014.1666 | 1229793.8376
262 | 2613906.8304 | 1229741.8118 | 2613908.9566 | 1229742.8063 | 2613917.7547 | 1229756.7918
263 | 2613906.8304 | 1229741.8118 | 2613902.7369 | 1229739.9123 | 2613897.1154 | 1229740.355 | 2613879.8146 | 1229746.1243
264 | 2614014.1666 | 1229793.8376 | 2614042.2929 | 1229793.0641
265 | 2613872.8258 | 1229748.4548 | 2613879.8146 | 1229746.1243
266 | 2614074.0198 | 1229792.1916 | 2614042.2929 | 1229793.0641
267 | 2613211.8324 | 1229637.4722 | 2613122.0315 | 1229813.1344
268 | 2613252.9918 | 1229624.8003 | 2613211.8324 | 1229637.4722
269 | 2613252.9918 | 1229624.8003 | 2613312.5788 | 1229619.5689
270 | 2613724.6598 | 1229830.3238 | 2613724.6596 | 1229830.3215
271 | 2613724.6671 | 1229830.4434 | 2613724.6598 | 1229830.3238
272 | 2613851.5819 | 1229755.5389 | 2613861.4107 | 1229752.2614
273 | 2613872.8258 | 1229748.4548 | 2613861.4107 | 1229752.2614
274 | 2613564.9336 | 1229597.2951 | 2613552.795 | 1229585.5827 | 2613551.8391 | 1229585.0652
275 | 2613551.8391 | 1229585.0652 | 2613538.9918 | 1229578.1096
276 | 2613523.1831 | 1229569.5505 | 2613538.9918 | 1229578.1096
277 | 2613618.9897 | 1229586.7001 | 2613619.9735 | 1229591.0034
278 | 2614009.7358 | 1229868.9652 | 2614028.7851 | 1229889.2633
279 | 2613502.6721 | 1229840.83 | 2613500.2814 | 1229840.3887
280 | 2613523.2256 | 1229844.6242 | 2613502.6721 | 1229840.83
281 | 2614046.3061 | 1229942.0235 | 2614023.4212 | 1229949.4484
282 | 2614012.6418 | 1229952.9457 | 2614023.4212 | 1229949.4484
283 | 2614012.6418 | 1229952.9457 | 2613992.2961 | 1229959.5468
284 | 2613992.2961 | 1229959.5468 | 2613963.6198 | 1229968.8507
285 | 2613929.5133 | 1229979.9164 | 2613917.2802 | 1229983.8854
286 | 2613935.6581 | 1229977.9228 | 2613929.5133 | 1229979.9164
287 | 2613882.8218 | 1229995.0652 | 2613917.2802 | 1229983.8854
288 | 2613941.9239 | 1229975.8898 | 2613935.6581 | 1229977.9228
289 | 2613882.8218 | 1229995.0652 | 2613862.3304 | 1230001.7136
290 | 2613949.042 | 1229973.5804 | 2613941.9239 | 1229975.8898
291 | 2613844.0843 | 1230005.1789 | 2613845.3785 | 1230005.6489 | 2613847.6577 | 1230005.9098 | 2613850.7794 | 1230005.4613 | 2613862.3304 | 1230001.7136
292 | 2613949.042 | 1229973.5804 | 2613963.6198 | 1229968.8507
293 | 2613600.8242 | 1229793.919 | 2613599.0229 | 1229819.2807
294 | 2613588.8545 | 1229827.5208 | 2613596.8892 | 1229828.0832 | 2613598.5452 | 1229826.0079 | 2613599.0229 | 1229819.2807
295 | 2613588.8545 | 1229827.5208 | 2613578.4781 | 1229826.7944
296 | 2613497.0623 | 1229426.5618 | 2613496.133 | 1229437.4792
297 | 2613625.7531 | 1229616.2826 | 2613619.9735 | 1229591.0034
298 | 2613601.4826 | 1229667.0642 | 2613608.3714 | 1229668.1411
299 | 2613620.3199 | 1229680.8598 | 2613624.7269 | 1229681.5258

## bus_geodata
| x | y | coords
0 | 2613708.8954 | 1229772.7349
1 | 2613702.0032 | 1229773.2198
2 | 2613716.4638 | 1229772.2024
3 | 2613685.773 | 1229774.3617
4 | 2613721.075 | 1229771.878
5 | 2613678.8756 | 1229774.847
6 | 2613721.966 | 1229786.4049
7 | 2613729.5277 | 1229771.3222
8 | 2613678.0891 | 1229774.9023
9 | 2613722.2674 | 1229791.3194
10 | 2613750.899 | 1229769.9168
11 | 2613662.4634 | 1229776.0017
12 | 2613723.2566 | 1229807.4468
13 | 2613757.6708 | 1229769.4715
14 | 2613882.7227 | 1229927.4422
15 | 2613896.9897 | 1229923.3013
16 | 2613872.2775 | 1229930.4739
17 | 2613908.673 | 1229919.9103
18 | 2613871.7378 | 1229930.6305
19 | 2613921.0569 | 1229916.316
20 | 2613856.9218 | 1229934.9308
21 | 2613935.1026 | 1229912.2393
22 | 2613834.1882 | 1229941.5291
23 | 2613946.6316 | 1229908.8931
24 | 2613836.0408 | 1229960.6844
25 | 2613443.8291 | 1229894.7865
26 | 2613450.3563 | 1229874.7473
27 | 2613436.6989 | 1229910.2955
28 | 2613458.6097 | 1229840.533
29 | 2613429.3123 | 1229920.8595
30 | 2613444.6621 | 1229835.5888
31 | 2613459.8842 | 1229832.9314
32 | 2613407.3119 | 1229932.8395
33 | 2613453.5507 | 1229937.5958
34 | 2613425.8152 | 1229828.9079
35 | 2613461.2671 | 1229810.8435
36 | 2613477.1286 | 1229836.1147
37 | 2613393.5267 | 1229930.0658
38 | 2613471.297 | 1229949.8494
39 | 2613405.9356 | 1229860.9935
40 | 2613470.0797 | 1229802.7112
41 | 2613489.9209 | 1229838.4762
42 | 2613364.3389 | 1229920.6804
43 | 2613552.5794 | 1229778.4035
44 | 2613533.6407 | 1229778.4866
45 | 2613552.6349 | 1229778.4033
46 | 2613526.6999 | 1229778.517
47 | 2613564.9548 | 1229778.3493
48 | 2613511.6246 | 1229778.5831
49 | 2613593.109 | 1229778.2258
50 | 2613508.998 | 1229778.5946
51 | 2613601.9415 | 1229778.1871
52 | 2613500.5352 | 1229778.6317
53 | 2613615.2748 | 1229777.9907
54 | 2613600.8347 | 1229793.77
55 | 2613304.6709 | 1229473.3985
56 | 2613324.6849 | 1229473.361
57 | 2613284.4824 | 1229473.4364
58 | 2613254.8788 | 1229474.2703
59 | 2613382.1266 | 1229473.2533
60 | 2613401.022 | 1229473.5787
61 | 2613380.3228 | 1229497.0829
62 | 2613236.3561 | 1229475.0297
63 | 2613253.1805 | 1229485.2277
64 | 2613430.3778 | 1229474.0843
65 | 2613380.2283 | 1229498.3279
66 | 2613201.2179 | 1229480.2812
67 | 2613251.5503 | 1229495.7456
68 | 2613449.2819 | 1229475.4774
69 | 2613378.1293 | 1229525.9966
70 | 2613247.8047 | 1229519.9129
71 | 2613856.8055 | 1229814.2003
72 | 2613838.7103 | 1229819.4393
73 | 2613863.7454 | 1229812.191
74 | 2613836.2573 | 1229820.1495
75 | 2613864.0373 | 1229812.1065
76 | 2613820.5596 | 1229824.6944
77 | 2613880.9105 | 1229807.2212
78 | 2613819.9734 | 1229819.767
79 | 2613821.8878 | 1229837.7479
80 | 2613882.0193 | 1229806.9002
81 | 2613817.8282 | 1229801.7347
82 | 2613822.4058 | 1229842.838
83 | 2613891.8035 | 1229804.0674
84 | 2613672.1957 | 1229510.3774
85 | 2613653.8154 | 1229508.1486
86 | 2613616.9745 | 1229503.6798
87 | 2613619.815 | 1229487.1542
88 | 2613615.6729 | 1229509.4481
89 | 2613621.3692 | 1229469.1317
90 | 2613576.3094 | 1229484.4538
91 | 2613609.4151 | 1229534.4898
92 | 2613623.2145 | 1229443.7406
93 | 2613566.6192 | 1229483.7509
94 | 2613603.2725 | 1229549.6983
95 | 2613778.8876 | 1229768.0762
96 | 2613759.6846 | 1229769.339
97 | 2613783.9619 | 1229767.7425
98 | 2613799.8753 | 1229766.6971
99 | 2613783.301 | 1229756.6921
100 | 2613813.553 | 1229765.7986
101 | 2613782.4622 | 1229742.6674
102 | 2613815.251 | 1229780.0718
103 | 2613818.9409 | 1229764.7994
104 | 2613815.9605 | 1229786.0357
105 | 2613815.1498 | 1229750.6683
106 | 2613844.1497 | 1229758.0173
107 | 2613427.2587 | 1229618.5276
108 | 2613440.0749 | 1229621.6941
109 | 2613411.5562 | 1229614.648
110 | 2613459.004 | 1229625.8202
111 | 2613430.1502 | 1229672.9579
112 | 2613399.8642 | 1229614.5083
113 | 2613415.1754 | 1229587.6194
114 | 2613507.6317 | 1229636.42
115 | 2613474.8206 | 1229682.1682
116 | 2613373.7738 | 1229614.1964
117 | 2613419.1988 | 1229557.5717
118 | 2613525.3787 | 1229640.2866
119 | 2613357.8733 | 1229615.5924
120 | 2613375.0087 | 1229586.9767
121 | 2613423.1423 | 1229528.1208
122 | 2613517.2968 | 1229653.4428
123 | 2613552.2874 | 1229611.04
124 | 2613337.155 | 1229617.4113
125 | 2613375.1135 | 1229584.6663
126 | 2613616.3164 | 1229354.5222
127 | 2613619.2494 | 1229369.7941
128 | 2613620.2801 | 1229376.8253
129 | 2613643.6063 | 1229371.704
130 | 2613622.9067 | 1229404.8601
131 | 2613679.0625 | 1229374.591
132 | 2613623.2863 | 1229429.8391
133 | 2613722.2122 | 1229375.9334
134 | 2613644.2371 | 1229431.3599
135 | 2613718.6249 | 1229400.8956
136 | 2613964.2267 | 1229903.7862
137 | 2613972.7548 | 1229901.311
138 | 2613980.0634 | 1229896.8523
139 | 2613968.7957 | 1229876.1878
140 | 2613723.2999 | 1229808.1523
141 | 2613240.1267 | 1229562.1115
142 | 2613239.2832 | 1229568.2844
143 | 2613243.8201 | 1229545.6216
144 | 2613238.4372 | 1229574.4757
145 | 2613258.3891 | 1229544.7487
146 | 2613234.8157 | 1229600.9782
147 | 2613282.6469 | 1229543.2953
148 | 2613300.4294 | 1229542.2247
149 | 2613314.3447 | 1229541.3869
150 | 2613711.4178 | 1229878.8095
151 | 2613695.6968 | 1229876.343
152 | 2613732.7905 | 1229882.0306
153 | 2613684.8749 | 1229874.6452
154 | 2613761.1733 | 1229884.4819
155 | 2613683.5707 | 1229857.995
156 | 2613781.9511 | 1229884.1173
157 | 2613759.42 | 1229865.8769
158 | 2613634.5335 | 1229865.1689
159 | 2613635.4088 | 1229848.706
160 | 2613610.3162 | 1229860.6996
161 | 2613683.1155 | 1229852.1833
162 | 2613805.8188 | 1229882.8482
163 | 2613757.7084 | 1229847.7136
164 | 2613576.9488 | 1229854.5415
165 | 2613682.2085 | 1229840.6045
166 | 2613826.24 | 1229880.5187
167 | 2613757.1881 | 1229842.1919
168 | 2613555.4283 | 1229706.8343
169 | 2613529.7435 | 1229708.7461
170 | 2613575.2342 | 1229705.3601
171 | 2613484.8558 | 1229706.2899
172 | 2613507.6458 | 1229669.1645
173 | 2613538.4572 | 1229658.7218
174 | 2613640.8785 | 1229700.474
175 | 2613641.6915 | 1229709.3478
176 | 2613638.9166 | 1229675.7105
177 | 2613659.3153 | 1229699.0791
178 | 2613637.8441 | 1229713.4061
179 | 2613643.7084 | 1229734.9788
180 | 2613638.6919 | 1229672.8747
181 | 2613672.9708 | 1229698.0459
182 | 2613637.9514 | 1229714.8926
183 | 2613644.4467 | 1229734.9201
184 | 2613643.291 | 1229764.0848
185 | 2613626.5992 | 1229670.9905
186 | 2613627.6845 | 1229624.7303
187 | 2613681.0099 | 1229697.4273
188 | 2613559.4077 | 1229851.3034
189 | 2613556.2352 | 1229850.7177
190 | 2613563.2412 | 1229852.0111
191 | 2613549.2017 | 1229849.4194
192 | 2613542.7279 | 1229848.2243
193 | 2613540.2351 | 1229847.7641
194 | 2613537.0999 | 1229847.1854
195 | 2613376.4707 | 1229554.7487
196 | 2613375.6189 | 1229573.5257
197 | 2613377.248 | 1229537.6141
198 | 2613359.2343 | 1229538.6945
199 | 2613331.1747 | 1229540.3775
200 | 2613315.7384 | 1229557.8408
201 | 2613316.4187 | 1229565.8728
202 | 2613330.4723 | 1229564.9258
203 | 2613311.6409 | 1229571.7657
204 | 2613365.8251 | 1229913.2015
205 | 2613372.157 | 1229909.9804
206 | 2613956.3349 | 1229858.0449
207 | 2613948.1642 | 1229846.1483
208 | 2613951.8225 | 1229844.9256
209 | 2613916.695 | 1229855.0194
210 | 2613512.6975 | 1229480.0081
211 | 2613510.6232 | 1229479.87
212 | 2613541.0239 | 1229481.8942
213 | 2613492.6267 | 1229478.6717
214 | 2613542.0716 | 1229468.4087
215 | 2613555.4665 | 1229482.9419
216 | 2613487.6492 | 1229478.3049
217 | 2613493.8203 | 1229464.6487
218 | 2613543.8658 | 1229445.316
219 | 2613557.5229 | 1229483.0911
220 | 2613487.3624 | 1229478.2838
221 | 2613493.9898 | 1229462.6581
222 | 2613544.0078 | 1229443.4882
223 | 2613495.6508 | 1229443.1441
224 | 2613545.0345 | 1229430.2726
225 | 2613914.6777 | 1229855.5881
226 | 2613906.1654 | 1229857.9877
227 | 2613891.2873 | 1229862.1819
228 | 2613879.2299 | 1229865.5808
229 | 2613977.3687 | 1229834.4762
230 | 2613863.3531 | 1229870.0565
231 | 2613991.9398 | 1229850.0025
232 | 2613855.1326 | 1229872.3739
233 | 2613478.2613 | 1229778.7294
234 | 2613642.4146 | 1229777.4123
235 | 2613639.1873 | 1229777.6384
236 | 2613638.4272 | 1229791.9351
237 | 2613623.9064 | 1229777.8635
238 | 2613682.1373 | 1229839.6958
239 | 2613817.3615 | 1229797.8121
240 | 2613824.4261 | 1229862.6923
241 | 2613898.6668 | 1229802.0803
242 | 2613913.4092 | 1229797.812
243 | 2613938.1925 | 1229789.2799
244 | 2613967.1859 | 1229799.9652
245 | 2613917.7547 | 1229756.7918
246 | 2613906.8304 | 1229741.8118
247 | 2614014.1666 | 1229793.8376
248 | 2613879.8146 | 1229746.1243
249 | 2614042.2929 | 1229793.0641
250 | 2613211.8324 | 1229637.4722
251 | 2613122.0315 | 1229813.1344
252 | 2613252.9918 | 1229624.8003
253 | 2613312.5788 | 1229619.5689
254 | 2613724.6596 | 1229830.3215
255 | 2613724.6598 | 1229830.3238
256 | 2613724.6671 | 1229830.4434
257 | 2613851.5819 | 1229755.5389
258 | 2613861.4107 | 1229752.2614
259 | 2613872.8258 | 1229748.4548
260 | 2613404.2185 | 1229863.3021
261 | 2613393.4481 | 1229852.9051
262 | 2613564.9336 | 1229597.2951
263 | 2613564.6959 | 1229662.1317
264 | 2613551.8391 | 1229585.0652
265 | 2613538.9919 | 1229578.1096
266 | 2613618.9897 | 1229586.7001
267 | 2613828.8234 | 1229900.3484
268 | 2614009.7358 | 1229868.9652
269 | 2613500.2814 | 1229840.3887
270 | 2613502.6721 | 1229840.83
271 | 2613523.2256 | 1229844.6242
272 | 2614074.0198 | 1229792.1916
273 | 2614028.7851 | 1229889.2633
274 | 2614046.3061 | 1229942.0235
275 | 2614023.4212 | 1229949.4484
276 | 2614012.6418 | 1229952.9457
277 | 2613992.2961 | 1229959.5468
278 | 2613654.7717 | 1229432.1246
279 | 2613929.5133 | 1229979.9164
280 | 2613917.2802 | 1229983.8854
281 | 2613935.6581 | 1229977.9228
282 | 2613882.8218 | 1229995.0652
283 | 2613941.9239 | 1229975.8898
284 | 2613862.3304 | 1230001.7136
285 | 2613949.042 | 1229973.5804
286 | 2613844.0843 | 1230005.1789
287 | 2613963.6198 | 1229968.8507
288 | 2613599.0229 | 1229819.2807
289 | 2613600.8242 | 1229793.919
290 | 2613588.8545 | 1229827.5208
291 | 2613578.4781 | 1229826.7944
292 | 2613496.133 | 1229437.4792
293 | 2613619.9735 | 1229591.0034
294 | 2613625.7531 | 1229616.2826
295 | 2613608.3713 | 1229668.1411
296 | 2613624.7269 | 1229681.5258
297 | 2613497.0623 | 1229426.5618
298 | 2613523.1831 | 1229569.5505
299 | 2613601.4826 | 1229667.0642
300 | 2613620.3199 | 1229680.8598
301 | 2613638.2751 | 1229719.3793

## line_std_types
| c_nf_per_km | r_ohm_per_km | x_ohm_per_km | max_i_ka | type | q_mm2 | alpha | voltage_rating
NAYY 4x50 SE | 210 | 0.642 | 0.083 | 0.142 | cs | 50 | 0.00403 | LV
NAYY 4x120 SE | 264 | 0.225 | 0.08 | 0.242 | cs | 120 | 0.00403 | LV
NAYY 4x150 SE | 261 | 0.208 | 0.08 | 0.27 | cs | 150 | 0.00403 | LV
NA2XS2Y 1x95 RM/25 12/20 kV | 216 | 0.313 | 0.132 | 0.252 | cs | 95 | 0.00403 | MV
NA2XS2Y 1x185 RM/25 12/20 kV | 273 | 0.161 | 0.117 | 0.362 | cs | 185 | 0.00403 | MV
NA2XS2Y 1x240 RM/25 12/20 kV | 304 | 0.122 | 0.112 | 0.421 | cs | 240 | 0.00403 | MV
NA2XS2Y 1x95 RM/25 6/10 kV | 315 | 0.313 | 0.123 | 0.249 | cs | 95 | 0.00403 | MV
NA2XS2Y 1x185 RM/25 6/10 kV | 406 | 0.161 | 0.11 | 0.358 | cs | 185 | 0.00403 | MV
NA2XS2Y 1x240 RM/25 6/10 kV | 456 | 0.122 | 0.105 | 0.416 | cs | 240 | 0.00403 | MV
NA2XS2Y 1x150 RM/25 12/20 kV | 250 | 0.206 | 0.116 | 0.319 | cs | 150 | 0.00403 | MV
NA2XS2Y 1x120 RM/25 12/20 kV | 230 | 0.253 | 0.119 | 0.283 | cs | 120 | 0.00403 | MV
NA2XS2Y 1x70 RM/25 12/20 kV | 190 | 0.443 | 0.132 | 0.22 | cs | 70 | 0.00403 | MV
NA2XS2Y 1x150 RM/25 6/10 kV | 360 | 0.206 | 0.11 | 0.315 | cs | 150 | 0.00403 | MV
NA2XS2Y 1x120 RM/25 6/10 kV | 340 | 0.253 | 0.113 | 0.28 | cs | 120 | 0.00403 | MV
NA2XS2Y 1x70 RM/25 6/10 kV | 280 | 0.443 | 0.123 | 0.217 | cs | 70 | 0.00403 | MV
N2XS(FL)2Y 1x120 RM/35 64/110 kV | 112 | 0.153 | 0.166 | 0.366 | cs | 120 | 0.00393 | HV
N2XS(FL)2Y 1x185 RM/35 64/110 kV | 125 | 0.099 | 0.156 | 0.457 | cs | 185 | 0.00393 | HV
N2XS(FL)2Y 1x240 RM/35 64/110 kV | 135 | 0.075 | 0.149 | 0.526 | cs | 240 | 0.00393 | HV
N2XS(FL)2Y 1x300 RM/35 64/110 kV | 144 | 0.06 | 0.144 | 0.588 | cs | 300 | 0.00393 | HV
15-AL1/3-ST1A 0.4 | 11 | 1.8769 | 0.35 | 0.105 | ol | 16 | 0.00403 | LV
24-AL1/4-ST1A 0.4 | 11.25 | 1.2012 | 0.335 | 0.14 | ol | 24 | 0.00403 | LV
48-AL1/8-ST1A 0.4 | 12.2 | 0.5939 | 0.3 | 0.21 | ol | 48 | 0.00403 | LV
94-AL1/15-ST1A 0.4 | 13.2 | 0.306 | 0.29 | 0.35 | ol | 94 | 0.00403 | LV
34-AL1/6-ST1A 10.0 | 9.7 | 0.8342 | 0.36 | 0.17 | ol | 34 | 0.00403 | MV
48-AL1/8-ST1A 10.0 | 10.1 | 0.5939 | 0.35 | 0.21 | ol | 48 | 0.00403 | MV
70-AL1/11-ST1A 10.0 | 10.4 | 0.4132 | 0.339 | 0.29 | ol | 70 | 0.00403 | MV
94-AL1/15-ST1A 10.0 | 10.75 | 0.306 | 0.33 | 0.35 | ol | 94 | 0.00403 | MV
122-AL1/20-ST1A 10.0 | 11.1 | 0.2376 | 0.323 | 0.41 | ol | 122 | 0.00403 | MV
149-AL1/24-ST1A 10.0 | 11.25 | 0.194 | 0.315 | 0.47 | ol | 149 | 0.00403 | MV
34-AL1/6-ST1A 20.0 | 9.15 | 0.8342 | 0.382 | 0.17 | ol | 34 | 0.00403 | MV
48-AL1/8-ST1A 20.0 | 9.5 | 0.5939 | 0.372 | 0.21 | ol | 48 | 0.00403 | MV
70-AL1/11-ST1A 20.0 | 9.7 | 0.4132 | 0.36 | 0.29 | ol | 70 | 0.00403 | MV
94-AL1/15-ST1A 20.0 | 10 | 0.306 | 0.35 | 0.35 | ol | 94 | 0.00403 | MV
122-AL1/20-ST1A 20.0 | 10.3 | 0.2376 | 0.344 | 0.41 | ol | 122 | 0.00403 | MV
149-AL1/24-ST1A 20.0 | 10.5 | 0.194 | 0.337 | 0.47 | ol | 149 | 0.00403 | MV
184-AL1/30-ST1A 20.0 | 10.75 | 0.1571 | 0.33 | 0.535 | ol | 184 | 0.00403 | MV
243-AL1/39-ST1A 20.0 | 11 | 0.1188 | 0.32 | 0.645 | ol | 243 | 0.00403 | MV
48-AL1/8-ST1A 110.0 | 8 | 0.5939 | 0.46 | 0.21 | ol | 48 | 0.00403 | HV
70-AL1/11-ST1A 110.0 | 8.4 | 0.4132 | 0.45 | 0.29 | ol | 70 | 0.00403 | HV
94-AL1/15-ST1A 110.0 | 8.65 | 0.306 | 0.44 | 0.35 | ol | 94 | 0.00403 | HV
122-AL1/20-ST1A 110.0 | 8.5 | 0.2376 | 0.43 | 0.41 | ol | 122 | 0.00403 | HV
149-AL1/24-ST1A 110.0 | 8.75 | 0.194 | 0.41 | 0.47 | ol | 149 | 0.00403 | HV
184-AL1/30-ST1A 110.0 | 8.8 | 0.1571 | 0.4 | 0.535 | ol | 184 | 0.00403 | HV
243-AL1/39-ST1A 110.0 | 9 | 0.1188 | 0.39 | 0.645 | ol | 243 | 0.00403 | HV
305-AL1/39-ST1A 110.0 | 9.2 | 0.0949 | 0.38 | 0.74 | ol | 305 | 0.00403 | HV
490-AL1/64-ST1A 110.0 | 9.75 | 0.059 | 0.37 | 0.96 | ol | 490 | 0.00403 | HV
679-AL1/86-ST1A 110.0 | 9.95 | 0.042 | 0.36 | 1.15 | ol | 679 | 0.00403 | HV
490-AL1/64-ST1A 220.0 | 10 | 0.059 | 0.285 | 0.96 | ol | 490 | 0.00403 | HV
679-AL1/86-ST1A 220.0 | 11.7 | 0.042 | 0.275 | 1.15 | ol | 679 | 0.00403 | HV
490-AL1/64-ST1A 380.0 | 11 | 0.059 | 0.253 | 0.96 | ol | 490 | 0.00403 | HV
679-AL1/86-ST1A 380.0 | 14.6 | 0.042 | 0.25 | 1.15 | ol | 679 | 0.00403 | HV

## trafo_std_types
| i0_percent | pfe_kw | vkr_percent | sn_mva | vn_lv_kv | vn_hv_kv | vk_percent | shift_degree | vector_group | tap_side | tap_neutral | tap_min | tap_max | tap_step_degree | tap_step_percent | tap_phase_shifter
160 MVA 380/110 kV | 0.06 | 60 | 0.25 | 160 | 110 | 380 | 12.2 | 0 | Yy0 | hv | 0 | -9 | 9 | 0 | 1.5 | FALSE
100 MVA 220/110 kV | 0.06 | 55 | 0.26 | 100 | 110 | 220 | 12 | 0 | Yy0 | hv | 0 | -9 | 9 | 0 | 1.5 | FALSE
63 MVA 110/20 kV | 0.04 | 22 | 0.32 | 63 | 20 | 110 | 18 | 150 | YNd5 | hv | 0 | -9 | 9 | 0 | 1.5 | FALSE
40 MVA 110/20 kV | 0.05 | 18 | 0.34 | 40 | 20 | 110 | 16.2 | 150 | YNd5 | hv | 0 | -9 | 9 | 0 | 1.5 | FALSE
25 MVA 110/20 kV | 0.07 | 14 | 0.41 | 25 | 20 | 110 | 12 | 150 | YNd5 | hv | 0 | -9 | 9 | 0 | 1.5 | FALSE
63 MVA 110/10 kV | 0.04 | 22 | 0.32 | 63 | 10 | 110 | 18 | 150 | YNd5 | hv | 0 | -9 | 9 | 0 | 1.5 | FALSE
40 MVA 110/10 kV | 0.05 | 18 | 0.34 | 40 | 10 | 110 | 16.2 | 150 | YNd5 | hv | 0 | -9 | 9 | 0 | 1.5 | FALSE
25 MVA 110/10 kV | 0.07 | 14 | 0.41 | 25 | 10 | 110 | 12 | 150 | YNd5 | hv | 0 | -9 | 9 | 0 | 1.5 | FALSE
0.25 MVA 20/0.4 kV | 0.32 | 0.8 | 1.44 | 0.25 | 0.4 | 20 | 6 | 150 | Yzn5 | hv | 0 | -2 | 2 | 0 | 2.5 | FALSE
0.4 MVA 20/0.4 kV | 0.3375 | 1.35 | 1.425 | 0.4 | 0.4 | 20 | 6 | 150 | Dyn5 | hv | 0 | -2 | 2 | 0 | 2.5 | FALSE
0.63 MVA 20/0.4 kV | 0.2619 | 1.65 | 1.206 | 0.63 | 0.4 | 20 | 6 | 150 | Dyn5 | hv | 0 | -2 | 2 | 0 | 2.5 | FALSE
0.25 MVA 10/0.4 kV | 0.24 | 0.6 | 1.2 | 0.25 | 0.4 | 10 | 4 | 150 | Dyn5 | hv | 0 | -2 | 2 | 0 | 2.5 | FALSE
0.4 MVA 10/0.4 kV | 0.2375 | 0.95 | 1.325 | 0.4 | 0.4 | 10 | 4 | 150 | Dyn5 | hv | 0 | -2 | 2 | 0 | 2.5 | FALSE
0.63 MVA 10/0.4 kV | 0.1873 | 1.18 | 1.0794 | 0.63 | 0.4 | 10 | 4 | 150 | Dyn5 | hv | 0 | -2 | 2 | 0 | 2.5 | FALSE

## trafo3w_std_types
| sn_hv_mva | sn_mv_mva | sn_lv_mva | vn_hv_kv | vn_mv_kv | vn_lv_kv | vk_hv_percent | vk_mv_percent | vk_lv_percent | vkr_hv_percent | vkr_mv_percent | vkr_lv_percent | pfe_kw | i0_percent | shift_mv_degree | shift_lv_degree | vector_group | tap_side | tap_neutral | tap_min | tap_max | tap_step_percent
63/25/38 MVA 110/20/10 kV | 63 | 25 | 38 | 110 | 20 | 10 | 10.4 | 10.4 | 10.4 | 0.28 | 0.32 | 0.35 | 35 | 0.89 | 0 | 0 | YN0yn0yn0 | hv | 0 | -10 | 10 | 1.2
63/25/38 MVA 110/10/10 kV | 63 | 25 | 38 | 110 | 10 | 10 | 10.4 | 10.4 | 10.4 | 0.28 | 0.32 | 0.35 | 35 | 0.89 | 0 | 0 | YN0yn0yn0 | hv | 0 | -10 | 10 | 1.2

## fuse_std_types
| fuse_type | i_rated_a | t_avg | t_min | t_total | x_avg | x_min | x_total
HV 100A | HV 100A | 100 | 0 | [10.0, 3.64, 0.854, 0.281, 0.1, 0.0531, 0.022, 0.01] | [10.0, 4.267, 1.21, 0.403, 0.1, 0.058, 0.022, 0.01] | 0 | [300.0, 350.0, 450.0, 550.0, 700.0, 850.0, 1200.0, 1752.0] | [600.0, 700.0, 900.0, 1150.0, 1665.0, 2000.0, 3000.0, 4313.0]
HV 10A | HV 10A | 10 | 0 | [10.0, 1675.0, 0.344, 0.156, 0.1, 0.0417, 0.0171, 0.01] | [10.0, 1.3, 0.3, 0.155, 0.1, 0.0555, 0.023, 0.01] | 0 | [30.0, 32.0, 35.0, 37.0, 39.0, 50.0, 70.0, 88.0] | [60.0, 70.0, 80.0, 87.0, 94.0, 110.0, 150.0, 216.0]
HV 125A | HV 125A | 125 | 0 | [10.0, 1.82, 0.344, 0.1, 0.0467, 0.0269, 0.01] | [10.0, 2.478, 0.426, 0.1, 0.0427, 0.0211, 0.01] | 0 | [375.0, 500.0, 700.0, 925.0, 1200.0, 1500.0, 2341.0] | [750.0, 1000.0, 1500.0, 2200.0, 3000.0, 4000.0, 5765.0]
HV 160A | HV 160A | 160 | 0 | [10.0, 4.15, 1.03, 0.198, 0.1, 0.051, 0.0172, 0.01] | [10.0, 2.3, 0.734, 0.274, 0.1, 0.046, 0.0177, 0.01] | 0 | [480.0, 550.0, 700.0, 1000.0, 1260.0, 1600.0, 2500.0, 3227.0] | [960.0, 1300.0, 1700.0, 2200.0, 2996.0, 4000.0, 6000.0, 7946.0]
HV 16A | HV 16A | 16 | 0 | [10.0, 0.352, 0.164, 0.1, 0.0649, 0.0342, 0.01] | [10.0, 2.34, 0.722, 0.181, 0.1, 0.055, 0.0296, 0.01] | 0 | [48.0, 60.0, 65.0, 71.0, 80.0, 100.0, 162.0] | [96.0, 110.0, 125.0, 150.0, 168.0, 200.0, 250.0, 398.0]
HV 200A | HV 200A | 200 | 0 | [10.0, 4.267, 1.21, 0.403, 0.1, 0.058, 0.022, 0.01] | [10.0, 3.73, 1.654, 0.328, 0.1, 0.0531, 0.019, 0.01] | 0 | [600.0, 700.0, 900.0, 1150.0, 1665.0, 2000.0, 3000.0, 4313.0] | [1200.0, 1500.0, 1800.0, 2700.0, 3960.0, 5000.0, 7500.0, 10620.0]
HV 20A | HV 20A | 20 | 0 | [10.0, 1.3, 0.3, 0.155, 0.1, 0.0555, 0.023, 0.01] | [10.0, 1.3, 0.161, 0.1, 0.0611, 0.0399, 0.0141, 0.01] | 0 | [60.0, 70.0, 80.0, 87.0, 94.0, 110.0, 150.0, 216.0] | [120.0, 150.0, 200.0, 223.0, 260.0, 300.0, 450.0, 532.0]
HV 25A | HV 25A | 25 | 0 | [10.0, 2.512, 0.833, 0.299, 0.1, 0.0372, 0.0223, 0.01] | [10.0, 3.125, 0.597, 0.198, 0.1, 0.0378, 0.022, 0.01] | 0 | [75.0, 82.0, 90.0, 100.0, 124.0, 170.0, 200.0, 289.0] | [150.0, 170.0, 210.0, 250.0, 294.0, 400.0, 500.0, 711.0]
HV 31.5A | HV 31.5A | 31.5 | 0 | [10.0, 2.34, 0.722, 0.181, 0.1, 0.055, 0.0296, 0.01] | [10.0, 2.84, 0.368, 0.164, 0.1, 0.0621, 0.0378, 0.0195, 0.01] | 0 | [95.0, 110.0, 125.0, 150.0, 165.0, 200.0, 250.0, 390.0] | [189.0, 220.0, 300.0, 350.0, 393.0, 450.0, 530.0, 700.0, 960.0]
HV 40A | HV 40A | 40 | 0 | [10.0, 1.3, 0.161, 0.1, 0.0611, 0.0399, 0.0141, 0.01] | [10.0, 2.05, 0.369, 0.198, 0.1, 0.051, 0.0298, 0.01] | 0 | [120.0, 150.0, 200.0, 223.0, 260.0, 300.0, 450.0, 532.0] | [240.0, 300.0, 400.0, 450.0, 530.0, 650.0, 800.0, 1311.0]
HV 50A | HV 50A | 50 | 0 | [10.0, 3.215, 0.597, 0.198, 0.1, 0.0378, 0.022, 0.01] | [10.0, 3.64, 0.854, 0.281, 0.1, 0.0531, 0.022, 0.01] | 0 | [150.0, 170.0, 210.0, 250.0, 294.0, 400.0, 500.0, 711.0] | [300.0, 350.0, 450.0, 550.0, 700.0, 850.0, 1200.0, 1752.0]
HV 6.3A | HV 6.3A | 6.3 | 0 | [10.0, 1.39, 0.344, 0.168, 0.1, 0.056, 0.0263, 0.01] | [10.0, 1.711, 0.516, 0.198, 0.1, 0.0634, 0.0303, 0.01] | 0 | [19.0, 19.5, 20.4, 20.8, 22.0, 25.0, 32.0, 48.0] | [38.0, 40.0, 43.0, 48.0, 53.0, 60.0, 75.0, 118.0]
HV 63A | HV 63A | 63 | 0 | [10.0, 2.84, 0.368, 0.164, 0.1, 0.0621, 0.0378, 0.0195, 0.01] | [10.0, 1.82, 0.344, 0.1, 0.0467, 0.0269, 0.01] | 0 | [189.0, 220.0, 300.0, 350.0, 393.0, 450.0, 530.0, 700.0, 961.0] | [378.0, 500.0, 700.0, 934.0, 1200.0, 1500.0, 2366.0]
HV 80A | HV 80A | 80 | 0 | [10.0, 2.05, 0.369, 0.198, 0.1, 0.051, 0.0298, 0.01] | [10.0, 4.15, 1.03, 0.198, 0.1, 0.051, 0.0172, 0.01] | 0 | [240.0, 300.0, 400.0, 450.0, 530.0, 650.0, 800.0, 1311.0] | [480.0, 550.0, 700.0, 1000.0, 1260.0, 1600.0, 2500.0, 3227.0]
Siemens NH-1-100 | Siemens NH-1-100 | 100 | [5400.0, 2000.0, 400.0, 20.0, 1.0, 0.2, 0.012, 0.004] | 0 | 0 | [150.0, 190.0, 250.0, 430.0, 900.0, 1250.0, 2700.0, 3600.0] | 0 | 0
Siemens NH-1-125 | Siemens NH-1-125 | 125 | [4800.0, 120.0, 7.0, 0.1, 0.004] | 0 | 0 | [180.0, 400.0, 740.0, 2000.0, 4250.0] | 0 | 0
Siemens NH-1-16 | Siemens NH-1-16 | 16 | [4000.0, 400.0, 2.0, 0.1, 0.04, 0.01] | 0 | 0 | [26.0, 35.0, 75.0, 150.0, 200.0, 300.0] | 0 | 0
Siemens NH-1-160 | Siemens NH-1-160 | 160 | [4800.0, 120.0, 7.0, 0.1, 0.004] | 0 | 0 | [210.0, 500.0, 900.0, 2300.0, 5000.0] | 0 | 0
Siemens NH-1-25 | Siemens NH-1-25 | 25 | [4000.0, 1000.0, 10.0, 0.2, 0.02, 0.01] | 0 | 0 | [40.0, 50.0, 100.0, 210.0, 400.0, 500.0] | 0 | 0
Siemens NH-1-50 | Siemens NH-1-50 | 50 | [4000.0, 40.0, 4.0, 1.0, 0.02, 0.01] | 0 | 0 | [86.0, 200.0, 300.0, 400.0, 1000.0, 1280.0] | 0 | 0
Siemens NH-1-63 | Siemens NH-1-63 | 63 | [4000.0, 100.0, 10.0, 2.0, 0.04, 0.01] | 0 | 0 | [100.0, 200.0, 300.0, 400.0, 1000.0, 1500.0] | 0 | 0
Siemens NH-1-80 | Siemens NH-1-80 | 80 | [4800.0, 120.0, 7.0, 0.1, 0.01] | 0 | 0 | [150.58, 250.0, 450.0, 1150.0, 2470.0] | 0 | 0
Siemens NH-2-1000 | Siemens NH-2-1000 | 1000 | [4800.0, 120.0, 7.0, 0.1, 0.004] | 0 | 0 | [1900.0, 3500.0, 8400.0, 24000.0, 52000.0] | 0 | 0
Siemens NH-2-200 | Siemens NH-2-200 | 200 | [4800.0, 120.0, 7.0, 0.1, 0.004] | 0 | 0 | [280.0, 650.0, 1200.0, 3000.0, 7000.0] | 0 | 0
Siemens NH-2-224 | Siemens NH-2-224 | 224 | [4800.0, 120.0, 7.0, 0.2, 0.04, 0.004] | 0 | 0 | [400.0, 750.0, 1453.0, 3025.0, 4315.0, 7600.0] | 0 | 0
Siemens NH-2-250 | Siemens NH-2-250 | 250 | [4800.0, 120.0, 7.0, 0.1, 0.004] | 0 | 0 | [450.0, 800.0, 1650.0, 4000.0, 8500.0] | 0 | 0
Siemens NH-2-315 | Siemens NH-2-315 | 315 | [4800.0, 120.0, 7.0, 0.1, 0.004] | 0 | 0 | [550.0, 920.0, 1900.0, 5000.0, 11000.0] | 0 | 0
Siemens NH-2-355 | Siemens NH-2-355 | 355 | [4800.0, 120.0, 6.0, 0.1, 0.004] | 0 | 0 | [650.0, 1116.27, 2350.0, 5840.0, 12790.0] | 0 | 0
Siemens NH-2-400 | Siemens NH-2-400 | 400 | [4800.0, 120.0, 7.0, 0.1, 0.004] | 0 | 0 | [720.0, 1350.0, 2800.0, 6500.0, 15000.0] | 0 | 0
Siemens NH-2-425 | Siemens NH-2-425 | 425 | [4800.0, 120.0, 7.0, 0.1, 0.004] | 0 | 0 | [850.0, 1500.0, 3050.0, 7500.0, 16500.0] | 0 | 0
Siemens NH-2-630 | Siemens NH-2-630 | 630 | [4800.0, 120.0, 7.0, 0.1, 0.004] | 0 | 0 | [1200.0, 2000.0, 4800.0, 12000.0, 26000.0] | 0 | 0

## res_bus
| vm_pu | va_degree | p_mw | q_mvar
0 | 0.99132 | -0.16522 | 0.0014599 | 0.00036588
1 | 0.99164 | -0.1591 | 0.0014794 | 0.00037076
2 | 0.99097 | -0.1719 | 0.0014048 | 0.00035208
3 | 0.9924 | -0.14459 | 0.0010618 | 0.00026611
4 | 0.99076 | -0.17594 | 0 | 0
5 | 0.99272 | -0.1384 | 0.00081624 | 0.00020457
6 | 0.99047 | -0.18156 | 0.0025141 | 0.00063008
7 | 0.99042 | -0.18254 | 0.0023665 | 0.00059309
8 | 0.99276 | -0.13769 | 0.0010928 | 0.00027388
9 | 0.99039 | -0.18324 | 0.0024502 | 0.00061407
10 | 0.98956 | -0.19901 | 0.002925 | 0.00073307
11 | 0.9935 | -0.12355 | 0.0011375 | 0.00028508
12 | 0.99014 | -0.18806 | 0.0030888 | 0.00077413
13 | 0.9893 | -0.20414 | 0.0021036 | 0.00052721
14 | 0.97559 | -0.47071 | 0.0027923 | 0.00069982
15 | 0.97602 | -0.46223 | 0.0024921 | 0.00062458
16 | 0.9753 | -0.47636 | 0.00060916 | 0.00015267
17 | 0.9764 | -0.45474 | 0.0020247 | 0.00050743
18 | 0.97529 | -0.47665 | 0.0022574 | 0.00056577
19 | 0.97683 | -0.44633 | 0.0019927 | 0.00049942
20 | 0.97492 | -0.48386 | 0.0021903 | 0.00054894
21 | 0.97735 | -0.43627 | 0.0022517 | 0.00056434
22 | 0.97441 | -0.49399 | 0 | 0
23 | 0.97779 | -0.42753 | 0.0018881 | 0.00047321
24 | 0.97399 | -0.50223 | 0.0021358 | 0.00053528
25 | 0.98031 | -0.3787 | 0.00086397 | 0.00021653
26 | 0.98044 | -0.37615 | 0.00088073 | 0.00022073
27 | 0.98022 | -0.38049 | 0.0017654 | 0.00044244
28 | 0.98069 | -0.37135 | 0 | 0
29 | 0.98017 | -0.38144 | 0 | 0
30 | 0.98041 | -0.37684 | 0.0028073 | 0.00070359
31 | 0.98089 | -0.36743 | 0 | 0
32 | 0.98012 | -0.38247 | 0 | 0
33 | 0.98012 | -0.3824 | 0.0012389 | 0.00031049
34 | 0.98008 | -0.38325 | 0.01267 | 0.0031754
35 | 0.98201 | -0.3454 | 0 | 0
36 | 0.98045 | -0.37601 | 0.0017654 | 0.00044244
37 | 0.98009 | -0.38303 | 0.00081015 | 0.00020304
38 | 0.98011 | -0.38262 | 0.00056318 | 0.00014115
39 | 0.97991 | -0.38667 | 0.00075973 | 0.00019041
40 | 0.98275 | -0.33099 | 0.0021753 | 0.00054518
41 | 0.98014 | -0.38197 | 0.00049817 | 0.00012485
42 | 0.98005 | -0.38382 | 0 | 0
43 | 0.98821 | -0.22503 | 0.0026042 | 0.00065267
44 | 0.9871 | -0.24649 | 0.0012676 | 0.00031769
45 | 0.98822 | -0.22496 | 0.0018609 | 0.00046638
46 | 0.9867 | -0.2542 | 0.0022048 | 0.00055257
47 | 0.98899 | -0.21005 | 0.0011361 | 0.00028472
48 | 0.98587 | -0.2704 | 0.00093141 | 0.00023343
49 | 0.99079 | -0.17548 | 0.00099538 | 0.00024947
50 | 0.98572 | -0.27318 | 0.0010128 | 0.00025383
51 | 0.99136 | -0.16451 | 0 | 0
52 | 0.98527 | -0.28198 | 0.00081602 | 0.00020451
53 | 0.99236 | -0.1453 | 0.0011502 | 0.00028828
54 | 0.9912 | -0.16764 | 0.0016642 | 0.00041709
55 | 0.97079 | -0.564 | 0.0046423 | 0.0011635
56 | 0.97068 | -0.56602 | 0.0054707 | 0.0013711
57 | 0.97098 | -0.56022 | 0.0020345 | 0.00050989
58 | 0.97131 | -0.55356 | 0 | 0
59 | 0.97904 | -0.40158 | 0 | 0
60 | 0.97966 | -0.38962 | 0.0028878 | 0.00072375
61 | 0.97827 | -0.41672 | 0.0069746 | 0.001748
62 | 0.97125 | -0.55473 | 0 | 0
63 | 0.97147 | -0.55038 | 0.00060778 | 0.00015232
64 | 0.98063 | -0.37069 | 0 | 0
65 | 0.97823 | -0.41747 | 0.0036642 | 0.00091834
66 | 0.97114 | -0.55696 | 0.0034028 | 0.00085281
67 | 0.97163 | -0.5472 | 0.0015585 | 0.0003906
68 | 0.98125 | -0.35849 | 0.0024081 | 0.00060352
69 | 0.9774 | -0.43374 | 0.0043234 | 0.0010836
70 | 0.97204 | -0.5392 | 0.0075445 | 0.0018908
71 | 0.98446 | -0.29772 | 0.0013341 | 0.00033436
72 | 0.98484 | -0.29041 | 0.00071833 | 0.00018003
73 | 0.98433 | -0.30035 | 0.00089769 | 0.00022498
74 | 0.98489 | -0.28939 | 0.0017515 | 0.00043897
75 | 0.98432 | -0.30046 | 0.001673 | 0.00041929
76 | 0.98525 | -0.28233 | 0 | 0
77 | 0.98404 | -0.30605 | 0.0010798 | 0.00027063
78 | 0.98541 | -0.27927 | 0.0016 | 0.000401
79 | 0.98491 | -0.28899 | 0.0013457 | 0.00033727
80 | 0.98402 | -0.30639 | 0.0007727 | 0.00019366
81 | 0.98599 | -0.26797 | 0.00082951 | 0.0002079
82 | 0.98478 | -0.29156 | 0.0016548 | 0.00041473
83 | 0.98387 | -0.30929 | 0.0013594 | 0.00034071
84 | 0.98827 | -0.22296 | 0.00047396 | 0.00011879
85 | 0.98828 | -0.2228 | 0.00015938 | 3.9946e-05
86 | 0.9883 | -0.22238 | 0 | 0
87 | 0.9875 | -0.23782 | 0 | 0
88 | 0.98858 | -0.21692 | 0.00022976 | 5.7584e-05
89 | 0.98681 | -0.25109 | 0.00096062 | 0.00024075
90 | 0.98582 | -0.27007 | 0.00038826 | 9.7307e-05
91 | 0.98983 | -0.19308 | 0.0011238 | 0.00028164
92 | 0.98587 | -0.26935 | 0.0042396 | 0.0010625
93 | 0.98545 | -0.27726 | 0.00034468 | 8.6386e-05
94 | 0.99062 | -0.1779 | 0 | 0
95 | 0.98848 | -0.21996 | 0.0026956 | 0.00067558
96 | 0.98922 | -0.20565 | 0.0010586 | 0.00026532
97 | 0.98828 | -0.22368 | 0 | 0
98 | 0.98769 | -0.23512 | 0.0035366 | 0.00088636
99 | 0.98825 | -0.22437 | 0.0017568 | 0.00044031
100 | 0.98719 | -0.24474 | 0 | 0
101 | 0.98823 | -0.22481 | 0.0017489 | 0.00043831
102 | 0.98671 | -0.25407 | 0.0012932 | 0.00032412
103 | 0.98713 | -0.24591 | 0 | 0
104 | 0.98651 | -0.25794 | 0.001636 | 0.00041003
105 | 0.9871 | -0.24659 | 0.0025949 | 0.00065034
106 | 0.98691 | -0.25029 | 0.0016662 | 0.0004176
107 | 0.97409 | -0.4988 | 0.0022715 | 0.00056928
108 | 0.97373 | -0.50586 | 0 | 0
109 | 0.97456 | -0.48949 | 0 | 0
110 | 0.97324 | -0.51553 | 0.0018394 | 0.00046099
111 | 0.97363 | -0.50774 | 0 | 0
112 | 0.97493 | -0.48216 | 0.001696 | 0.00042507
113 | 0.97449 | -0.4909 | 0.00096976 | 0.00024304
114 | 0.97206 | -0.53871 | 0.0022957 | 0.00057537
115 | 0.97355 | -0.50938 | 0.0019564 | 0.00049031
116 | 0.97581 | -0.46501 | 0 | 0
117 | 0.97444 | -0.49193 | 0.00088557 | 0.00022194
118 | 0.97168 | -0.54642 | 0 | 0
119 | 0.97563 | -0.46858 | 0.0033315 | 0.00083496
120 | 0.97642 | -0.45303 | 0.0011215 | 0.00028107
121 | 0.97441 | -0.49245 | 0.00095882 | 0.0002403
122 | 0.97146 | -0.55059 | 0 | 0
123 | 0.97137 | -0.55254 | 0.0021323 | 0.00053442
124 | 0.97545 | -0.47196 | 0.0010707 | 0.00026834
125 | 0.97644 | -0.45251 | 0.0039229 | 0.00098318
126 | 0.98381 | -0.30952 | 0.0024955 | 0.00062542
127 | 0.98385 | -0.30882 | 0 | 0
128 | 0.98397 | -0.30642 | 0.010128 | 0.0025383
129 | 0.98348 | -0.31597 | 0.001402 | 0.00035138
130 | 0.98472 | -0.29179 | 0.0012468 | 0.00031248
131 | 0.98299 | -0.32548 | 0.0013475 | 0.00033771
132 | 0.98541 | -0.27828 | 0 | 0
133 | 0.98245 | -0.33614 | 0 | 0
134 | 0.9853 | -0.28042 | 0.0029539 | 0.00074031
135 | 0.98214 | -0.34228 | 0.013485 | 0.0033798
136 | 0.97851 | -0.41357 | 0.00078947 | 0.00019786
137 | 0.97886 | -0.40669 | 0.002617 | 0.00065587
138 | 0.97922 | -0.39952 | 0.0012052 | 0.00030205
139 | 0.98026 | -0.37923 | 0.0005333 | 0.00013366
140 | 0.99013 | -0.18823 | 0.0034026 | 0.00085278
141 | 0.9725 | -0.53015 | 0.0021895 | 0.00054874
142 | 0.97245 | -0.53102 | 0.0021801 | 0.00054639
143 | 0.97265 | -0.52708 | 0 | 0
144 | 0.97242 | -0.53164 | 0.0022533 | 0.00056472
145 | 0.97313 | -0.51767 | 0.0022576 | 0.0005658
146 | 0.97234 | -0.53319 | 0.0031343 | 0.00078554
147 | 0.97398 | -0.50101 | 0 | 0
148 | 0.97459 | -0.48881 | 0.0084502 | 0.0021178
149 | 0.97519 | -0.47712 | 0 | 0
150 | 0.98075 | -0.37015 | 0.0044939 | 0.0011263
151 | 0.98056 | -0.37386 | 0.0010743 | 0.00026924
152 | 0.9811 | -0.36335 | 0.0012478 | 0.00031273
153 | 0.98044 | -0.3762 | 0 | 0
154 | 0.98159 | -0.35376 | 0 | 0
155 | 0.98026 | -0.37977 | 0.0031148 | 0.00078064
156 | 0.98224 | -0.34106 | 0.0038509 | 0.00096512
157 | 0.98132 | -0.3589 | 0.0040708 | 0.0010202
158 | 0.97855 | -0.41315 | 0 | 0
159 | 0.97852 | -0.41394 | 0.0026142 | 0.00065518
160 | 0.97861 | -0.41198 | 0.0045559 | 0.0011418
161 | 0.98021 | -0.38069 | 0.0026704 | 0.00066927
162 | 0.98307 | -0.3248 | 0.0018236 | 0.00045703
163 | 0.98114 | -0.36257 | 0.0053535 | 0.0013417
164 | 0.97884 | -0.40755 | 0.0013513 | 0.00033866
165 | 0.98015 | -0.38196 | 0.0028853 | 0.00072313
166 | 0.98382 | -0.31017 | 0 | 0
167 | 0.98111 | -0.36315 | 0.0057682 | 0.0014457
168 | 0.97054 | -0.56893 | 0.0022562 | 0.00056546
169 | 0.97063 | -0.56713 | 0.0042232 | 0.0010584
170 | 0.97051 | -0.56948 | 0.0015109 | 0.00037866
171 | 0.97097 | -0.56041 | 0 | 0
172 | 0.97129 | -0.55398 | 0.0019332 | 0.0004845
173 | 0.97137 | -0.55251 | 0.0024249 | 0.00060774
174 | 0.99855 | -0.027255 | 0 | 0
175 | 0.99906 | -0.017744 | 0 | 0
176 | 0.99721 | -0.052716 | 0.0052644 | 0.0013194
177 | 0.99839 | -0.030525 | 0.0029389 | 0.00073656
178 | 1 | 0 | -0.55239 | -0.14153
179 | 0.99731 | -0.050906 | 0 | 0
180 | 0.99706 | -0.055571 | 0 | 0
181 | 0.9983 | -0.032244 | 0 | 0
182 | 1 | -6.4988e-05 | 0.0025018 | 0.00062701
183 | 0.99731 | -0.050948 | 0.0031896 | 0.00079938
184 | 0.99534 | -0.088256 | 0.0012414 | 0.00031113
185 | 0.99694 | -0.057698 | 0 | 0
186 | 0.99455 | -0.1031 | 0.0020954 | 0.00052516
187 | 0.99824 | -0.033255 | 0.0071755 | 0.0017983
188 | 0.97899 | -0.40467 | 0.0016925 | 0.00042417
189 | 0.97902 | -0.40397 | 0.00087899 | 0.0002203
190 | 0.97895 | -0.40539 | 0.001714 | 0.00042957
191 | 0.97911 | -0.4023 | 0.00074595 | 0.00018695
192 | 0.97919 | -0.40068 | 0.00098791 | 0.00024759
193 | 0.97922 | -0.40001 | 0.0015882 | 0.00039804
194 | 0.97927 | -0.39907 | 0.00082459 | 0.00020666
195 | 0.97683 | -0.44498 | 0.0029979 | 0.00075135
196 | 0.97658 | -0.4498 | 0.0030495 | 0.00076427
197 | 0.97706 | -0.44034 | 0 | 0
198 | 0.97679 | -0.44571 | 0.0058423 | 0.0014642
199 | 0.97601 | -0.46094 | 0.0068435 | 0.0017151
200 | 0.97509 | -0.47914 | 0.0017181 | 0.0004306
201 | 0.97505 | -0.47988 | 0 | 0
202 | 0.975 | -0.4808 | 0.0036026 | 0.0009029
203 | 0.97504 | -0.48007 | 0.0013617 | 0.00034128
204 | 0.98004 | -0.38401 | 0 | 0
205 | 0.98003 | -0.38419 | 0.001404 | 0.00035189
206 | 0.98123 | -0.3605 | 0.0014183 | 0.00035545
207 | 0.98188 | -0.34786 | 0 | 0
208 | 0.98185 | -0.34838 | 0.0022799 | 0.00057141
209 | 0.98244 | -0.33688 | 0.00062772 | 0.00015732
210 | 0.98344 | -0.31605 | 0.00067747 | 0.00016979
211 | 0.98337 | -0.3175 | 0.00078256 | 0.00019613
212 | 0.98447 | -0.29613 | 0 | 0
213 | 0.98272 | -0.33007 | 0 | 0
214 | 0.98438 | -0.29789 | 0.00078722 | 0.0001973
215 | 0.98502 | -0.28551 | 0.00039244 | 9.8355e-05
216 | 0.98255 | -0.33335 | 0.00037347 | 9.3601e-05
217 | 0.98261 | -0.33229 | 0.00078666 | 0.00019716
218 | 0.98424 | -0.30059 | 0.00091935 | 0.00023041
219 | 0.9851 | -0.28399 | 0.00091697 | 0.00022981
220 | 0.98254 | -0.33354 | 0.00080661 | 0.00020215
221 | 0.98259 | -0.33257 | 0.001494 | 0.00037444
222 | 0.98423 | -0.30078 | 0.0014015 | 0.00035125
223 | 0.98247 | -0.33485 | 0.0012576 | 0.00031519
224 | 0.98418 | -0.30177 | 0.0041563 | 0.0010417
225 | 0.98247 | -0.33635 | 0.0013988 | 0.00035056
226 | 0.98259 | -0.33404 | 0.0016969 | 0.00042527
227 | 0.9828 | -0.32989 | 0.002012 | 0.00050424
228 | 0.98298 | -0.32641 | 0.0017324 | 0.00043417
229 | 0.98172 | -0.35094 | 0 | 0
230 | 0.98322 | -0.32171 | 0.0017537 | 0.00043951
231 | 0.98162 | -0.3529 | 0.0012081 | 0.00030278
232 | 0.98335 | -0.31921 | 0.0018088 | 0.00045333
233 | 0.98409 | -0.30488 | 0 | 0
234 | 0.99445 | -0.10533 | 0 | 0
235 | 0.9942 | -0.11017 | 0 | 0
236 | 0.99418 | -0.11053 | 0.0014229 | 0.00035662
237 | 0.99302 | -0.1327 | 0.0010513 | 0.00026349
238 | 0.98014 | -0.38201 | 0.0031195 | 0.00078183
239 | 0.98612 | -0.2655 | 0.002602 | 0.00065212
240 | 0.98427 | -0.30144 | 0.0018514 | 0.000464
241 | 0.98377 | -0.31115 | 0.0010862 | 0.00027224
242 | 0.98359 | -0.31485 | 0.00095913 | 0.00024038
243 | 0.98328 | -0.32074 | 0 | 0
244 | 0.9828 | -0.3301 | 0 | 0
245 | 0.98671 | -0.25422 | 0.00070595 | 0.00017693
246 | 0.98672 | -0.25398 | 0 | 0
247 | 0.98225 | -0.34086 | 0.0086136 | 0.0021588
248 | 0.98674 | -0.25362 | 0.0016986 | 0.0004257
249 | 0.98216 | -0.3428 | 0.001398 | 0.00035037
250 | 0.9748 | -0.48494 | 0.0016199 | 0.000406
251 | 0.97442 | -0.4924 | 0.0020589 | 0.00051601
252 | 0.97494 | -0.48203 | 0.0022771 | 0.00057068
253 | 0.97528 | -0.47549 | 0.0018381 | 0.00046067
254 | 0.98992 | -0.19229 | 0.0020265 | 0.00050789
255 | 0.98992 | -0.19229 | 0.0017674 | 0.00044296
256 | 0.98992 | -0.19231 | 0.0064842 | 0.0016251
257 | 0.98685 | -0.25136 | 0.0020198 | 0.00050621
258 | 0.9868 | -0.25241 | 0.0015375 | 0.00038533
259 | 0.98675 | -0.2533 | 0.0017193 | 0.0004309
260 | 0.9799 | -0.38671 | 0.00078691 | 0.00019722
261 | 0.97986 | -0.38763 | 0.0034476 | 0.00086404
262 | 0.97126 | -0.55469 | 0 | 0
263 | 0.97131 | -0.55363 | 0.00229 | 0.00057394
264 | 0.97115 | -0.55675 | 0.0019031 | 0.00047697
265 | 0.97109 | -0.55791 | 0.0011577 | 0.00029014
266 | 0.99262 | -0.13961 | 0.0015347 | 0.00038464
267 | 0.98378 | -0.31088 | 0.0019712 | 0.00049402
268 | 0.98153 | -0.35474 | 0.0021982 | 0.00055091
269 | 0.9799 | -0.38669 | 0.0033302 | 0.00083464
270 | 0.97985 | -0.38764 | 0.0027247 | 0.00068289
271 | 0.97949 | -0.39473 | 0.0017173 | 0.00043041
272 | 0.98209 | -0.34417 | 0.0024019 | 0.00060198
273 | 0.98148 | -0.35559 | 0.0017006 | 0.0004262
274 | 0.97096 | -0.56215 | 0.0020205 | 0.00050639
275 | 0.971 | -0.56125 | 0.00054898 | 0.00013759
276 | 0.97103 | -0.56071 | 0.0018742 | 0.00046972
277 | 0.97112 | -0.55896 | 0.0021613 | 0.00054166
278 | 0.98528 | -0.28093 | 0.0027255 | 0.00068309
279 | 0.97166 | -0.54826 | 0.00098175 | 0.00024605
280 | 0.97182 | -0.54507 | 0.002281 | 0.00057168
281 | 0.97158 | -0.54974 | 0.0010564 | 0.00026476
282 | 0.97235 | -0.53457 | 0.0016099 | 0.00040349
283 | 0.97151 | -0.55113 | 0.0010674 | 0.00026752
284 | 0.9727 | -0.52769 | 0.0038527 | 0.00096559
285 | 0.97144 | -0.55255 | 0.00071872 | 0.00018013
286 | 0.97307 | -0.52029 | 0 | 0
287 | 0.9713 | -0.55527 | 0.0029996 | 0.00075178
288 | 0.99102 | -0.17105 | 0.004564 | 0.0011438
289 | 0.9912 | -0.16767 | 0.0021457 | 0.00053777
290 | 0.99097 | -0.17196 | 0.0015651 | 0.00039226
291 | 0.99096 | -0.17222 | 0.001372 | 0.00034385
292 | 0.98245 | -0.33538 | 0.0012496 | 0.00031318
293 | 0.99284 | -0.13552 | 0.0010147 | 0.00025432
294 | 0.99411 | -0.11139 | 0.0061008 | 0.001529
295 | 0.9968 | -0.060567 | 0.0046369 | 0.0011621
296 | 0.99693 | -0.057899 | 0 | 0
297 | 0.98241 | -0.33616 | 0.003939 | 0.0009872
298 | 0.97104 | -0.55896 | 0.0031487 | 0.00078913
299 | 0.99677 | -0.061085 | 0.004231 | 0.0010604
300 | 0.99693 | -0.057982 | 0.0010711 | 0.00026843
301 | 0.99998 | 149.9956 | 0 | 0

## res_line
| p_from_mw | q_from_mvar | p_to_mw | q_to_mvar | pl_mw | ql_mvar | i_from_ka | i_to_ka | i_ka | vm_from_pu | va_from_degree | vm_to_pu | va_to_degree | loading_percent
0 | -0.2015 | -0.051119 | 0.20156 | 0.051156 | 5.9341e-05 | 3.7622e-05 | 0.30268 | 0.30268 | 0.30268 | 0.99132 | -0.16522 | 0.99164 | -0.1591 | 20.7882
1 | 0.20004 | 0.050753 | -0.19997 | -0.050712 | 6.4223e-05 | 4.0712e-05 | 0.30049 | 0.30049 | 0.30049 | 0.99132 | -0.16522 | 0.99097 | -0.1719 | 20.6377
2 | -0.20304 | -0.051527 | 0.20318 | 0.051617 | 0.0001418 | 8.9911e-05 | 0.3049 | 0.3049 | 0.3049 | 0.99164 | -0.1591 | 0.9924 | -0.14459 | 20.9407
3 | 0.19857 | 0.05036 | -0.19853 | -0.050335 | 3.8582e-05 | 2.4455e-05 | 0.29838 | 0.29838 | 0.29838 | 0.99097 | -0.1719 | 0.99076 | -0.17594 | 20.4929
4 | -0.20424 | -0.051883 | 0.2043 | 0.051922 | 6.0891e-05 | 3.8613e-05 | 0.30649 | 0.30649 | 0.30649 | 0.9924 | -0.14459 | 0.99272 | -0.1384 | 21.05
5 | 0.021747 | 0.0054548 | -0.021741 | -0.0054513 | 5.823e-06 | 3.5393e-06 | 0.032663 | 0.032663 | 0.032663 | 0.99076 | -0.17594 | 0.99047 | -0.18156 | 8.9735
6 | 0.17678 | 0.044881 | -0.17673 | -0.044845 | 5.607e-05 | 3.5448e-05 | 0.26571 | 0.26571 | 0.26571 | 0.99076 | -0.17594 | 0.99042 | -0.18254 | 18.2495
7 | -0.20512 | -0.052126 | 0.20512 | 0.052131 | 6.9989e-06 | 4.4385e-06 | 0.30771 | 0.30771 | 0.30771 | 0.99272 | -0.1384 | 0.99276 | -0.13769 | 21.134
8 | 0.019227 | 0.0048212 | -0.019226 | -0.0048203 | 1.5407e-06 | 9.2267e-07 | 0.028887 | 0.028887 | 0.028887 | 0.99047 | -0.18156 | 0.99039 | -0.18324 | 7.9359
9 | 0.17436 | 0.044252 | -0.17422 | -0.044165 | 0.000138 | 8.7216e-05 | 0.26216 | 0.26216 | 0.26216 | 0.99042 | -0.18254 | 0.98956 | -0.19901 | 18.0054
10 | -0.20622 | -0.052404 | 0.20636 | 0.052494 | 0.00014053 | 8.9131e-05 | 0.30935 | 0.30935 | 0.30935 | 0.99276 | -0.13769 | 0.9935 | -0.12355 | 21.2465
11 | 0.016776 | 0.0042062 | -0.016772 | -0.0042039 | 3.8494e-06 | 2.2558e-06 | 0.025205 | 0.025205 | 0.025205 | 0.99039 | -0.18324 | 0.99014 | -0.18806 | 6.9246
12 | 0.1713 | 0.043432 | -0.17126 | -0.043405 | 4.2271e-05 | 2.6705e-05 | 0.25776 | 0.25776 | 0.25776 | 0.98956 | -0.19901 | 0.9893 | -0.20414 | 17.7033
13 | -0.20749 | -0.052779 | 0.20768 | 0.052894 | 0.00018231 | 0.00011563 | 0.31105 | 0.31105 | 0.31105 | 0.9935 | -0.12355 | 0.99445 | -0.10533 | 21.3635
14 | 0.013683 | 0.0034298 | -0.013683 | -0.0034297 | 1.1208e-07 | 6.2641e-08 | 0.020563 | 0.020563 | 0.020563 | 0.99014 | -0.18806 | 0.99013 | -0.18823 | 5.6493
15 | 0.16915 | 0.042878 | -0.16914 | -0.04287 | 1.2264e-05 | 7.7453e-06 | 0.2546 | 0.2546 | 0.2546 | 0.9893 | -0.20414 | 0.98922 | -0.20565 | 17.486
16 | -0.031242 | -0.0078585 | 0.031254 | 0.0078664 | 1.2655e-05 | 7.9136e-06 | 0.047661 | 0.047661 | 0.047661 | 0.97559 | -0.47071 | 0.97602 | -0.46223 | 13.0938
17 | 0.028449 | 0.0071587 | -0.028442 | -0.0071539 | 7.6832e-06 | 4.7815e-06 | 0.043402 | 0.043403 | 0.043403 | 0.97559 | -0.47071 | 0.9753 | -0.47636 | 11.9238
18 | -0.033746 | -0.008491 | 0.033758 | 0.0084986 | 1.2081e-05 | 7.5799e-06 | 0.051461 | 0.051461 | 0.051461 | 0.97602 | -0.46223 | 0.9764 | -0.45474 | 14.1376
19 | 0.027832 | 0.0070012 | -0.027832 | -0.007001 | 3.8015e-07 | 2.3628e-07 | 0.042473 | 0.042473 | 0.042473 | 0.9753 | -0.47636 | 0.97529 | -0.47665 | 11.6684
20 | -0.035783 | -0.009006 | 0.035797 | 0.0090151 | 1.4387e-05 | 9.0466e-06 | 0.054546 | 0.054546 | 0.054546 | 0.9764 | -0.45474 | 0.97683 | -0.44633 | 14.9852
21 | 0.025575 | 0.0064352 | -0.025566 | -0.0064298 | 8.8125e-06 | 5.4475e-06 | 0.039029 | 0.039029 | 0.039029 | 0.97529 | -0.47665 | 0.97492 | -0.48386 | 10.7222
22 | -0.03779 | -0.0095145 | 0.037808 | 0.0095259 | 1.8185e-05 | 1.1455e-05 | 0.057582 | 0.057582 | 0.057582 | 0.97683 | -0.44633 | 0.97735 | -0.43627 | 15.8192
23 | 0.023375 | 0.0058808 | -0.023364 | -0.0058739 | 1.1305e-05 | 6.94e-06 | 0.035686 | 0.035686 | 0.035686 | 0.97492 | -0.48386 | 0.97441 | -0.49399 | 9.8039
24 | -0.04006 | -0.01009 | 0.040077 | 0.010101 | 1.6757e-05 | 1.0574e-05 | 0.06101 | 0.06101 | 0.06101 | 0.97735 | -0.43627 | 0.97779 | -0.42753 | 16.761
25 | 0.023364 | 0.0058739 | -0.023355 | -0.0058683 | 9.1905e-06 | 5.6423e-06 | 0.035686 | 0.035686 | 0.035686 | 0.97441 | -0.49399 | 0.97399 | -0.50223 | 9.8039
26 | -0.041965 | -0.010574 | 0.041993 | 0.010592 | 2.8039e-05 | 1.7715e-05 | 0.063883 | 0.063883 | 0.063883 | 0.97779 | -0.42753 | 0.97851 | -0.41357 | 17.5503
27 | 0.021219 | 0.005333 | -0.021201 | -0.0053219 | 1.8281e-05 | 1.1123e-05 | 0.032423 | 0.032423 | 0.032423 | 0.97399 | -0.50223 | 0.97307 | -0.52029 | 8.9075
28 | -0.0066466 | -0.0016641 | 0.0066474 | 0.0016643 | 8.0664e-07 | 2.4974e-07 | 0.010088 | 0.010088 | 0.010088 | 0.98031 | -0.3787 | 0.98044 | -0.37615 | 2.7715
29 | 0.0057826 | 0.0014476 | -0.0057821 | -0.0014475 | 4.9346e-07 | 1.0047e-07 | 0.0087768 | 0.0087769 | 0.0087769 | 0.98031 | -0.3787 | 0.98022 | -0.38049 | 2.4112
30 | -0.0075281 | -0.0018851 | 0.0075299 | 0.0018857 | 1.7227e-06 | 6.5858e-07 | 0.011425 | 0.011425 | 0.011425 | 0.98044 | -0.37615 | 0.98069 | -0.37135 | 3.1387
31 | 0.0040168 | 0.001005 | -0.0040166 | -0.0010051 | 1.8055e-07 | -4.7701e-08 | 0.006097 | 0.0060971 | 0.0060971 | 0.98022 | -0.38049 | 0.98017 | -0.38144 | 1.675
32 | 0.020483 | 0.005137 | -0.020478 | -0.0051338 | 5.3607e-06 | 3.2442e-06 | 0.031081 | 0.031081 | 0.031081 | 0.98069 | -0.37135 | 0.98041 | -0.37684 | 8.5387
33 | -0.028013 | -0.0070227 | 0.028018 | 0.007026 | 5.2223e-06 | 3.245e-06 | 0.042506 | 0.042506 | 0.042506 | 0.98069 | -0.37135 | 0.98089 | -0.36743 | 11.6774
34 | 0.0022144 | 0.00055402 | -0.0022143 | -0.00055427 | 1.0829e-07 | -2.5279e-07 | 0.0033614 | 0.0033616 | 0.0033616 | 0.98017 | -0.38144 | 0.98012 | -0.38247 | 0.9235
35 | 0.0018021 | 0.00045105 | -0.0018021 | -0.00045137 | 8.2667e-08 | -3.1833e-07 | 0.0027356 | 0.0027358 | 0.0027358 | 0.98017 | -0.38144 | 0.98012 | -0.3824 | 0.75159
36 | 0.017671 | 0.0044302 | -0.017665 | -0.004427 | 5.3938e-06 | 3.2e-06 | 0.02682 | 0.02682 | 0.02682 | 0.98041 | -0.37684 | 0.98008 | -0.38325 | 7.3682
37 | -0.055049 | -0.013814 | 0.055107 | 0.013851 | 5.7894e-05 | 3.6772e-05 | 0.083516 | 0.083516 | 0.083516 | 0.98089 | -0.36743 | 0.98201 | -0.3454 | 22.944
38 | 0.027031 | 0.0067881 | -0.027019 | -0.0067812 | 1.106e-05 | 6.857e-06 | 0.041011 | 0.041011 | 0.041011 | 0.98089 | -0.36743 | 0.98045 | -0.37601 | 11.2666
39 | 0.0022143 | 0.00055427 | -0.0022143 | -0.00055441 | 5.9789e-08 | -1.3955e-07 | 0.0033616 | 0.0033616 | 0.0033616 | 0.98012 | -0.38247 | 0.98009 | -0.38303 | 0.92352
40 | 0.00056319 | 0.00014088 | -0.00056318 | -0.00014115 | 5.9117e-09 | -2.68e-07 | 0.00085493 | 0.00085503 | 0.00085503 | 0.98012 | -0.3824 | 0.98011 | -0.38262 | 0.2349
41 | 0.0049952 | 0.0012516 | -0.0049944 | -0.0012515 | 8.1457e-07 | 4.5486e-08 | 0.0075839 | 0.0075841 | 0.0075841 | 0.98008 | -0.38325 | 0.97991 | -0.38667 | 2.0835
42 | -0.055107 | -0.013851 | 0.055145 | 0.013875 | 3.7947e-05 | 2.4102e-05 | 0.083516 | 0.083516 | 0.083516 | 0.98201 | -0.3454 | 0.98275 | -0.33099 | 22.944
43 | 0.025254 | 0.0063388 | -0.025247 | -0.0063344 | 7.1674e-06 | 4.4232e-06 | 0.038331 | 0.038331 | 0.038331 | 0.98045 | -0.37601 | 0.98014 | -0.38197 | 10.5306
44 | 0.0014041 | 0.00035137 | -0.0014041 | -0.00035172 | 5.2245e-08 | -3.5293e-07 | 0.0021316 | 0.0021317 | 0.0021317 | 0.98009 | -0.38303 | 0.98005 | -0.38382 | 0.58564
45 | 0.00078691 | 0.00019718 | -0.00078691 | -0.00019722 | 1.5406e-09 | -3.5258e-08 | 0.0011949 | 0.001195 | 0.001195 | 0.97991 | -0.38667 | 0.9799 | -0.38671 | 0.32828
46 | 0.0034477 | 0.00086395 | -0.0034476 | -0.00086404 | 1.5821e-07 | -9.263e-08 | 0.0052354 | 0.0052355 | 0.0052355 | 0.97991 | -0.38667 | 0.97986 | -0.38763 | 1.4383
47 | -0.05732 | -0.01442 | 0.057392 | 0.014466 | 7.1607e-05 | 4.5507e-05 | 0.08681 | 0.08681 | 0.08681 | 0.98275 | -0.33099 | 0.98409 | -0.30488 | 23.8488
48 | 0.024749 | 0.0062095 | -0.024743 | -0.0062061 | 5.5781e-06 | 3.4373e-06 | 0.037575 | 0.037575 | 0.037575 | 0.98014 | -0.38197 | 0.9799 | -0.38669 | 10.3228
49 | 0.0014041 | 0.00035172 | -0.0014041 | -0.00035181 | 1.2996e-08 | -8.7778e-08 | 0.0021317 | 0.0021318 | 0.0021318 | 0.98005 | -0.38382 | 0.98004 | -0.38401 | 0.58565
50 | 0.063855 | 0.016175 | -0.06379 | -0.016133 | 6.5742e-05 | 4.1833e-05 | 0.096212 | 0.096212 | 0.096212 | 0.98821 | -0.22503 | 0.9871 | -0.24649 | 26.4319
51 | -0.06646 | -0.016827 | 0.06646 | 0.016827 | 2.0877e-07 | 1.329e-07 | 0.10013 | 0.10013 | 0.10013 | 0.98821 | -0.22503 | 0.98822 | -0.22496 | 27.5092
52 | 0.062522 | 0.015815 | -0.062499 | -0.0158 | 2.3146e-05 | 1.4725e-05 | 0.094301 | 0.094301 | 0.094301 | 0.9871 | -0.24649 | 0.9867 | -0.2542 | 25.907
53 | -0.068321 | -0.017294 | 0.06837 | 0.017325 | 4.8952e-05 | 3.1171e-05 | 0.10294 | 0.10294 | 0.10294 | 0.98822 | -0.22496 | 0.98899 | -0.21005 | 28.2789
54 | 0.060294 | 0.015248 | -0.060247 | -0.015218 | 4.6791e-05 | 2.9754e-05 | 0.090976 | 0.090976 | 0.090976 | 0.9867 | -0.2542 | 0.98587 | -0.2704 | 24.9935
55 | -0.069506 | -0.01761 | 0.069621 | 0.017683 | 0.00011561 | 7.3631e-05 | 0.10464 | 0.10464 | 0.10464 | 0.98899 | -0.21005 | 0.99079 | -0.17548 | 28.7485
56 | 0.059316 | 0.014985 | -0.059308 | -0.01498 | 7.9023e-06 | 5.024e-06 | 0.089571 | 0.089571 | 0.089571 | 0.98587 | -0.2704 | 0.98572 | -0.27318 | 24.6073
57 | -0.070617 | -0.017933 | 0.070654 | 0.017957 | 3.7314e-05 | 2.3767e-05 | 0.10614 | 0.10614 | 0.10614 | 0.99079 | -0.17548 | 0.99136 | -0.16451 | 29.1592
58 | 0.058295 | 0.014726 | -0.058271 | -0.01471 | 2.46e-05 | 1.5636e-05 | 0.088042 | 0.088042 | 0.088042 | 0.98572 | -0.27318 | 0.98527 | -0.28198 | 24.1873
59 | -0.081968 | -0.020792 | 0.082044 | 0.020841 | 7.5803e-05 | 4.8342e-05 | 0.12312 | 0.12312 | 0.12312 | 0.99136 | -0.16451 | 0.99236 | -0.1453 | 33.8246
60 | 0.011314 | 0.0028359 | -0.011312 | -0.002835 | 1.6895e-06 | 8.7991e-07 | 0.016982 | 0.016982 | 0.016982 | 0.99136 | -0.16451 | 0.9912 | -0.16764 | 4.6655
61 | 0.057455 | 0.014506 | -0.057392 | -0.014466 | 6.2946e-05 | 4.0002e-05 | 0.086809 | 0.08681 | 0.08681 | 0.98527 | -0.28198 | 0.98409 | -0.30488 | 23.8488
62 | -0.083194 | -0.021129 | 0.083244 | 0.021161 | 5.0457e-05 | 3.2181e-05 | 0.12485 | 0.12485 | 0.12485 | 0.99236 | -0.1453 | 0.99302 | -0.1327 | 34.2984
63 | 0.0096481 | 0.0024179 | -0.0096481 | -0.0024179 | 1.1747e-08 | 5.5935e-09 | 0.014484 | 0.014484 | 0.014484 | 0.9912 | -0.16764 | 0.9912 | -0.16767 | 3.9791
64 | 0.0054712 | 0.0013712 | -0.0054707 | -0.0013711 | 5.2784e-07 | 9.0392e-08 | 0.0083862 | 0.0083863 | 0.0083863 | 0.97079 | -0.564 | 0.97068 | -0.56602 | 2.3039
65 | -0.010113 | -0.0025346 | 0.010115 | 0.0025355 | 1.8193e-06 | 9.1468e-07 | 0.015502 | 0.015502 | 0.015502 | 0.97079 | -0.564 | 0.97098 | -0.56022 | 4.2588
66 | -0.01215 | -0.0030454 | 0.012154 | 0.0030475 | 3.8562e-06 | 2.101e-06 | 0.01862 | 0.018619 | 0.01862 | 0.97098 | -0.56022 | 0.97131 | -0.55356 | 5.1153
67 | 0.0034033 | 0.0008525 | -0.0034031 | -0.0008526 | 1.8842e-07 | -1.0819e-07 | 0.0052136 | 0.0052137 | 0.0052137 | 0.97131 | -0.55356 | 0.97125 | -0.55473 | 1.4323
68 | -0.015557 | -0.0039 | 0.015559 | 0.0039014 | 2.3619e-06 | 1.3743e-06 | 0.023833 | 0.023833 | 0.023833 | 0.97131 | -0.55356 | 0.97147 | -0.55038 | 6.5475
69 | -0.13987 | -0.035292 | 0.13995 | 0.035343 | 8.0133e-05 | 5.0334e-05 | 0.21267 | 0.21267 | 0.21267 | 0.97904 | -0.40158 | 0.97966 | -0.38962 | 14.6066
70 | 0.13987 | 0.035292 | -0.13977 | -0.035229 | 0.00010133 | 6.3652e-05 | 0.21267 | 0.21267 | 0.21267 | 0.97904 | -0.40158 | 0.97827 | -0.41672 | 14.6067
71 | -0.14284 | -0.036066 | 0.14297 | 0.036148 | 0.00012968 | 8.1517e-05 | 0.21706 | 0.21706 | 0.21706 | 0.97966 | -0.38962 | 0.98063 | -0.37069 | 14.9079
72 | 0.1328 | 0.033481 | -0.13279 | -0.033478 | 4.7794e-06 | 2.9961e-06 | 0.20206 | 0.20206 | 0.20206 | 0.97827 | -0.41672 | 0.97823 | -0.41747 | 13.878
73 | 0.0034031 | 0.0008526 | -0.0034028 | -0.00085281 | 3.6289e-07 | -2.0827e-07 | 0.0052137 | 0.0052138 | 0.0052138 | 0.97125 | -0.55473 | 0.97114 | -0.55696 | 1.4324
74 | -0.016167 | -0.0040537 | 0.01617 | 0.0040552 | 2.4477e-06 | 1.4347e-06 | 0.024764 | 0.024764 | 0.024764 | 0.97147 | -0.55038 | 0.97163 | -0.5472 | 6.8033
75 | -0.14297 | -0.036148 | 0.14305 | 0.036201 | 8.3725e-05 | 5.2627e-05 | 0.21706 | 0.21706 | 0.21706 | 0.98063 | -0.37069 | 0.98125 | -0.35849 | 14.9078
76 | 0.12913 | 0.032559 | -0.12903 | -0.032497 | 0.00010044 | 6.2887e-05 | 0.19649 | 0.19649 | 0.19649 | 0.97823 | -0.41747 | 0.9774 | -0.43374 | 13.4953
77 | -0.017728 | -0.0044458 | 0.017735 | 0.0044498 | 6.7604e-06 | 4.0237e-06 | 0.027151 | 0.027151 | 0.027151 | 0.97163 | -0.5472 | 0.97204 | -0.5392 | 7.459
78 | -0.14546 | -0.036804 | 0.14564 | 0.036914 | 0.00017438 | 0.00010967 | 0.22071 | 0.22071 | 0.22071 | 0.98125 | -0.35849 | 0.98254 | -0.33354 | 15.1586
79 | 0.1247 | 0.031413 | -0.12466 | -0.031388 | 3.9393e-05 | 2.4628e-05 | 0.18991 | 0.18991 | 0.18991 | 0.9774 | -0.43374 | 0.97706 | -0.44034 | 13.0432
80 | -0.025279 | -0.0063406 | 0.025294 | 0.0063496 | 1.4611e-05 | 9.0284e-06 | 0.0387 | 0.0387 | 0.0387 | 0.97204 | -0.5392 | 0.97265 | -0.52708 | 10.6318
81 | -0.021605 | -0.0054232 | 0.021613 | 0.0054278 | 7.5349e-06 | 4.5827e-06 | 0.032659 | 0.032659 | 0.032659 | 0.98446 | -0.29772 | 0.98484 | -0.29041 | 8.9723
82 | 0.020271 | 0.0050888 | -0.020268 | -0.0050873 | 2.544e-06 | 1.5363e-06 | 0.030642 | 0.030643 | 0.030643 | 0.98446 | -0.29772 | 0.98433 | -0.30035 | 8.4183
83 | -0.022331 | -0.0056078 | 0.022332 | 0.0056085 | 1.0905e-06 | 6.6539e-07 | 0.033744 | 0.033744 | 0.033744 | 0.98484 | -0.29041 | 0.98489 | -0.28939 | 9.2704
84 | 0.019371 | 0.0048623 | -0.019371 | -0.0048622 | 9.7721e-08 | 5.8679e-08 | 0.029285 | 0.029285 | 0.029285 | 0.98433 | -0.30035 | 0.98432 | -0.30046 | 8.0455
85 | -0.024083 | -0.0060474 | 0.024092 | 0.0060524 | 8.1157e-06 | 4.986e-06 | 0.03639 | 0.03639 | 0.03639 | 0.98489 | -0.28939 | 0.98525 | -0.28233 | 9.9974
86 | 0.017698 | 0.004443 | -0.017693 | -0.0044402 | 4.7159e-06 | 2.7949e-06 | 0.026756 | 0.026756 | 0.026756 | 0.98432 | -0.30046 | 0.98404 | -0.30605 | 7.3507
87 | -0.13787 | -0.034821 | 0.13789 | 0.034834 | 2.0189e-05 | 1.2668e-05 | 0.20832 | 0.20832 | 0.20832 | 0.98525 | -0.28233 | 0.98541 | -0.27927 | 14.3079
88 | 0.11378 | 0.028769 | -0.11374 | -0.028746 | 3.6362e-05 | 2.2604e-05 | 0.17193 | 0.17193 | 0.17193 | 0.98525 | -0.28233 | 0.98491 | -0.28899 | 11.8086
89 | 0.016613 | 0.0041695 | -0.016613 | -0.0041694 | 2.7323e-07 | 1.602e-07 | 0.025124 | 0.025124 | 0.025124 | 0.98404 | -0.30605 | 0.98402 | -0.30639 | 6.9021
90 | -0.13949 | -0.035235 | 0.13957 | 0.035282 | 7.5607e-05 | 4.7463e-05 | 0.21074 | 0.21074 | 0.21074 | 0.98541 | -0.27927 | 0.98599 | -0.26797 | 14.4738
91 | 0.1124 | 0.028409 | -0.11239 | -0.0284 | 1.3846e-05 | 8.601e-06 | 0.1699 | 0.1699 | 0.1699 | 0.98491 | -0.28899 | 0.98478 | -0.29156 | 11.6689
92 | 0.01584 | 0.0039757 | -0.015838 | -0.0039744 | 2.192e-06 | 1.2735e-06 | 0.023955 | 0.023955 | 0.023955 | 0.98402 | -0.30639 | 0.98387 | -0.30929 | 6.5811
93 | -0.1404 | -0.03549 | 0.14041 | 0.0355 | 1.6643e-05 | 1.045e-05 | 0.21199 | 0.21199 | 0.21199 | 0.98599 | -0.26797 | 0.98612 | -0.2655 | 14.5598
94 | 0.11073 | 0.027985 | -0.11068 | -0.027953 | 5.2429e-05 | 3.2539e-05 | 0.1674 | 0.1674 | 0.1674 | 0.98478 | -0.29156 | 0.98427 | -0.30144 | 11.4972
95 | 0.014478 | 0.0036337 | -0.014477 | -0.003633 | 1.285e-06 | 7.3166e-07 | 0.021899 | 0.021899 | 0.021899 | 0.98387 | -0.30929 | 0.98377 | -0.31115 | 6.0163
96 | -0.00047396 | -0.00011879 | 0.00047396 | 0.00011855 | 3.5355e-09 | -2.3498e-07 | 0.00071363 | 0.00071355 | 0.00071363 | 0.98827 | -0.22296 | 0.98828 | -0.2228 | 0.19605
97 | -0.00063335 | -0.0001585 | 0.00063336 | 0.00015803 | 1.2651e-08 | -4.6744e-07 | 0.00095353 | 0.00095336 | 0.00095353 | 0.98828 | -0.2228 | 0.9883 | -0.22238 | 0.26196
98 | 0.20834 | 0.053025 | -0.20819 | -0.052926 | 0.00015498 | 9.8328e-05 | 0.31398 | 0.31398 | 0.31398 | 0.9883 | -0.22238 | 0.9875 | -0.23782 | 21.5644
99 | -0.20898 | -0.053183 | 0.20903 | 0.053218 | 5.4983e-05 | 3.4886e-05 | 0.31493 | 0.31493 | 0.31493 | 0.9883 | -0.22238 | 0.98858 | -0.21692 | 21.6298
100 | 0.041127 | 0.010359 | -0.041101 | -0.010342 | 2.607e-05 | 1.6453e-05 | 0.061991 | 0.061991 | 0.061991 | 0.9875 | -0.23782 | 0.98681 | -0.25109 | 17.0304
101 | 0.16706 | 0.042568 | -0.1668 | -0.042404 | 0.00025951 | 0.00016386 | 0.25199 | 0.25199 | 0.25199 | 0.9875 | -0.23782 | 0.98582 | -0.27007 | 17.3068
102 | -0.20926 | -0.053275 | 0.2095 | 0.053428 | 0.00024091 | 0.00015286 | 0.31528 | 0.31528 | 0.31528 | 0.98858 | -0.21692 | 0.98983 | -0.19308 | 21.6536
103 | 0.04014 | 0.010102 | -0.040105 | -0.01008 | 3.4999e-05 | 2.2074e-05 | 0.060542 | 0.060542 | 0.060542 | 0.98681 | -0.25109 | 0.98587 | -0.26935 | 16.6325
104 | 0.16641 | 0.042306 | -0.16636 | -0.04227 | 5.7568e-05 | 3.6348e-05 | 0.2514 | 0.2514 | 0.2514 | 0.98582 | -0.27007 | 0.98545 | -0.27726 | 17.2666
105 | -0.21063 | -0.05371 | 0.21078 | 0.053808 | 0.00015449 | 9.8028e-05 | 0.31696 | 0.31696 | 0.31696 | 0.98983 | -0.19308 | 0.99062 | -0.1779 | 21.7696
106 | 0.035866 | 0.0090171 | -0.03585 | -0.0090075 | 1.5282e-05 | 9.6035e-06 | 0.054143 | 0.054143 | 0.054143 | 0.98587 | -0.26935 | 0.98541 | -0.27828 | 14.8746
107 | 0.16601 | 0.042184 | -0.16596 | -0.04215 | 5.3816e-05 | 3.3978e-05 | 0.25088 | 0.25088 | 0.25088 | 0.98545 | -0.27726 | 0.9851 | -0.28399 | 17.2309
108 | -0.21078 | -0.053808 | 0.21117 | 0.054056 | 0.00039072 | 0.00024792 | 0.31696 | 0.31696 | 0.31696 | 0.99062 | -0.1779 | 0.99262 | -0.13961 | 21.7695
109 | -0.16797 | -0.042532 | 0.16808 | 0.042605 | 0.00011549 | 7.2924e-05 | 0.253 | 0.253 | 0.253 | 0.98848 | -0.21996 | 0.98922 | -0.20565 | 17.3766
110 | 0.16527 | 0.041856 | -0.16524 | -0.041838 | 2.9546e-05 | 1.8648e-05 | 0.24895 | 0.24895 | 0.24895 | 0.98848 | -0.21996 | 0.98828 | -0.22368 | 17.0979
111 | 0.16173 | 0.040959 | -0.16165 | -0.040903 | 8.877e-05 | 5.5996e-05 | 0.24367 | 0.24367 | 0.24367 | 0.98828 | -0.22368 | 0.98769 | -0.23512 | 16.7354
112 | 0.0035059 | 0.00087839 | -0.0035057 | -0.00087846 | 1.1567e-07 | -6.7817e-08 | 0.0052785 | 0.0052786 | 0.0052786 | 0.98828 | -0.22368 | 0.98825 | -0.22437 | 1.4502
113 | 0.15811 | 0.040017 | -0.15804 | -0.039971 | 7.2998e-05 | 4.6018e-05 | 0.23834 | 0.23834 | 0.23834 | 0.98769 | -0.23512 | 0.98719 | -0.24474 | 16.3695
114 | 0.0017489 | 0.00043815 | -0.0017489 | -0.00043831 | 3.6535e-08 | -1.5663e-07 | 0.0026333 | 0.0026333 | 0.0026333 | 0.98825 | -0.22437 | 0.98823 | -0.22481 | 0.72345
115 | 0.14609 | 0.036977 | -0.14602 | -0.036936 | 6.542e-05 | 4.1134e-05 | 0.22033 | 0.22033 | 0.22033 | 0.98719 | -0.24474 | 0.98671 | -0.25407 | 15.1328
116 | 0.011946 | 0.0029936 | -0.011945 | -0.0029933 | 6.6433e-07 | 3.5531e-07 | 0.018006 | 0.018006 | 0.018006 | 0.98719 | -0.24474 | 0.98713 | -0.24591 | 4.9467
117 | 0.14473 | 0.036612 | -0.1447 | -0.036595 | 2.6853e-05 | 1.6879e-05 | 0.21838 | 0.21838 | 0.21838 | 0.98671 | -0.25407 | 0.98651 | -0.25794 | 14.9989
118 | 0.002595 | 0.0006502 | -0.0025949 | -0.00065034 | 8.3949e-08 | -1.333e-07 | 0.0039116 | 0.0039117 | 0.0039117 | 0.98713 | -0.24591 | 0.9871 | -0.24659 | 1.0746
119 | 0.0093502 | 0.0023431 | -0.0093483 | -0.0023422 | 1.9493e-06 | 9.1312e-07 | 0.014095 | 0.014095 | 0.014095 | 0.98713 | -0.24591 | 0.98691 | -0.25029 | 3.8722
120 | 0.14307 | 0.036185 | -0.14302 | -0.036153 | 5.1833e-05 | 3.2568e-05 | 0.21592 | 0.21592 | 0.21592 | 0.98651 | -0.25794 | 0.98612 | -0.2655 | 14.8294
121 | 0.007682 | 0.0019246 | -0.0076816 | -0.0019244 | 3.9413e-07 | 1.5214e-07 | 0.011582 | 0.011582 | 0.011582 | 0.98691 | -0.25029 | 0.98685 | -0.25136 | 3.182
122 | 0.029145 | 0.0073267 | -0.029135 | -0.0073205 | 9.8168e-06 | 6.1185e-06 | 0.04453 | 0.04453 | 0.04453 | 0.97409 | -0.4988 | 0.97373 | -0.50586 | 12.2336
123 | -0.031417 | -0.0078959 | 0.031431 | 0.0079047 | 1.3975e-05 | 8.7425e-06 | 0.048 | 0.048 | 0.048 | 0.97409 | -0.4988 | 0.97456 | -0.48949 | 13.1869
124 | 0.027179 | 0.0068312 | -0.027166 | -0.0068235 | 1.2537e-05 | 7.7827e-06 | 0.041541 | 0.041541 | 0.041541 | 0.97373 | -0.50586 | 0.97324 | -0.51553 | 11.4123
125 | 0.0019567 | 0.0004893 | -0.0019565 | -0.00048984 | 1.7505e-07 | -5.3745e-07 | 0.0029897 | 0.00299 | 0.00299 | 0.97373 | -0.50586 | 0.97363 | -0.50774 | 0.82142
126 | -0.034245 | -0.0086091 | 0.034257 | 0.0086166 | 1.1992e-05 | 7.5293e-06 | 0.052297 | 0.052297 | 0.052297 | 0.97456 | -0.48949 | 0.97493 | -0.48216 | 14.3673
127 | 0.0028145 | 0.0007044 | -0.0028143 | -0.00070462 | 1.8882e-07 | -2.1892e-07 | 0.0042969 | 0.004297 | 0.004297 | 0.97456 | -0.48949 | 0.97449 | -0.4909 | 1.1805
128 | 0.025327 | 0.0063625 | -0.025299 | -0.0063452 | 2.7994e-05 | 1.7298e-05 | 0.038728 | 0.038729 | 0.038729 | 0.97324 | -0.51553 | 0.97206 | -0.53871 | 10.6397
129 | 0.0019565 | 0.00048984 | -0.0019564 | -0.00049031 | 1.5292e-07 | -4.6932e-07 | 0.00299 | 0.0029902 | 0.0029902 | 0.97363 | -0.50774 | 0.97355 | -0.50938 | 0.82148
130 | -0.035953 | -0.0090417 | 0.035983 | 0.0090602 | 2.9475e-05 | 1.8539e-05 | 0.054886 | 0.054885 | 0.054886 | 0.97493 | -0.48216 | 0.97581 | -0.46501 | 15.0785
131 | 0.0018445 | 0.00046157 | -0.0018444 | -0.00046189 | 9.0171e-08 | -3.1996e-07 | 0.0028163 | 0.0028164 | 0.0028164 | 0.97449 | -0.4909 | 0.97444 | -0.49193 | 0.77373
132 | 0.023003 | 0.0057698 | -0.022995 | -0.0057646 | 8.4463e-06 | 5.1806e-06 | 0.035214 | 0.035214 | 0.035214 | 0.97206 | -0.53871 | 0.97168 | -0.54642 | 9.6743
133 | 0.012204 | 0.0030572 | -0.012202 | -0.0030561 | 2.0729e-06 | 1.1273e-06 | 0.01861 | 0.01861 | 0.01861 | 0.97581 | -0.46501 | 0.97563 | -0.46858 | 5.1126
134 | -0.048187 | -0.012117 | 0.048214 | 0.012134 | 2.7596e-05 | 1.698e-05 | 0.073495 | 0.073495 | 0.073495 | 0.97581 | -0.46501 | 0.97642 | -0.45303 | 10.0955
135 | 0.00095885 | 0.00023995 | -0.00095882 | -0.0002403 | 2.3887e-08 | -3.5485e-07 | 0.0014641 | 0.0014642 | 0.0014642 | 0.97444 | -0.49193 | 0.97441 | -0.49245 | 0.40226
136 | 0.014649 | 0.0036727 | -0.014646 | -0.003671 | 2.912e-06 | 1.6726e-06 | 0.022434 | 0.022434 | 0.022434 | 0.97168 | -0.54642 | 0.97146 | -0.55059 | 6.1631
137 | 0.0083459 | 0.0020919 | -0.0083434 | -0.0020908 | 2.4345e-06 | 1.066e-06 | 0.012781 | 0.012781 | 0.012781 | 0.97168 | -0.54642 | 0.97137 | -0.55254 | 3.5113
138 | 0.0088705 | 0.0022211 | -0.0088691 | -0.0022205 | 1.4274e-06 | 6.5388e-07 | 0.013528 | 0.013529 | 0.013529 | 0.97563 | -0.46858 | 0.97545 | -0.47196 | 3.7166
139 | -0.049336 | -0.012415 | 0.049337 | 0.012416 | 1.2263e-06 | 6.691e-07 | 0.075204 | 0.075204 | 0.075204 | 0.97642 | -0.45303 | 0.97644 | -0.45251 | 5.1651
140 | 0.0047155 | 0.0011814 | -0.0047151 | -0.0011814 | 4.3116e-07 | 3.0926e-09 | 0.0072227 | 0.0072228 | 0.0072228 | 0.97146 | -0.55059 | 0.97137 | -0.55251 | 1.9843
141 | 0.0099304 | 0.0024896 | -0.0099288 | -0.0024888 | 1.6006e-06 | 7.9603e-07 | 0.015211 | 0.015211 | 0.015211 | 0.97146 | -0.55059 | 0.97129 | -0.55398 | 4.1789
142 | 0.0062111 | 0.0015564 | -0.0062104 | -0.0015562 | 6.3406e-07 | 1.7462e-07 | 0.0095146 | 0.0095146 | 0.0095146 | 0.97137 | -0.55254 | 0.97126 | -0.55469 | 2.6139
143 | 0.0077984 | 0.0019521 | -0.0077971 | -0.0019516 | 1.3091e-06 | 5.2991e-07 | 0.011895 | 0.011895 | 0.011895 | 0.97545 | -0.47196 | 0.97528 | -0.47549 | 3.268
144 | -0.05326 | -0.013399 | 0.053267 | 0.013403 | 6.8904e-06 | 3.8518e-06 | 0.081182 | 0.081182 | 0.081182 | 0.97644 | -0.45251 | 0.97658 | -0.4498 | 5.5757
145 | -0.0024955 | -0.00062542 | 0.0024955 | 0.00062528 | 8.3076e-08 | -1.4431e-07 | 0.0037744 | 0.0037743 | 0.0037744 | 0.98381 | -0.30952 | 0.98385 | -0.30882 | 1.0369
146 | -0.018754 | -0.0047073 | 0.018756 | 0.0047086 | 2.1443e-06 | 1.2821e-06 | 0.028366 | 0.028366 | 0.028366 | 0.98385 | -0.30882 | 0.98397 | -0.30642 | 7.7929
147 | 0.016258 | 0.004082 | -0.016252 | -0.0040788 | 5.5408e-06 | 3.236e-06 | 0.024592 | 0.024592 | 0.024592 | 0.98385 | -0.30882 | 0.98348 | -0.31597 | 6.7561
148 | -0.028884 | -0.0072469 | 0.028904 | 0.0072594 | 2.0162e-05 | 1.2546e-05 | 0.043682 | 0.043682 | 0.043682 | 0.98397 | -0.30642 | 0.98472 | -0.29179 | 12.0007
149 | 0.01485 | 0.0037274 | -0.014844 | -0.0037235 | 6.736e-06 | 3.8599e-06 | 0.022471 | 0.022471 | 0.022471 | 0.98348 | -0.31597 | 0.98299 | -0.32548 | 6.1734
150 | -0.030151 | -0.0075719 | 0.03017 | 0.007584 | 1.9461e-05 | 1.2137e-05 | 0.045566 | 0.045566 | 0.045566 | 0.98472 | -0.29179 | 0.98541 | -0.27828 | 12.5182
151 | 0.013496 | 0.0033858 | -0.013489 | -0.003382 | 6.853e-06 | 3.8312e-06 | 0.020431 | 0.020431 | 0.020431 | 0.98299 | -0.32548 | 0.98245 | -0.33614 | 5.613
152 | 0.0056801 | 0.0014234 | -0.0056795 | -0.0014233 | 5.7951e-07 | 1.0331e-07 | 0.0085771 | 0.0085772 | 0.0085772 | 0.98541 | -0.27828 | 0.9853 | -0.28042 | 2.3564
153 | 0.013489 | 0.003382 | -0.013485 | -0.0033798 | 3.9481e-06 | 2.2075e-06 | 0.020431 | 0.020432 | 0.020432 | 0.98245 | -0.33614 | 0.98214 | -0.34228 | 5.6131
154 | 0.0027256 | 0.000683 | -0.0027255 | -0.00068309 | 6.7111e-08 | -9.1573e-08 | 0.0041162 | 0.0041163 | 0.0041163 | 0.9853 | -0.28042 | 0.98528 | -0.28093 | 1.1308
155 | -0.042783 | -0.01079 | 0.042797 | 0.010799 | 1.4106e-05 | 8.916e-06 | 0.065084 | 0.065084 | 0.065084 | 0.97851 | -0.41357 | 0.97886 | -0.40669 | 17.8801
156 | -0.045414 | -0.011454 | 0.045429 | 0.011464 | 1.5579e-05 | 9.861e-06 | 0.069062 | 0.069062 | 0.069062 | 0.97886 | -0.40669 | 0.97922 | -0.39952 | 18.973
157 | -0.046634 | -0.011766 | 0.04668 | 0.011795 | 4.5369e-05 | 2.8733e-05 | 0.070893 | 0.070893 | 0.070893 | 0.97922 | -0.39952 | 0.98026 | -0.37923 | 19.4762
158 | -0.047213 | -0.011929 | 0.047255 | 0.011956 | 4.2435e-05 | 2.688e-05 | 0.071703 | 0.071703 | 0.071703 | 0.98026 | -0.37923 | 0.98123 | -0.3605 | 19.6985
159 | 0.01028 | 0.0025769 | -0.010278 | -0.002576 | 1.9881e-06 | 9.8679e-07 | 0.01545 | 0.01545 | 0.01545 | 0.99013 | -0.18823 | 0.98992 | -0.19229 | 4.2445
160 | 0.0075684 | 0.0018966 | -0.0075681 | -0.0018965 | 3.1331e-07 | 1.2322e-07 | 0.01158 | 0.01158 | 0.01158 | 0.9725 | -0.53015 | 0.97245 | -0.53102 | 3.1814
161 | -0.0097579 | -0.0024454 | 0.0097594 | 0.0024461 | 1.426e-06 | 7.0095e-07 | 0.01493 | 0.01493 | 0.01493 | 0.9725 | -0.53015 | 0.97265 | -0.52708 | 4.1018
162 | 0.005388 | 0.0013501 | -0.0053878 | -0.0013501 | 1.5928e-07 | 2.4414e-08 | 0.0082444 | 0.0082444 | 0.0082444 | 0.97245 | -0.53102 | 0.97242 | -0.53164 | 2.265
163 | -0.035053 | -0.0087957 | 0.035069 | 0.0088056 | 1.5742e-05 | 9.8936e-06 | 0.05363 | 0.05363 | 0.05363 | 0.97265 | -0.52708 | 0.97313 | -0.51767 | 14.7336
164 | 0.0031346 | 0.00078535 | -0.0031343 | -0.00078554 | 2.3078e-07 | -1.8411e-07 | 0.0047965 | 0.0047966 | 0.0047966 | 0.97242 | -0.53164 | 0.97234 | -0.53319 | 1.3177
165 | -0.037327 | -0.0093714 | 0.037356 | 0.0093901 | 2.9693e-05 | 1.8702e-05 | 0.057082 | 0.057082 | 0.057082 | 0.97313 | -0.51767 | 0.97398 | -0.50101 | 15.6819
166 | -0.037356 | -0.0093901 | 0.037378 | 0.0094038 | 2.1768e-05 | 1.3709e-05 | 0.057082 | 0.057082 | 0.057082 | 0.97398 | -0.50101 | 0.97459 | -0.48881 | 15.6819
167 | -0.045828 | -0.011522 | 0.045854 | 0.011538 | 2.5604e-05 | 1.6213e-05 | 0.069984 | 0.069984 | 0.069984 | 0.97459 | -0.48881 | 0.97519 | -0.47712 | 19.2263
168 | 0.0066834 | 0.0016748 | -0.0066828 | -0.0016746 | 6.44e-07 | 2.0616e-07 | 0.010198 | 0.010198 | 0.010198 | 0.97519 | -0.47712 | 0.97509 | -0.47914 | 2.8017
169 | -0.052537 | -0.013213 | 0.052578 | 0.013238 | 4.0648e-05 | 2.5804e-05 | 0.080182 | 0.080182 | 0.080182 | 0.97519 | -0.47712 | 0.97601 | -0.46094 | 22.0279
170 | 0.012871 | 0.0032274 | -0.012868 | -0.0032261 | 2.2757e-06 | 1.2557e-06 | 0.019528 | 0.019528 | 0.019528 | 0.98075 | -0.37015 | 0.98056 | -0.37386 | 5.365
171 | -0.017365 | -0.0043537 | 0.01737 | 0.004357 | 5.6263e-06 | 3.328e-06 | 0.026347 | 0.026347 | 0.026347 | 0.98075 | -0.37015 | 0.9811 | -0.36335 | 7.2381
172 | 0.011794 | 0.0029569 | -0.011793 | -0.0029562 | 1.3159e-06 | 7.0403e-07 | 0.017898 | 0.017898 | 0.017898 | 0.98056 | -0.37386 | 0.98044 | -0.3762 | 4.9171
173 | -0.018618 | -0.0046697 | 0.018627 | 0.0046748 | 8.5201e-06 | 5.0929e-06 | 0.028239 | 0.028239 | 0.028239 | 0.9811 | -0.36335 | 0.98159 | -0.35376 | 7.758
174 | 0.011793 | 0.0029562 | -0.011791 | -0.0029551 | 2.0063e-06 | 1.0735e-06 | 0.017898 | 0.017898 | 0.017898 | 0.98044 | -0.3762 | 0.98026 | -0.37977 | 4.9171
175 | -0.033825 | -0.0084856 | 0.033846 | 0.0084985 | 2.0492e-05 | 1.2852e-05 | 0.051279 | 0.051279 | 0.051279 | 0.98159 | -0.35376 | 0.98224 | -0.34106 | 14.0877
176 | 0.015198 | 0.0038108 | -0.015195 | -0.0038087 | 3.7202e-06 | 2.1447e-06 | 0.02304 | 0.02304 | 0.02304 | 0.98159 | -0.35376 | 0.98132 | -0.3589 | 6.3298
177 | 0.008676 | 0.0021745 | -0.0086757 | -0.0021743 | 3.7918e-07 | 1.6919e-07 | 0.01317 | 0.01317 | 0.01317 | 0.98026 | -0.37977 | 0.98021 | -0.38069 | 3.6182
178 | -0.037696 | -0.0094636 | 0.037726 | 0.0094821 | 2.9268e-05 | 1.8428e-05 | 0.057113 | 0.057113 | 0.057113 | 0.98224 | -0.34106 | 0.98307 | -0.3248 | 15.6904
179 | 0.011124 | 0.0027884 | -0.011122 | -0.0027874 | 1.9465e-06 | 1.0153e-06 | 0.016868 | 0.016868 | 0.016868 | 0.98132 | -0.3589 | 0.98114 | -0.36257 | 4.634
180 | 0.0026143 | 0.00065503 | -0.0026142 | -0.00065518 | 9.7701e-08 | -1.4457e-07 | 0.0039753 | 0.0039754 | 0.0039754 | 0.97855 | -0.41315 | 0.97852 | -0.41394 | 1.0921
181 | -0.0026143 | -0.00065503 | 0.0026144 | 0.00065482 | 1.4593e-07 | -2.1599e-07 | 0.0039753 | 0.0039752 | 0.0039753 | 0.97855 | -0.41315 | 0.97861 | -0.41198 | 1.0921
182 | -0.0071703 | -0.0017966 | 0.0071718 | 0.0017972 | 1.5124e-06 | 5.4154e-07 | 0.010903 | 0.010902 | 0.010903 | 0.97861 | -0.41198 | 0.97884 | -0.40755 | 2.9952
183 | 0.0060053 | 0.001505 | -0.0060049 | -0.001505 | 3.6196e-07 | 8.5265e-08 | 0.0091163 | 0.0091164 | 0.0091164 | 0.98021 | -0.38069 | 0.98015 | -0.38196 | 2.5045
184 | -0.039549 | -0.0099391 | 0.039577 | 0.0099565 | 2.763e-05 | 1.7423e-05 | 0.059873 | 0.059873 | 0.059873 | 0.98307 | -0.3248 | 0.98382 | -0.31017 | 16.4487
185 | 0.0057684 | 0.0014457 | -0.0057682 | -0.0014457 | 1.5918e-07 | 3.1835e-08 | 0.0087485 | 0.0087485 | 0.0087485 | 0.98114 | -0.36257 | 0.98111 | -0.36315 | 2.4034
186 | -0.0085231 | -0.0021358 | 0.008524 | 0.0021362 | 8.775e-07 | 3.8636e-07 | 0.012957 | 0.012956 | 0.012957 | 0.97884 | -0.40755 | 0.97895 | -0.40539 | 3.5595
187 | 0.0031195 | 0.00078182 | -0.0031195 | -0.00078183 | 7.6663e-09 | -6.5813e-09 | 0.004736 | 0.004736 | 0.004736 | 0.98015 | -0.38196 | 0.98014 | -0.38201 | 1.3011
188 | 0.0019712 | 0.00049381 | -0.0019712 | -0.00049402 | 6.6657e-08 | -2.1126e-07 | 0.0029814 | 0.0029815 | 0.0029815 | 0.98382 | -0.31017 | 0.98378 | -0.31088 | 0.81908
189 | 0.067233 | 0.01701 | -0.067204 | -0.016993 | 2.9134e-05 | 1.7122e-05 | 0.10175 | 0.10175 | 0.10175 | 0.98382 | -0.31017 | 0.98335 | -0.31921 | 6.9881
190 | -0.10878 | -0.027461 | 0.10883 | 0.027489 | 4.5513e-05 | 2.8218e-05 | 0.1646 | 0.1646 | 0.1646 | 0.98382 | -0.31017 | 0.98427 | -0.30144 | 11.305
191 | -0.0037671 | -0.00094391 | 0.0037675 | 0.00094379 | 3.2218e-07 | -1.1212e-07 | 0.0057757 | 0.0057755 | 0.0057757 | 0.97054 | -0.56893 | 0.97063 | -0.56713 | 1.5867
192 | 0.0015109 | 0.00037844 | -0.0015109 | -0.00037866 | 3.9966e-08 | -2.1985e-07 | 0.0023165 | 0.0023165 | 0.0023165 | 0.97054 | -0.56893 | 0.97051 | -0.56948 | 0.63641
193 | -0.0079906 | -0.0020022 | 0.0079932 | 0.0020033 | 2.558e-06 | 1.0751e-06 | 0.01225 | 0.01225 | 0.01225 | 0.97063 | -0.56713 | 0.97097 | -0.56041 | 3.3653
194 | -0.0079932 | -0.0020033 | 0.0079956 | 0.0020043 | 2.4512e-06 | 1.0298e-06 | 0.01225 | 0.012249 | 0.01225 | 0.97097 | -0.56041 | 0.97129 | -0.55398 | 3.3653
195 | 0.0022902 | 0.00057369 | -0.00229 | -0.00057394 | 1.2212e-07 | -2.4936e-07 | 0.0035081 | 0.0035083 | 0.0035083 | 0.97137 | -0.55251 | 0.97131 | -0.55363 | 0.96381
196 | -0.24846 | -0.063872 | 0.24857 | 0.063945 | 0.00011489 | 7.306e-05 | 0.37082 | 0.37082 | 0.37082 | 0.99855 | -0.027255 | 0.99906 | -0.017744 | 25.4682
197 | 0.23834 | 0.061336 | -0.23805 | -0.061148 | 0.00029472 | 0.00018732 | 0.35574 | 0.35574 | 0.35574 | 0.99855 | -0.027255 | 0.99721 | -0.052716 | 24.4328
198 | 0.010117 | 0.002536 | -0.010115 | -0.0025352 | 1.5759e-06 | 7.6676e-07 | 0.015076 | 0.015076 | 0.015076 | 0.99855 | -0.027255 | 0.99839 | -0.030525 | 4.1418
199 | -0.54777 | -0.1406 | 0.54824 | 0.1409 | 0.00047215 | 0.00030178 | 0.81703 | 0.81703 | 0.81703 | 0.99906 | -0.017744 | 1 | 0 | 56.115
200 | 0.29919 | 0.076657 | -0.29871 | -0.076351 | 0.00047999 | 0.00030585 | 0.44622 | 0.44622 | 0.44622 | 0.99906 | -0.017744 | 0.99731 | -0.050906 | 30.6468
201 | 0.23278 | 0.059829 | -0.23275 | -0.059808 | 3.2276e-05 | 2.0508e-05 | 0.34789 | 0.34789 | 0.34789 | 0.99721 | -0.052716 | 0.99706 | -0.055571 | 23.8933
202 | 0.0071764 | 0.0017987 | -0.0071758 | -0.0017985 | 5.8751e-07 | 1.9694e-07 | 0.010696 | 0.010696 | 0.010696 | 0.99839 | -0.030525 | 0.9983 | -0.032244 | 2.9385
203 | 0.0025018 | 0.000627 | -0.0025018 | -0.00062701 | 7.7455e-09 | -1.4595e-08 | 0.0037227 | 0.0037228 | 0.0037228 | 1 | 0 | 1 | -6.4988e-05 | 1.0227
204 | 0.0031896 | 0.00079938 | -0.0031896 | -0.00079938 | 6.2899e-09 | -5.6383e-09 | 0.004759 | 0.004759 | 0.004759 | 0.99731 | -0.050906 | 0.99731 | -0.050948 | 1.3074
205 | 0.29552 | 0.075552 | -0.29499 | -0.075212 | 0.00053295 | 0.00033957 | 0.44146 | 0.44146 | 0.44146 | 0.99731 | -0.050906 | 0.99534 | -0.088256 | 30.32
206 | 0.0099412 | 0.0024917 | -0.0099402 | -0.0024912 | 1.0073e-06 | 4.8554e-07 | 0.014837 | 0.014837 | 0.014837 | 0.99706 | -0.055571 | 0.99694 | -0.057698 | 4.076
207 | 0.22281 | 0.057317 | -0.2223 | -0.056991 | 0.00051357 | 0.00032612 | 0.33305 | 0.33305 | 0.33305 | 0.99706 | -0.055571 | 0.99455 | -0.1031 | 22.8744
208 | 0.0071758 | 0.0017985 | -0.0071755 | -0.0017983 | 3.4591e-07 | 1.1597e-07 | 0.010696 | 0.010696 | 0.010696 | 0.9983 | -0.032244 | 0.99824 | -0.033255 | 2.9385
209 | 0.29375 | 0.074901 | -0.29351 | -0.074747 | 0.00024198 | 0.00015417 | 0.4396 | 0.4396 | 0.4396 | 0.99534 | -0.088256 | 0.99445 | -0.10533 | 30.1926
210 | 0.0088692 | 0.002223 | -0.008868 | -0.0022225 | 1.2124e-06 | 5.3543e-07 | 0.013238 | 0.013238 | 0.013238 | 0.99694 | -0.057698 | 0.9968 | -0.060567 | 3.6368
211 | 0.0010711 | 0.00026824 | -0.0010711 | -0.00026838 | 1.0255e-08 | -1.3296e-07 | 0.0015986 | 0.0015986 | 0.0015986 | 0.99694 | -0.057698 | 0.99693 | -0.057899 | 0.43919
212 | 0.2202 | 0.056465 | -0.22011 | -0.056409 | 8.8426e-05 | 5.6143e-05 | 0.32992 | 0.32992 | 0.32992 | 0.99455 | -0.1031 | 0.99411 | -0.11139 | 22.6591
213 | -0.011931 | -0.0029901 | 0.011931 | 0.0029904 | 3.9785e-07 | 2.1406e-07 | 0.018134 | 0.018134 | 0.018134 | 0.97899 | -0.40467 | 0.97902 | -0.40397 | 4.9819
214 | 0.010238 | 0.002566 | -0.010238 | -0.0025658 | 3.5401e-07 | 1.7755e-07 | 0.015562 | 0.015562 | 0.015562 | 0.97899 | -0.40467 | 0.97895 | -0.40539 | 4.2752
215 | -0.01281 | -0.0032106 | 0.012811 | 0.0032112 | 1.0168e-06 | 5.6078e-07 | 0.01947 | 0.01947 | 0.01947 | 0.97902 | -0.40397 | 0.97911 | -0.4023 | 5.349
216 | -0.013557 | -0.0033982 | 0.013558 | 0.0033987 | 1.048e-06 | 5.8792e-07 | 0.020604 | 0.020604 | 0.020604 | 0.97911 | -0.4023 | 0.97919 | -0.40068 | 5.6604
217 | -0.014546 | -0.0036463 | 0.014547 | 0.0036466 | 4.645e-07 | 2.6539e-07 | 0.022105 | 0.022105 | 0.022105 | 0.97919 | -0.40068 | 0.97922 | -0.40001 | 6.0728
218 | -0.016135 | -0.0040446 | 0.016135 | 0.0040451 | 7.1873e-07 | 4.1988e-07 | 0.024518 | 0.024518 | 0.024518 | 0.97922 | -0.40001 | 0.97927 | -0.39907 | 6.7358
219 | -0.01696 | -0.0042517 | 0.016964 | 0.0042538 | 3.5139e-06 | 2.0714e-06 | 0.025771 | 0.025771 | 0.025771 | 0.97927 | -0.39907 | 0.97949 | -0.39473 | 7.0801
220 | 0.056329 | 0.014175 | -0.056316 | -0.014167 | 1.2981e-05 | 7.3668e-06 | 0.085828 | 0.085828 | 0.085828 | 0.97683 | -0.44498 | 0.97658 | -0.4498 | 5.8948
221 | -0.059327 | -0.014926 | 0.05934 | 0.014934 | 1.3139e-05 | 7.5502e-06 | 0.090395 | 0.090394 | 0.090395 | 0.97683 | -0.44498 | 0.97706 | -0.44034 | 6.2084
222 | 0.065324 | 0.016455 | -0.065307 | -0.016445 | 1.6754e-05 | 9.819e-06 | 0.099515 | 0.099515 | 0.099515 | 0.97706 | -0.44034 | 0.97679 | -0.44571 | 6.8348
223 | 0.059465 | 0.014981 | -0.059421 | -0.014954 | 4.3278e-05 | 2.6994e-05 | 0.090615 | 0.090615 | 0.090615 | 0.97679 | -0.44571 | 0.97601 | -0.46094 | 12.4471
224 | 0.0049647 | 0.001244 | -0.0049645 | -0.001244 | 1.735e-07 | 1.0498e-08 | 0.0075762 | 0.0075762 | 0.0075762 | 0.97509 | -0.47914 | 0.97505 | -0.47988 | 2.0814
225 | 0.0036028 | 0.00090282 | -0.0036026 | -0.0009029 | 1.592e-07 | -7.3269e-08 | 0.0054981 | 0.0054982 | 0.0054982 | 0.97505 | -0.47988 | 0.975 | -0.4808 | 1.5105
226 | 0.0013617 | 0.00034119 | -0.0013617 | -0.00034128 | 1.2272e-08 | -8.6664e-08 | 0.0020781 | 0.0020781 | 0.0020781 | 0.97505 | -0.47988 | 0.97504 | -0.48007 | 0.57091
227 | 0.0014041 | 0.00035181 | -0.001404 | -0.00035189 | 1.2079e-08 | -8.1583e-08 | 0.0021318 | 0.0021318 | 0.0021318 | 0.98004 | -0.38401 | 0.98003 | -0.38419 | 0.58566
228 | -0.048674 | -0.012311 | 0.048703 | 0.01233 | 2.9519e-05 | 1.871e-05 | 0.073853 | 0.073853 | 0.073853 | 0.98123 | -0.3605 | 0.98188 | -0.34786 | 20.2894
229 | 0.0073885 | 0.001851 | -0.0073883 | -0.001851 | 1.8134e-07 | 6.7274e-08 | 0.011197 | 0.011197 | 0.011197 | 0.98188 | -0.34786 | 0.98185 | -0.34838 | 3.0761
230 | -0.056092 | -0.014181 | 0.056121 | 0.014198 | 2.9563e-05 | 1.7679e-05 | 0.08505 | 0.08505 | 0.08505 | 0.98188 | -0.34786 | 0.98244 | -0.33688 | 7.7885
231 | 0.0051083 | 0.0012796 | -0.0051077 | -0.0012795 | 6.2185e-07 | 4.8092e-08 | 0.0077416 | 0.0077417 | 0.0077417 | 0.98185 | -0.34838 | 0.98172 | -0.35094 | 2.1268
232 | -0.056749 | -0.014356 | 0.05675 | 0.014357 | 1.4533e-06 | 8.2395e-07 | 0.086 | 0.086 | 0.086 | 0.98244 | -0.33688 | 0.98247 | -0.33635 | 5.9066
233 | 0.15646 | 0.039675 | -0.15645 | -0.039668 | 1.0938e-05 | 6.8945e-06 | 0.2369 | 0.2369 | 0.2369 | 0.98344 | -0.31605 | 0.98337 | -0.3175 | 16.2704
234 | -0.15713 | -0.039845 | 0.15729 | 0.03994 | 0.00015066 | 9.4978e-05 | 0.23792 | 0.23792 | 0.23792 | 0.98344 | -0.31605 | 0.98447 | -0.29613 | 16.3408
235 | 0.15566 | 0.039472 | -0.15557 | -0.039413 | 9.3948e-05 | 5.9212e-05 | 0.23571 | 0.23571 | 0.23571 | 0.98337 | -0.3175 | 0.98272 | -0.33007 | 16.1891
236 | 0.007266 | 0.001821 | -0.0072654 | -0.0018208 | 6.118e-07 | 2.1958e-07 | 0.010982 | 0.010983 | 0.010983 | 0.98447 | -0.29613 | 0.98438 | -0.29789 | 3.0172
237 | -0.16455 | -0.041761 | 0.16464 | 0.041814 | 8.4104e-05 | 5.309e-05 | 0.2489 | 0.2489 | 0.2489 | 0.98447 | -0.29613 | 0.98502 | -0.28551 | 17.095
238 | 0.14684 | 0.037225 | -0.14682 | -0.03721 | 2.3163e-05 | 1.4572e-05 | 0.2225 | 0.2225 | 0.2225 | 0.98272 | -0.33007 | 0.98255 | -0.33335 | 15.2813
239 | 0.0087289 | 0.0021878 | -0.008728 | -0.0021874 | 9.2199e-07 | 4.1178e-07 | 0.013217 | 0.013217 | 0.013217 | 0.98272 | -0.33007 | 0.98261 | -0.33229 | 3.6311
240 | 0.0064782 | 0.0016235 | -0.0064773 | -0.0016233 | 8.3294e-07 | 2.3866e-07 | 0.0097926 | 0.0097927 | 0.0097927 | 0.98438 | -0.29789 | 0.98424 | -0.30059 | 2.6903
241 | -0.16503 | -0.041912 | 0.16504 | 0.04192 | 1.2033e-05 | 7.5959e-06 | 0.2495 | 0.2495 | 0.2495 | 0.98502 | -0.28551 | 0.9851 | -0.28399 | 17.1357
242 | 0.14644 | 0.037117 | -0.14644 | -0.037116 | 1.3282e-06 | 8.3548e-07 | 0.22193 | 0.22193 | 0.22193 | 0.98255 | -0.33335 | 0.98254 | -0.33354 | 15.2425
243 | 0.0079414 | 0.0019902 | -0.0079413 | -0.0019902 | 1.0835e-07 | 4.4039e-08 | 0.012026 | 0.012026 | 0.012026 | 0.98261 | -0.33229 | 0.98259 | -0.33257 | 3.3039
244 | 0.005558 | 0.0013929 | -0.005558 | -0.0013929 | 4.8539e-08 | 7.7667e-09 | 0.0084028 | 0.0084028 | 0.0084028 | 0.98424 | -0.30059 | 0.98423 | -0.30078 | 2.3085
245 | 0.0064472 | 0.0016157 | -0.0064465 | -0.0016155 | 7.001e-07 | 2.0003e-07 | 0.0097635 | 0.0097636 | 0.0097636 | 0.98259 | -0.33257 | 0.98247 | -0.33485 | 2.6823
246 | 0.0041565 | 0.0010416 | -0.0041563 | -0.0010417 | 1.9629e-07 | -4.2829e-08 | 0.0062839 | 0.006284 | 0.006284 | 0.98423 | -0.30078 | 0.98418 | -0.30177 | 1.7264
247 | 0.0051889 | 0.0013004 | -0.0051887 | -0.0013003 | 1.3168e-07 | 1.2278e-08 | 0.0078588 | 0.0078589 | 0.0078589 | 0.98247 | -0.33485 | 0.98245 | -0.33538 | 2.159
248 | -0.058149 | -0.014707 | 0.058156 | 0.014711 | 6.4381e-06 | 3.6724e-06 | 0.088119 | 0.088119 | 0.088119 | 0.98247 | -0.33635 | 0.98259 | -0.33404 | 6.0521
249 | -0.059853 | -0.015136 | 0.059864 | 0.015143 | 1.1919e-05 | 6.8445e-06 | 0.090688 | 0.090688 | 0.090688 | 0.98259 | -0.33404 | 0.9828 | -0.32989 | 6.2286
250 | -0.061876 | -0.015647 | 0.061887 | 0.015653 | 1.0319e-05 | 5.9689e-06 | 0.093734 | 0.093734 | 0.093734 | 0.9828 | -0.32989 | 0.98298 | -0.32641 | 6.4378
251 | -0.063619 | -0.016087 | 0.063633 | 0.016096 | 1.4358e-05 | 8.3526e-06 | 0.096356 | 0.096356 | 0.096356 | 0.98298 | -0.32641 | 0.98322 | -0.32171 | 6.6179
252 | 0.0051077 | 0.0012795 | -0.0051072 | -0.0012795 | 4.7856e-07 | 3.7082e-08 | 0.0077417 | 0.0077418 | 0.0077418 | 0.98172 | -0.35094 | 0.98162 | -0.3529 | 2.1269
253 | -0.065387 | -0.016535 | 0.065395 | 0.01654 | 7.8493e-06 | 4.5902e-06 | 0.09901 | 0.09901 | 0.09901 | 0.98322 | -0.32171 | 0.98335 | -0.31921 | 6.8002
254 | 0.0038991 | 0.00097669 | -0.0038988 | -0.0009768 | 3.4068e-07 | -1.1068e-07 | 0.0059104 | 0.0059105 | 0.0059105 | 0.98162 | -0.3529 | 0.98153 | -0.35474 | 1.6238
255 | 0.08583 | 0.021852 | -0.08581 | -0.02184 | 1.9992e-05 | 1.2753e-05 | 0.12855 | 0.12855 | 0.12855 | 0.99445 | -0.10533 | 0.9942 | -0.11017 | 35.3163
256 | 0.0014229 | 0.00035645 | -0.0014229 | -0.00035662 | 2.4351e-08 | -1.7007e-07 | 0.0021297 | 0.0021297 | 0.0021297 | 0.9942 | -0.11017 | 0.99418 | -0.11053 | 0.58509
257 | 0.084387 | 0.021483 | -0.084296 | -0.021425 | 9.1595e-05 | 5.8423e-05 | 0.12642 | 0.12642 | 0.12642 | 0.9942 | -0.11017 | 0.99302 | -0.1327 | 34.7312
258 | 0.013391 | 0.0033608 | -0.013389 | -0.0033594 | 2.3615e-06 | 1.3166e-06 | 0.020256 | 0.020256 | 0.020256 | 0.98377 | -0.31115 | 0.98359 | -0.31485 | 5.5649
259 | 0.012429 | 0.0031191 | -0.012426 | -0.0031172 | 3.4905e-06 | 1.9e-06 | 0.018805 | 0.018805 | 0.018805 | 0.98359 | -0.31485 | 0.98328 | -0.32074 | 5.1663
260 | 0.012426 | 0.0031172 | -0.01242 | -0.0031141 | 5.5417e-06 | 3.0169e-06 | 0.018805 | 0.018806 | 0.018806 | 0.98328 | -0.32074 | 0.9828 | -0.3301 | 5.1664
261 | 0.01242 | 0.0031141 | -0.012414 | -0.0031107 | 6.3673e-06 | 3.467e-06 | 0.018806 | 0.018806 | 0.018806 | 0.9828 | -0.3301 | 0.98225 | -0.34086 | 5.1664
262 | -0.00070595 | -0.00017693 | 0.00070596 | 0.00017669 | 8.0196e-09 | -2.3589e-07 | 0.0010646 | 0.0010645 | 0.0010646 | 0.98671 | -0.25422 | 0.98672 | -0.25398 | 0.29248
263 | -0.00070596 | -0.00017669 | 0.00070597 | 0.00017634 | 1.2063e-08 | -3.549e-07 | 0.0010645 | 0.0010644 | 0.0010645 | 0.98672 | -0.25398 | 0.98674 | -0.25362 | 0.29245
264 | 0.0038004 | 0.00095191 | -0.0038 | -0.00095204 | 3.4971e-07 | -1.323e-07 | 0.005757 | 0.0057571 | 0.0057571 | 0.98225 | -0.34086 | 0.98216 | -0.3428 | 1.5816
265 | -0.0024045 | -0.00060204 | 0.0024046 | 0.00060197 | 3.632e-08 | -7.0861e-08 | 0.0036259 | 0.0036258 | 0.0036259 | 0.98674 | -0.25362 | 0.98675 | -0.2533 | 0.99612
266 | 0.0024021 | 0.00060168 | -0.0024019 | -0.00060198 | 1.5763e-07 | -3.0075e-07 | 0.0036391 | 0.0036393 | 0.0036393 | 0.98216 | -0.3428 | 0.98209 | -0.34417 | 0.9998
267 | 0.0020596 | 0.00051402 | -0.0020589 | -0.00051601 | 7.3114e-07 | -1.9905e-06 | 0.0031432 | 0.0031441 | 0.0031441 | 0.9748 | -0.48494 | 0.97442 | -0.4924 | 0.86377
268 | -0.0036796 | -0.00092001 | 0.0036801 | 0.0009198 | 5.0935e-07 | -2.1097e-07 | 0.005616 | 0.0056159 | 0.005616 | 0.9748 | -0.48494 | 0.97494 | -0.48203 | 1.5429
269 | -0.0059571 | -0.0014905 | 0.005959 | 0.0014909 | 1.8539e-06 | 4.4032e-07 | 0.0090912 | 0.009091 | 0.0090912 | 0.97494 | -0.48203 | 0.97528 | -0.47549 | 2.4976
270 | 0.0082517 | 0.0020681 | -0.0082517 | -0.0020681 | 1.3013e-10 | 2.5786e-11 | 0.012404 | 0.012404 | 0.012404 | 0.98992 | -0.19229 | 0.98992 | -0.19229 | 3.4076
271 | 0.0064842 | 0.0016251 | -0.0064842 | -0.0016251 | 4.272e-09 | 1.1925e-09 | 0.0097469 | 0.0097469 | 0.0097469 | 0.98992 | -0.19229 | 0.98992 | -0.19231 | 2.6777
272 | 0.0056618 | 0.0014182 | -0.0056615 | -0.0014182 | 2.8315e-07 | 4.8849e-08 | 0.0085368 | 0.0085369 | 0.0085369 | 0.98685 | -0.25136 | 0.9868 | -0.25241 | 2.3453
273 | 0.0041241 | 0.0010328 | -0.0041239 | -0.0010329 | 1.7449e-07 | -4.2042e-08 | 0.0062185 | 0.0062186 | 0.0062186 | 0.9868 | -0.25241 | 0.98675 | -0.2533 | 1.7084
274 | 0.0062104 | 0.0015562 | -0.0062098 | -0.0015561 | 6.0954e-07 | 1.6792e-07 | 0.0095146 | 0.0095147 | 0.0095147 | 0.97126 | -0.55469 | 0.97115 | -0.55675 | 2.6139
275 | 0.0043067 | 0.0010791 | -0.0043065 | -0.0010791 | 2.3855e-07 | -2.808e-08 | 0.0065987 | 0.0065988 | 0.0065988 | 0.97115 | -0.55675 | 0.97109 | -0.55791 | 1.8129
276 | 0.0031488 | 0.000789 | -0.0031487 | -0.00078913 | 1.5694e-07 | -1.2196e-07 | 0.0048249 | 0.004825 | 0.004825 | 0.97109 | -0.55791 | 0.97104 | -0.55896 | 1.3255
277 | -0.21271 | -0.05444 | 0.21275 | 0.054467 | 4.2182e-05 | 2.6768e-05 | 0.31926 | 0.31926 | 0.31926 | 0.99262 | -0.13961 | 0.99284 | -0.13552 | 21.9275
278 | 0.0017006 | 0.00042589 | -0.0017006 | -0.0004262 | 6.9385e-08 | -3.0741e-07 | 0.0025781 | 0.0025782 | 0.0025782 | 0.98153 | -0.35474 | 0.98148 | -0.35559 | 0.7083
279 | 0.021413 | 0.0053715 | -0.021412 | -0.0053709 | 9.6401e-07 | 5.8634e-07 | 0.032518 | 0.032518 | 0.032518 | 0.9799 | -0.38669 | 0.97985 | -0.38764 | 8.9335
280 | 0.018687 | 0.004688 | -0.018681 | -0.0046842 | 6.3129e-06 | 3.7771e-06 | 0.02838 | 0.02838 | 0.02838 | 0.97985 | -0.38764 | 0.97949 | -0.39473 | 7.7968
281 | -0.0020205 | -0.00050639 | 0.0020206 | 0.00050615 | 8.6505e-08 | -2.4222e-07 | 0.0030965 | 0.0030964 | 0.0030965 | 0.97096 | -0.56215 | 0.971 | -0.56125 | 0.85069
282 | -0.0025696 | -0.00064374 | 0.0025697 | 0.00064364 | 6.5892e-08 | -9.8009e-08 | 0.0039377 | 0.0039376 | 0.0039377 | 0.971 | -0.56125 | 0.97103 | -0.56071 | 1.0818
283 | -0.0044439 | -0.0011134 | 0.0044442 | 0.0011133 | 3.7195e-07 | -2.6569e-08 | 0.0068097 | 0.0068096 | 0.0068097 | 0.97103 | -0.56071 | 0.97112 | -0.55896 | 1.8708
284 | -0.0066055 | -0.001655 | 0.0066067 | 0.0016554 | 1.1581e-06 | 3.6812e-07 | 0.010121 | 0.010121 | 0.010121 | 0.97112 | -0.55896 | 0.9713 | -0.55527 | 2.7806
285 | -0.013434 | -0.0033674 | 0.013436 | 0.0033686 | 2.0414e-06 | 1.1471e-06 | 0.020574 | 0.020573 | 0.020574 | 0.97166 | -0.54826 | 0.97182 | -0.54507 | 5.6521
286 | 0.012452 | 0.0031214 | -0.012452 | -0.0031209 | 8.81e-07 | 4.8383e-07 | 0.01907 | 0.01907 | 0.01907 | 0.97166 | -0.54826 | 0.97158 | -0.54974 | 5.239
287 | -0.015717 | -0.0039403 | 0.015725 | 0.0039449 | 7.8681e-06 | 4.5865e-06 | 0.024066 | 0.024066 | 0.024066 | 0.97182 | -0.54507 | 0.97235 | -0.53457 | 6.6116
288 | 0.011395 | 0.0028562 | -0.011394 | -0.0028558 | 7.524e-07 | 3.9996e-07 | 0.017452 | 0.017452 | 0.017452 | 0.97158 | -0.54974 | 0.97151 | -0.55113 | 4.7946
289 | -0.017335 | -0.0043483 | 0.017341 | 0.0043517 | 5.6859e-06 | 3.3717e-06 | 0.02653 | 0.02653 | 0.02653 | 0.97235 | -0.53457 | 0.9727 | -0.52769 | 7.2884
290 | 0.010327 | 0.0025882 | -0.010326 | -0.0025879 | 7.0209e-07 | 3.5668e-07 | 0.015817 | 0.015817 | 0.015817 | 0.97151 | -0.55113 | 0.97144 | -0.55255 | 4.3454
291 | -0.021193 | -0.0053173 | 0.021201 | 0.0053219 | 7.4779e-06 | 4.5503e-06 | 0.032423 | 0.032423 | 0.032423 | 0.9727 | -0.52769 | 0.97307 | -0.52029 | 8.9075
292 | 0.0096075 | 0.0024077 | -0.0096063 | -0.0024071 | 1.2447e-06 | 6.0689e-07 | 0.014716 | 0.014716 | 0.014716 | 0.97144 | -0.55255 | 0.9713 | -0.55527 | 4.043
293 | -0.0075012 | -0.0018797 | 0.0075024 | 0.0018801 | 1.2095e-06 | 4.4641e-07 | 0.011263 | 0.011263 | 0.011263 | 0.99102 | -0.17105 | 0.9912 | -0.16767 | 3.0942
294 | 0.0029372 | 0.00073584 | -0.0029371 | -0.00073598 | 1.273e-07 | -1.434e-07 | 0.0044101 | 0.0044102 | 0.0044102 | 0.99102 | -0.17105 | 0.99097 | -0.17196 | 1.2116
295 | 0.001372 | 0.00034372 | -0.001372 | -0.00034385 | 1.6555e-08 | -1.2342e-07 | 0.0020601 | 0.0020601 | 0.0020601 | 0.99097 | -0.17196 | 0.99096 | -0.17222 | 0.56597
296 | 0.0039391 | 0.00098716 | -0.003939 | -0.0009872 | 1.4626e-07 | -4.5135e-08 | 0.0059662 | 0.0059662 | 0.0059662 | 0.98245 | -0.33538 | 0.98241 | -0.33616 | 1.6391
297 | -0.21376 | -0.054721 | 0.21401 | 0.05488 | 0.00025017 | 0.00015876 | 0.32078 | 0.32078 | 0.32078 | 0.99284 | -0.13552 | 0.99411 | -0.11139 | 22.0319
298 | 0.0042311 | 0.0010604 | -0.004231 | -0.0010604 | 1.0431e-07 | -2.4128e-08 | 0.0063161 | 0.0063162 | 0.0063162 | 0.9968 | -0.060567 | 0.99677 | -0.061085 | 1.7352
299 | 0.0010711 | 0.00026838 | -0.0010711 | -0.00026843 | 4.259e-09 | -5.5219e-08 | 0.0015986 | 0.0015987 | 0.0015987 | 0.99693 | -0.057899 | 0.99693 | -0.057982 | 0.43919

## res_trafo
| p_hv_mw | q_hv_mvar | p_lv_mw | q_lv_mvar | pl_mw | ql_mvar | i_hv_ka | i_lv_ka | vm_hv_pu | va_hv_degree | vm_lv_pu | va_lv_degree | loading_percent
0 | -1.2729e-15 | -1.3162e-15 | 0.00165 | 1.2699e-07 | 0.00165 | 1.2699e-07 | 5.2857e-17 | 0.0023815 | 0.99998 | 149.9956 | 1 | 0 | 0.2619

## res_ext_grid
| p_mw | q_mvar
0 | 0.55288 | 0.14165

## res_load
| p_mw | q_mvar
0 | 0.0014599 | 0.00036588
1 | 0.0014794 | 0.00037076
2 | 0.0014048 | 0.00035208
3 | 0.0010618 | 0.00026611
4 | 0.00081624 | 0.00020457
5 | 0.0025141 | 0.00063008
6 | 0.0023665 | 0.00059309
7 | 0.0010928 | 0.00027388
8 | 0.0024502 | 0.00061407
9 | 0.002925 | 0.00073307
10 | 0.0011375 | 0.00028508
11 | 0.0030888 | 0.00077413
12 | 0.0021036 | 0.00052721
13 | 0.0027923 | 0.00069982
14 | 0.0024921 | 0.00062458
15 | 0.00060916 | 0.00015267
16 | 0.0020247 | 0.00050743
17 | 0.0022574 | 0.00056577
18 | 0.0019927 | 0.00049942
19 | 0.0021903 | 0.00054894
20 | 0.0022517 | 0.00056434
21 | 0.0018881 | 0.00047321
22 | 0.0021358 | 0.00053528
23 | 0.00086397 | 0.00021653
24 | 0.00088073 | 0.00022073
25 | 0.0017654 | 0.00044244
26 | 0.0028073 | 0.00070359
27 | 0.0012389 | 0.00031049
28 | 0.01267 | 0.0031754
29 | 0.0017654 | 0.00044244
30 | 0.00081015 | 0.00020304
31 | 0.00056318 | 0.00014115
32 | 0.00075973 | 0.00019041
33 | 0.0021753 | 0.00054518
34 | 0.00049817 | 0.00012485
35 | 0.0026042 | 0.00065267
36 | 0.0012676 | 0.00031769
37 | 0.0018609 | 0.00046638
38 | 0.0022048 | 0.00055257
39 | 0.0011361 | 0.00028472
40 | 0.00093141 | 0.00023343
41 | 0.00099538 | 0.00024947
42 | 0.0010128 | 0.00025383
43 | 0.00081602 | 0.00020451
44 | 0.0011502 | 0.00028828
45 | 0.0016642 | 0.00041709
46 | 0.0046423 | 0.0011635
47 | 0.0054707 | 0.0013711
48 | 0.0020345 | 0.00050989
49 | 0.0028878 | 0.00072375
50 | 0.0069746 | 0.001748
51 | 0.00060778 | 0.00015232
52 | 0.0036642 | 0.00091834
53 | 0.0034028 | 0.00085281
54 | 0.0015585 | 0.0003906
55 | 0.0024081 | 0.00060352
56 | 0.0043234 | 0.0010836
57 | 0.0075445 | 0.0018908
58 | 0.0013341 | 0.00033436
59 | 0.00071833 | 0.00018003
60 | 0.00089769 | 0.00022498
61 | 0.0017515 | 0.00043897
62 | 0.001673 | 0.00041929
63 | 0.0010798 | 0.00027063
64 | 0.0016 | 0.000401
65 | 0.0013457 | 0.00033727
66 | 0.0007727 | 0.00019366
67 | 0.00082951 | 0.0002079
68 | 0.0016548 | 0.00041473
69 | 0.0013594 | 0.00034071
70 | 0.00047396 | 0.00011879
71 | 0.00015938 | 3.9946e-05
72 | 0.00022976 | 5.7584e-05
73 | 0.00096062 | 0.00024075
74 | 0.00038826 | 9.7307e-05
75 | 0.0011238 | 0.00028164
76 | 0.0042396 | 0.0010625
77 | 0.00034468 | 8.6386e-05
78 | 0.0026956 | 0.00067558
79 | 0.0010586 | 0.00026532
80 | 0.0035366 | 0.00088636
81 | 0.0017568 | 0.00044031
82 | 0.0017489 | 0.00043831
83 | 0.0012932 | 0.00032412
84 | 0.001636 | 0.00041003
85 | 0.0025949 | 0.00065034
86 | 0.0016662 | 0.0004176
87 | 0.0022715 | 0.00056928
88 | 0.0018394 | 0.00046099
89 | 0.001696 | 0.00042507
90 | 0.00096976 | 0.00024304
91 | 0.0022957 | 0.00057537
92 | 0.0019564 | 0.00049031
93 | 0.00088557 | 0.00022194
94 | 0.0033315 | 0.00083496
95 | 0.0011215 | 0.00028107
96 | 0.00095882 | 0.0002403
97 | 0.0021323 | 0.00053442
98 | 0.0010707 | 0.00026834
99 | 0.0039229 | 0.00098318
100 | 0.0024955 | 0.00062542
101 | 0.010128 | 0.0025383
102 | 0.001402 | 0.00035138
103 | 0.0012468 | 0.00031248
104 | 0.0013475 | 0.00033771
105 | 0.0029539 | 0.00074031
106 | 0.013485 | 0.0033798
107 | 0.00078947 | 0.00019786
108 | 0.002617 | 0.00065587
109 | 0.0012052 | 0.00030205
110 | 0.0005333 | 0.00013366
111 | 0.0034026 | 0.00085278
112 | 0.0021895 | 0.00054874
113 | 0.0021801 | 0.00054639
114 | 0.0022533 | 0.00056472
115 | 0.0022576 | 0.0005658
116 | 0.0031343 | 0.00078554
117 | 0.0084502 | 0.0021178
118 | 0.0044939 | 0.0011263
119 | 0.0010743 | 0.00026924
120 | 0.0012478 | 0.00031273
121 | 0.0031148 | 0.00078064
122 | 0.0038509 | 0.00096512
123 | 0.0040708 | 0.0010202
124 | 0.0026142 | 0.00065518
125 | 0.0045559 | 0.0011418
126 | 0.0026704 | 0.00066927
127 | 0.0018236 | 0.00045703
128 | 0.0053535 | 0.0013417
129 | 0.0013513 | 0.00033866
130 | 0.0028853 | 0.00072313
131 | 0.0057682 | 0.0014457
132 | 0.0022562 | 0.00056546
133 | 0.0042232 | 0.0010584
134 | 0.0015109 | 0.00037866
135 | 0.0019332 | 0.0004845
136 | 0.0024249 | 0.00060774
137 | 0.0052644 | 0.0013194
138 | 0.0029389 | 0.00073656
139 | 0.00048526 | 0.00012162
140 | 0.0025018 | 0.00062701
141 | 0.0031896 | 0.00079938
142 | 0.0012414 | 0.00031113
143 | 0.0020954 | 0.00052516
144 | 0.0071755 | 0.0017983
145 | 0.0016925 | 0.00042417
146 | 0.00087899 | 0.0002203
147 | 0.001714 | 0.00042957
148 | 0.00074595 | 0.00018695
149 | 0.00098791 | 0.00024759
150 | 0.0015882 | 0.00039804
151 | 0.00082459 | 0.00020666
152 | 0.0029979 | 0.00075135
153 | 0.0030495 | 0.00076427
154 | 0.0058423 | 0.0014642
155 | 0.0068435 | 0.0017151
156 | 0.0017181 | 0.0004306
157 | 0.0036026 | 0.0009029
158 | 0.0013617 | 0.00034128
159 | 0.001404 | 0.00035189
160 | 0.0014183 | 0.00035545
161 | 0.0022799 | 0.00057141
162 | 0.00062772 | 0.00015732
163 | 0.00067747 | 0.00016979
164 | 0.00078256 | 0.00019613
165 | 0.00078722 | 0.0001973
166 | 0.00039244 | 9.8355e-05
167 | 0.00037347 | 9.3601e-05
168 | 0.00078666 | 0.00019716
169 | 0.00091935 | 0.00023041
170 | 0.00091697 | 0.00022981
171 | 0.00080661 | 0.00020215
172 | 0.001494 | 0.00037444
173 | 0.0014015 | 0.00035125
174 | 0.0012576 | 0.00031519
175 | 0.0041563 | 0.0010417
176 | 0.0013988 | 0.00035056
177 | 0.0016969 | 0.00042527
178 | 0.002012 | 0.00050424
179 | 0.0017324 | 0.00043417
180 | 0.0017537 | 0.00043951
181 | 0.0012081 | 0.00030278
182 | 0.0018088 | 0.00045333
183 | 0.0014229 | 0.00035662
184 | 0.0010513 | 0.00026349
185 | 0.0031195 | 0.00078183
186 | 0.002602 | 0.00065212
187 | 0.0018514 | 0.000464
188 | 0.0010862 | 0.00027224
189 | 0.00095913 | 0.00024038
190 | 0.00070595 | 0.00017693
191 | 0.0086136 | 0.0021588
192 | 0.0016986 | 0.0004257
193 | 0.001398 | 0.00035037
194 | 0.0016199 | 0.000406
195 | 0.0020589 | 0.00051601
196 | 0.0022771 | 0.00057068
197 | 0.0018381 | 0.00046067
198 | 0.0020265 | 0.00050789
199 | 0.0017674 | 0.00044296
200 | 0.0064842 | 0.0016251
201 | 0.0020198 | 0.00050621
202 | 0.0015375 | 0.00038533
203 | 0.0017193 | 0.0004309
204 | 0.00078691 | 0.00019722
205 | 0.0034476 | 0.00086404
206 | 0.00229 | 0.00057394
207 | 0.0019031 | 0.00047697
208 | 0.0011577 | 0.00029014
209 | 0.0015347 | 0.00038464
210 | 0.0019712 | 0.00049402
211 | 0.0021982 | 0.00055091
212 | 0.0033302 | 0.00083464
213 | 0.0027247 | 0.00068289
214 | 0.0017173 | 0.00043041
215 | 0.0024019 | 0.00060198
216 | 0.0017006 | 0.0004262
217 | 0.0020205 | 0.00050639
218 | 0.00054898 | 0.00013759
219 | 0.0018742 | 0.00046972
220 | 0.0021613 | 0.00054166
221 | 0.0027255 | 0.00068309
222 | 0.00098175 | 0.00024605
223 | 0.002281 | 0.00057168
224 | 0.0010564 | 0.00026476
225 | 0.0016099 | 0.00040349
226 | 0.0010674 | 0.00026752
227 | 0.0038527 | 0.00096559
228 | 0.00071872 | 0.00018013
229 | 0.0029996 | 0.00075178
230 | 0.004564 | 0.0011438
231 | 0.0021457 | 0.00053777
232 | 0.0015651 | 0.00039226
233 | 0.001372 | 0.00034385
234 | 0.0012496 | 0.00031318
235 | 0.0010147 | 0.00025432
236 | 0.0061008 | 0.001529
237 | 0.0046369 | 0.0011621
238 | 0.003939 | 0.0009872
239 | 0.0031487 | 0.00078913
240 | 0.004231 | 0.0010604
241 | 0.0010711 | 0.00026843

## dtypes
| element | column | dtype
0 | bus | name | object
1 | bus | vn_kv | float64
2 | bus | type | object
3 | bus | zone | object
4 | bus | in_service | bool
5 | load | name | object
6 | load | bus | uint32
7 | load | p_mw | float64
8 | load | q_mvar | float64
9 | load | const_z_percent | float64
10 | load | const_i_percent | float64
11 | load | sn_mva | float64
12 | load | scaling | float64
13 | load | in_service | bool
14 | load | type | object
15 | ext_grid | name | object
16 | ext_grid | bus | uint32
17 | ext_grid | vm_pu | float64
18 | ext_grid | va_degree | float64
19 | ext_grid | slack_weight | float64
20 | ext_grid | in_service | bool
21 | line | name | object
22 | line | std_type | object
23 | line | from_bus | uint32
24 | line | to_bus | uint32
25 | line | length_km | float64
26 | line | r_ohm_per_km | float64
27 | line | x_ohm_per_km | float64
28 | line | c_nf_per_km | float64
29 | line | g_us_per_km | float64
30 | line | max_i_ka | float64
31 | line | df | float64
32 | line | parallel | uint32
33 | line | type | object
34 | line | in_service | bool
35 | trafo | name | object
36 | trafo | std_type | object
37 | trafo | hv_bus | uint32
38 | trafo | lv_bus | uint32
39 | trafo | sn_mva | float64
40 | trafo | vn_hv_kv | float64
41 | trafo | vn_lv_kv | float64
42 | trafo | vk_percent | float64
43 | trafo | vkr_percent | float64
44 | trafo | pfe_kw | float64
45 | trafo | i0_percent | float64
46 | trafo | shift_degree | float64
47 | trafo | tap_side | object
48 | trafo | tap_neutral | int32
49 | trafo | tap_min | int32
50 | trafo | tap_max | int32
51 | trafo | tap_step_percent | float64
52 | trafo | tap_step_degree | float64
53 | trafo | tap_pos | int32
54 | trafo | tap_phase_shifter | bool
55 | trafo | parallel | uint32
56 | trafo | df | float64
57 | trafo | in_service | bool
58 | line_geodata | coords | object
59 | bus_geodata | x | float64
60 | bus_geodata | y | float64
61 | bus_geodata | coords | object
62 | res_bus | vm_pu | float64
63 | res_bus | va_degree | float64
64 | res_bus | p_mw | float64
65 | res_bus | q_mvar | float64
66 | res_line | p_from_mw | float64
67 | res_line | q_from_mvar | float64
68 | res_line | p_to_mw | float64
69 | res_line | q_to_mvar | float64
70 | res_line | pl_mw | float64
71 | res_line | ql_mvar | float64
72 | res_line | i_from_ka | float64
73 | res_line | i_to_ka | float64
74 | res_line | i_ka | float64
75 | res_line | vm_from_pu | float64
76 | res_line | va_from_degree | float64
77 | res_line | vm_to_pu | float64
78 | res_line | va_to_degree | float64
79 | res_line | loading_percent | float64
80 | res_trafo | p_hv_mw | float64
81 | res_trafo | q_hv_mvar | float64
82 | res_trafo | p_lv_mw | float64
83 | res_trafo | q_lv_mvar | float64
84 | res_trafo | pl_mw | float64
85 | res_trafo | ql_mvar | float64
86 | res_trafo | i_hv_ka | float64
87 | res_trafo | i_lv_ka | float64
88 | res_trafo | vm_hv_pu | float64
89 | res_trafo | va_hv_degree | float64
90 | res_trafo | vm_lv_pu | float64
91 | res_trafo | va_lv_degree | float64
92 | res_trafo | loading_percent | float64
93 | res_ext_grid | p_mw | float64
94 | res_ext_grid | q_mvar | float64
95 | res_load | p_mw | float64
96 | res_load | q_mvar | float64

## parameters
| version | format_version | converged | OPF_converged | name | f_hz | sn_mva
0 | 2.14.6 | 2.14.0 | TRUE | FALSE |  | 50 | 1