## bus
| name | vn_kv | type | zone | in_service
0 | bus_LV_2516-3_1_3_node_7 | 0.4 | n |  | TRUE
1 | bus_LV_2516-3_1_3_node_8 | 0.4 | n |  | TRUE
2 | bus_LV_2516-3_1_3_node_9 | 0.4 | n |  | TRUE
3 | bus_LV_2516-3_1_3_node_11 | 0.4 | n |  | TRUE
4 | bus_LV_2516-3_1_3_node_248 | 0.4 | n |  | TRUE
5 | bus_LV_2516-3_1_3_node_175 | 0.4 | n |  | TRUE
6 | bus_LV_2516-3_1_3_node_12 | 0.4 | n |  | TRUE
7 | bus_LV_2516-3_1_3_node_13 | 0.4 | n |  | TRUE
8 | bus_LV_2516-3_1_3_node_14 | 0.4 | n |  | TRUE
9 | bus_LV_2516-3_1_3_node_15 | 0.4 | n |  | TRUE
10 | bus_LV_2516-3_1_3_node_179 | 0.4 | n |  | TRUE
11 | bus_LV_2516-3_1_3_node_104 | 0.4 | n |  | TRUE
12 | bus_LV_2516-3_1_3_node_178 | 0.4 | n |  | TRUE
13 | bus_LV_2516-3_1_3_node_16 | 0.4 | n |  | TRUE
14 | bus_LV_2516-3_1_3_node_17 | 0.4 | n |  | TRUE
15 | bus_LV_2516-3_1_3_node_18 | 0.4 | n |  | TRUE
16 | bus_LV_2516-3_1_3_node_19 | 0.4 | n |  | TRUE
17 | bus_LV_2516-3_1_3_node_20 | 0.4 | n |  | TRUE
18 | bus_LV_2516-3_1_3_node_21 | 0.4 | n |  | TRUE
19 | bus_LV_2516-3_1_3_node_180 | 0.4 | n |  | TRUE
20 | bus_LV_2516-3_1_3_node_181 | 0.4 | n |  | TRUE
21 | bus_LV_2516-3_1_3_node_152 | 0.4 | n |  | TRUE
22 | bus_LV_2516-3_1_3_node_184 | 0.4 | n |  | TRUE
23 | bus_LV_2516-3_1_3_node_283 | 0.4 | n |  | TRUE
24 | bus_LV_2516-3_1_3_node_22 | 0.4 | n |  | TRUE
25 | bus_LV_2516-3_1_3_node_23 | 0.4 | n |  | TRUE
26 | bus_LV_2516-3_1_3_node_24 | 0.4 | n |  | TRUE
27 | bus_LV_2516-3_1_3_node_25 | 0.4 | n |  | TRUE
28 | bus_LV_2516-3_1_3_node_26 | 0.4 | n |  | TRUE
29 | bus_LV_2516-3_1_3_node_64 | 0.4 | n |  | TRUE
30 | bus_LV_2516-3_1_3_node_27 | 0.4 | n |  | TRUE
31 | bus_LV_2516-3_1_3_node_28 | 0.4 | n |  | TRUE
32 | bus_LV_2516-3_1_3_node_29 | 0.4 | n |  | TRUE
33 | bus_LV_2516-3_1_3_node_30 | 0.4 | n |  | TRUE
34 | bus_LV_2516-3_1_3_node_31 | 0.4 | n |  | TRUE
35 | bus_LV_2516-3_1_3_node_108 | 0.4 | n |  | TRUE
36 | bus_LV_2516-3_1_3_node_38 | 0.4 | n |  | TRUE
37 | bus_LV_2516-3_1_3_node_39 | 0.4 | n |  | TRUE
38 | bus_LV_2516-3_1_3_node_40 | 0.4 | n |  | TRUE
39 | bus_LV_2516-3_1_3_node_41 | 0.4 | n |  | TRUE
40 | bus_LV_2516-3_1_3_node_42 | 0.4 | n |  | TRUE
41 | bus_LV_2516-3_1_3_node_158 | 0.4 | n |  | TRUE
42 | bus_LV_2516-3_1_3_node_107 | 0.4 | n |  | TRUE
43 | bus_LV_2516-3_1_3_node_50 | 0.4 | n |  | TRUE
44 | bus_LV_2516-3_1_3_node_122 | 0.4 | n |  | TRUE
45 | bus_LV_2516-3_1_3_node_52 | 0.4 | n |  | TRUE
46 | bus_LV_2516-3_1_3_node_53 | 0.4 | n |  | TRUE
47 | bus_LV_2516-3_1_3_node_54 | 0.4 | n |  | TRUE
48 | bus_LV_2516-3_1_3_node_55 | 0.4 | n |  | TRUE
49 | bus_LV_2516-3_1_3_node_56 | 0.4 | n |  | TRUE
50 | bus_LV_2516-3_1_3_node_190 | 0.4 | n |  | TRUE
51 | bus_LV_2516-3_1_3_node_124 | 0.4 | n |  | TRUE
52 | bus_LV_2516-3_1_3_node_125 | 0.4 | n |  | TRUE
53 | bus_LV_2516-3_1_3_node_57 | 0.4 | n |  | TRUE
54 | bus_LV_2516-3_1_3_node_58 | 0.4 | n |  | TRUE
55 | bus_LV_2516-3_1_3_node_59 | 0.4 | n |  | TRUE
56 | bus_LV_2516-3_1_3_node_60 | 0.4 | n |  | TRUE
57 | bus_LV_2516-3_1_3_node_61 | 0.4 | n |  | TRUE
58 | bus_LV_2516-3_1_3_node_253 | 0.4 | n |  | TRUE
59 | bus_LV_2516-3_1_3_node_62 | 0.4 | n |  | TRUE
60 | bus_LV_2516-3_1_3_node_63 | 0.4 | n |  | TRUE
61 | bus_LV_2516-3_1_3_node_65 | 0.4 | n |  | TRUE
62 | bus_LV_2516-3_1_3_node_66 | 0.4 | n |  | TRUE
63 | bus_LV_2516-3_1_3_node_271 | 0.4 | n |  | TRUE
64 | bus_LV_2516-3_1_3_node_270 | 0.4 | n |  | TRUE
65 | bus_LV_2516-3_1_3_node_67 | 0.4 | n |  | TRUE
66 | bus_LV_2516-3_1_3_node_68 | 0.4 | n |  | TRUE
67 | bus_LV_2516-3_1_3_node_69 | 0.4 | n |  | TRUE
68 | bus_LV_2516-3_1_3_node_84 | 0.4 | n |  | TRUE
69 | bus_LV_2516-3_1_3_node_85 | 0.4 | n |  | TRUE
70 | bus_LV_2516-3_1_3_node_86 | 0.4 | n |  | TRUE
71 | bus_LV_2516-3_1_3_node_87 | 0.4 | n |  | TRUE
72 | bus_LV_2516-3_1_3_node_88 | 0.4 | n |  | TRUE
73 | bus_LV_2516-3_1_3_node_144 | 0.4 | n |  | TRUE
74 | bus_LV_2516-3_1_3_node_102 | 0.4 | n |  | TRUE
75 | bus_LV_2516-3_1_3_node_103 | 0.4 | n |  | TRUE
76 | bus_LV_2516-3_1_3_node_105 | 0.4 | n |  | TRUE
77 | bus_LV_2516-3_1_3_node_106 | 0.4 | n |  | TRUE
78 | bus_LV_2516-3_1_3_node_320 | 0.4 | n |  | TRUE
79 | bus_LV_2516-3_1_3_node_303 | 0.4 | n |  | TRUE
80 | bus_LV_2516-3_1_3_node_113 | 0.4 | n |  | TRUE
81 | bus_LV_2516-3_1_3_node_115 | 0.4 | n |  | TRUE
82 | bus_LV_2516-3_1_3_node_114 | 0.4 | n |  | TRUE
83 | bus_LV_2516-3_1_3_node_117 | 0.4 | n |  | TRUE
84 | bus_LV_2516-3_1_3_node_224 | 0.4 | n |  | TRUE
85 | bus_LV_2516-3_1_3_node_119 | 0.4 | n |  | TRUE
86 | bus_LV_2516-3_1_3_node_120 | 0.4 | n |  | TRUE
87 | bus_LV_2516-3_1_3_node_121 | 0.4 | n |  | TRUE
88 | bus_LV_2516-3_1_3_node_183 | 0.4 | n |  | TRUE
89 | bus_LV_2516-3_1_3_node_182 | 0.4 | n |  | TRUE
90 | bus_LV_2516-3_1_3_node_237 | 0.4 | n |  | TRUE
91 | bus_LV_2516-3_1_3_node_123 | 0.4 | n |  | TRUE
92 | bus_LV_2516-3_1_3_node_307 | 0.4 | n |  | TRUE
93 | bus_LV_2516-3_1_3_node_232 | 0.4 | n |  | TRUE
94 | bus_LV_2516-3_1_3_node_294 | 0.4 | n |  | TRUE
95 | bus_LV_2516-3_1_3_node_145 | 0.4 | n |  | TRUE
96 | bus_LV_2516-3_1_3_node_146 | 0.4 | n |  | TRUE
97 | bus_LV_2516-3_1_3_node_323 | 0.4 | n |  | TRUE
98 | bus_LV_2516-3_1_3_node_304 | 0.4 | n |  | TRUE
99 | bus_LV_2516-3_1_3_node_147 | 0.4 | n |  | TRUE
100 | bus_LV_2516-3_1_3_node_148 | 0.4 | n |  | TRUE
101 | bus_LV_2516-3_1_3_node_149 | 0.4 | n |  | TRUE
102 | bus_LV_2516-3_1_3_node_150 | 0.4 | n |  | TRUE
103 | bus_LV_2516-3_1_3_node_151 | 0.4 | n |  | TRUE
104 | bus_LV_2516-3_1_3_node_245 | 0.4 | n |  | TRUE
105 | bus_LV_2516-3_1_3_node_153 | 0.4 | n |  | TRUE
106 | bus_LV_2516-3_1_3_node_295 | 0.4 | n |  | TRUE
107 | bus_LV_2516-3_1_3_node_154 | 0.4 | n |  | TRUE
108 | bus_LV_2516-3_1_3_node_155 | 0.4 | n |  | TRUE
109 | bus_LV_2516-3_1_3_node_157 | 0.4 | n |  | TRUE
110 | bus_LV_2516-3_1_3_node_159 | 0.4 | n |  | TRUE
111 | bus_LV_2516-3_1_3_node_176 | 0.4 | n |  | TRUE
112 | bus_LV_2516-3_1_3_node_173 | 0.4 | n |  | TRUE
113 | bus_LV_2516-3_1_3_node_174 | 0.4 | n |  | TRUE
114 | bus_LV_2516-3_1_3_node_177 | 0.4 | n |  | TRUE
115 | bus_LV_2516-3_1_3_node_188 | 0.4 | n |  | TRUE
116 | bus_LV_2516-3_1_3_node_192 | 0.4 | n |  | TRUE
117 | bus_LV_2516-3_1_3_node_282 | 0.4 | n |  | TRUE
118 | bus_LV_2516-3_1_3_node_186 | 0.4 | n |  | TRUE
119 | bus_LV_2516-3_1_3_node_246 | 0.4 | n |  | TRUE
120 | bus_LV_2516-3_1_3_node_191 | 0.4 | n |  | TRUE
121 | bus_LV_2516-3_1_3_node_259 | 0.4 | n |  | TRUE
122 | bus_LV_2516-3_1_3_node_193 | 0.4 | n |  | TRUE
123 | bus_LV_2516-3_1_3_node_244 | 0.4 | n |  | TRUE
124 | bus_LV_2516-3_1_3_node_225 | 0.4 | n |  | TRUE
125 | bus_LV_2516-3_1_3_node_227 | 0.4 | n |  | TRUE
126 | bus_LV_2516-3_1_3_node_228 | 0.4 | n |  | TRUE
127 | bus_LV_2516-3_1_3_node_229 | 0.4 | n |  | TRUE
128 | bus_LV_2516-3_1_3_node_230 | 0.4 | n |  | TRUE
129 | bus_LV_2516-3_1_3_node_231 | 0.4 | n |  | TRUE
130 | bus_LV_2516-3_1_3_node_297 | 0.4 | n |  | TRUE
131 | bus_LV_2516-3_1_3_node_258 | 0.4 | n |  | TRUE
132 | bus_LV_2516-3_1_3_node_256 | 0.4 | n |  | TRUE
133 | bus_LV_2516-3_1_3_node_238 | 0.4 | n |  | TRUE
134 | bus_LV_2516-3_1_3_node_240 | 0.4 | n |  | TRUE
135 | bus_LV_2516-3_1_3_node_241 | 0.4 | n |  | TRUE
136 | bus_LV_2516-3_1_3_node_242 | 0.4 | n |  | TRUE
137 | bus_LV_2516-3_1_3_node_243 | 0.4 | n |  | TRUE
138 | bus_LV_2516-3_1_3_node_254 | 0.4 | n |  | TRUE
139 | bus_LV_2516-3_1_3_node_293 | 0.4 | n |  | TRUE
140 | bus_LV_2516-3_1_3_node_257 | 0.4 | n |  | TRUE
141 | bus_LV_2516-3_1_3_node_260 | 0.4 | n |  | TRUE
142 | bus_LV_2516-3_1_3_node_272 | 0.4 | n |  | TRUE
143 | bus_LV_2516-3_1_3_node_273 | 0.4 | n |  | TRUE
144 | bus_LV_2516-3_1_3_node_274 | 0.4 | n |  | TRUE
145 | bus_LV_2516-3_1_3_node_281 | 0.4 | n |  | TRUE
146 | bus_LV_2516-3_1_3_node_321 | 0.4 | n |  | TRUE
147 | bus_LV_2516-3_1_3_node_322 | 0.4 | n |  | TRUE
148 | bus_LV_2516-3_1_3_node_298 | 0.4 | n |  | TRUE
149 | bus_LV_2516-3_1_3_node_299 | 0.4 | n |  | TRUE
150 | bus_LV_2516-3_1_3_node_308 | 0.4 | n |  | TRUE
151 | bus_LV_2516-3_1_3_node_324 | 0.4 | n |  | TRUE
152 | bus_MV_392_0_node_10 | 20 | n |  | TRUE

## load
| name | bus | p_mw | q_mvar | const_z_percent | const_i_percent | sn_mva | scaling | in_service | type
0 | LV_2516-3_1_3_load_7 | 0 | 0.00042048 | 0.00010538 | 0 | 0 |  | 1 | TRUE | wye
1 | LV_2516-3_1_3_load_8 | 1 | 0.00097599 | 0.00024461 | 0 | 0 |  | 1 | TRUE | wye
2 | LV_2516-3_1_3_load_9 | 2 | 0.0070623 | 0.00177 | 0 | 0 |  | 1 | TRUE | wye
3 | LV_2516-3_1_3_load_12 | 6 | 0.0016068 | 0.00040271 | 0 | 0 |  | 1 | TRUE | wye
4 | LV_2516-3_1_3_load_13 | 7 | 0.00091176 | 0.00022851 | 0 | 0 |  | 1 | TRUE | wye
5 | LV_2516-3_1_3_load_14 | 8 | 0.0023056 | 0.00057785 | 0 | 0 |  | 1 | TRUE | wye
6 | LV_2516-3_1_3_load_179 | 10 | 0.0019262 | 0.00048274 | 0 | 0 |  | 1 | TRUE | wye
7 | LV_2516-3_1_3_load_178 | 12 | 0.0039186 | 0.0009821 | 0 | 0 |  | 1 | TRUE | wye
8 | LV_2516-3_1_3_load_16 | 13 | 0.0030028 | 0.00075258 | 0 | 0 |  | 1 | TRUE | wye
9 | LV_2516-3_1_3_load_17 | 14 | 0.001378 | 0.00034535 | 0 | 0 |  | 1 | TRUE | wye
10 | LV_2516-3_1_3_load_20 | 17 | 0.0012098 | 0.0003032 | 0 | 0 |  | 1 | TRUE | wye
11 | LV_2516-3_1_3_load_180 | 19 | 0.0019198 | 0.00048114 | 0 | 0 |  | 1 | TRUE | wye
12 | LV_2516-3_1_3_load_181 | 20 | 0.00094734 | 0.00023743 | 0 | 0 |  | 1 | TRUE | wye
13 | LV_2516-3_1_3_load_152 | 21 | 0.0025213 | 0.00063189 | 0 | 0 |  | 1 | TRUE | wye
14 | LV_2516-3_1_3_load_283 | 23 | 0.003868 | 0.00096942 | 0 | 0 |  | 1 | TRUE | wye
15 | LV_2516-3_1_3_load_22 | 24 | 0.001715 | 0.00042982 | 0 | 0 |  | 1 | TRUE | wye
16 | LV_2516-3_1_3_load_23 | 25 | 0.0037341 | 0.00093584 | 0 | 0 |  | 1 | TRUE | wye
17 | LV_2516-3_1_3_load_24 | 26 | 0.0020831 | 0.00052207 | 0 | 0 |  | 1 | TRUE | wye
18 | LV_2516-3_1_3_load_25 | 27 | 0.0021819 | 0.00054685 | 0 | 0 |  | 1 | TRUE | wye
19 | LV_2516-3_1_3_load_26 | 28 | 0.0042018 | 0.0010531 | 0 | 0 |  | 1 | TRUE | wye
20 | LV_2516-3_1_3_load_64 | 29 | 0.0026101 | 0.00065415 | 0 | 0 |  | 1 | TRUE | wye
21 | LV_2516-3_1_3_load_27 | 30 | 0.0020089 | 0.00050349 | 0 | 0 |  | 1 | TRUE | wye
22 | LV_2516-3_1_3_load_28 | 31 | 0.0020059 | 0.00050272 | 0 | 0 |  | 1 | TRUE | wye
23 | LV_2516-3_1_3_load_29 | 32 | 0.0039945 | 0.0010011 | 0 | 0 |  | 1 | TRUE | wye
24 | LV_2516-3_1_3_load_30 | 33 | 0.0015418 | 0.00038642 | 0 | 0 |  | 1 | TRUE | wye
25 | LV_2516-3_1_3_load_31 | 34 | 0.001745 | 0.00043735 | 0 | 0 |  | 1 | TRUE | wye
26 | LV_2516-3_1_3_load_38 | 36 | 0.0052105 | 0.0013059 | 0 | 0 |  | 1 | TRUE | wye
27 | LV_2516-3_1_3_load_39 | 37 | 0.00048915 | 0.00012259 | 0 | 0 |  | 1 | TRUE | wye
28 | LV_2516-3_1_3_load_40 | 38 | 0.00062188 | 0.00015586 | 0 | 0 |  | 1 | TRUE | wye
29 | LV_2516-3_1_3_load_41 | 39 | 0.0048514 | 0.0012159 | 0 | 0 |  | 1 | TRUE | wye
30 | LV_2516-3_1_3_load_42 | 40 | 0.0052103 | 0.0013058 | 0 | 0 |  | 1 | TRUE | wye
31 | LV_2516-3_1_3_load_158 | 41 | 0.0016236 | 0.00040691 | 0 | 0 |  | 1 | TRUE | wye
32 | LV_2516-3_1_3_load_107 | 42 | 0.0015462 | 0.00038751 | 0 | 0 |  | 1 | TRUE | wye
33 | LV_2516-3_1_3_load_50 | 43 | 0.00029008 | 7.27e-05 | 0 | 0 |  | 1 | TRUE | wye
34 | LV_2516-3_1_3_load_122 | 44 | 4.4864e-05 | 1.1244e-05 | 0 | 0 |  | 1 | TRUE | wye
35 | LV_2516-3_1_3_load_52 | 45 | 0.0015048 | 0.00037713 | 0 | 0 |  | 1 | TRUE | wye
36 | LV_2516-3_1_3_load_53 | 46 | 0.0019061 | 0.00047771 | 0 | 0 |  | 1 | TRUE | wye
37 | LV_2516-3_1_3_load_54 | 47 | 0.0011372 | 0.00028501 | 0 | 0 |  | 1 | TRUE | wye
38 | LV_2516-3_1_3_load_55 | 48 | 0.0018101 | 0.00045365 | 0 | 0 |  | 1 | TRUE | wye
39 | LV_2516-3_1_3_load_190 | 50 | 0.0015476 | 0.00038787 | 0 | 0 |  | 1 | TRUE | wye
40 | LV_2516-3_1_3_load_57 | 53 | 0.0016994 | 0.00042591 | 0 | 0 |  | 1 | TRUE | wye
41 | LV_2516-3_1_3_load_58 | 54 | 0.0024308 | 0.00060921 | 0 | 0 |  | 1 | TRUE | wye
42 | LV_2516-3_1_3_load_59 | 55 | 0.0048924 | 0.0012262 | 0 | 0 |  | 1 | TRUE | wye
43 | LV_2516-3_1_3_load_60 | 56 | 0.0019836 | 0.00049713 | 0 | 0 |  | 1 | TRUE | wye
44 | LV_2516-3_1_3_load_61 | 57 | 0.0027115 | 0.00067957 | 0 | 0 |  | 1 | TRUE | wye
45 | LV_2516-3_1_3_load_253 | 58 | 0.0012527 | 0.00031396 | 0 | 0 |  | 1 | TRUE | wye
46 | LV_2516-3_1_3_load_62 | 59 | 0.0019931 | 0.00049953 | 0 | 0 |  | 1 | TRUE | wye
47 | LV_2516-3_1_3_load_65 | 61 | 0.002485 | 0.0006228 | 0 | 0 |  | 1 | TRUE | wye
48 | LV_2516-3_1_3_load_271 | 63 | 0.003258 | 0.00081654 | 0 | 0 |  | 1 | TRUE | wye
49 | LV_2516-3_1_3_load_270 | 64 | 0.0038496 | 0.0009648 | 0 | 0 |  | 1 | TRUE | wye
50 | LV_2516-3_1_3_load_67 | 65 | 0.0022366 | 0.00056054 | 0 | 0 |  | 1 | TRUE | wye
51 | LV_2516-3_1_3_load_68 | 66 | 0.0020618 | 0.00051674 | 0 | 0 |  | 1 | TRUE | wye
52 | LV_2516-3_1_3_load_69 | 67 | 0.00237 | 0.00059397 | 0 | 0 |  | 1 | TRUE | wye
53 | LV_2516-3_1_3_load_84 | 68 | 0.0010825 | 0.0002713 | 0 | 0 |  | 1 | TRUE | wye
54 | LV_2516-3_1_3_load_85 | 69 | 0.0012891 | 0.00032308 | 0 | 0 |  | 1 | TRUE | wye
55 | LV_2516-3_1_3_load_86 | 70 | 0.0017131 | 0.00042935 | 0 | 0 |  | 1 | TRUE | wye
56 | LV_2516-3_1_3_load_87 | 71 | 0.0017406 | 0.00043623 | 0 | 0 |  | 1 | TRUE | wye
57 | LV_2516-3_1_3_load_88 | 72 | 0.001661 | 0.00041628 | 0 | 0 |  | 1 | TRUE | wye
58 | LV_2516-3_1_3_load_102 | 74 | 0.000919 | 0.00023032 | 0 | 0 |  | 1 | TRUE | wye
59 | LV_2516-3_1_3_load_103 | 75 | 0.0015406 | 0.00038611 | 0 | 0 |  | 1 | TRUE | wye
60 | LV_2516-3_1_3_load_105 | 76 | 0.0015487 | 0.00038815 | 0 | 0 |  | 1 | TRUE | wye
61 | LV_2516-3_1_3_load_320 | 78 | 0.0028397 | 0.00071169 | 0 | 0 |  | 1 | TRUE | wye
62 | LV_2516-3_1_3_load_303 | 79 | 0.00098483 | 0.00024682 | 0 | 0 |  | 1 | TRUE | wye
63 | LV_2516-3_1_3_load_113 | 80 | 0.006636 | 0.0016631 | 0 | 0 |  | 1 | TRUE | wye
64 | LV_2516-3_1_3_load_224 | 84 | 0.005308 | 0.0013303 | 0 | 0 |  | 1 | TRUE | wye
65 | LV_2516-3_1_3_load_119 | 85 | 0.0015967 | 0.00040017 | 0 | 0 |  | 1 | TRUE | wye
66 | LV_2516-3_1_3_load_120 | 86 | 0.0024267 | 0.00060819 | 0 | 0 |  | 1 | TRUE | wye
67 | LV_2516-3_1_3_load_121 | 87 | 0.0015152 | 0.00037975 | 0 | 0 |  | 1 | TRUE | wye
68 | LV_2516-3_1_3_load_183 | 88 | 0.0020881 | 0.00052333 | 0 | 0 |  | 1 | TRUE | wye
69 | LV_2516-3_1_3_load_182 | 89 | 0.0015373 | 0.00038529 | 0 | 0 |  | 1 | TRUE | wye
70 | LV_2516-3_1_3_load_237 | 90 | 0.0009615 | 0.00024098 | 0 | 0 |  | 1 | TRUE | wye
71 | LV_2516-3_1_3_load_123 | 91 | 0.000745 | 0.00018671 | 0 | 0 |  | 1 | TRUE | wye
72 | LV_2516-3_1_3_load_307 | 92 | 0.000107 | 2.6818e-05 | 0 | 0 |  | 1 | TRUE | wye
73 | LV_2516-3_1_3_load_294 | 94 | 0.0058364 | 0.0014627 | 0 | 0 |  | 1 | TRUE | wye
74 | LV_2516-3_1_3_load_146 | 96 | 0.0013279 | 0.0003328 | 0 | 0 |  | 1 | TRUE | wye
75 | LV_2516-3_1_3_load_323 | 97 | 0.0018317 | 0.00045907 | 0 | 0 |  | 1 | TRUE | wye
76 | LV_2516-3_1_3_load_304 | 98 | 0.0038632 | 0.0009682 | 0 | 0 |  | 1 | TRUE | wye
77 | LV_2516-3_1_3_load_147 | 99 | 0.0019547 | 0.0004899 | 0 | 0 |  | 1 | TRUE | wye
78 | LV_2516-3_1_3_load_148 | 100 | 0.002964 | 0.00074286 | 0 | 0 |  | 1 | TRUE | wye
79 | LV_2516-3_1_3_load_149 | 101 | 0.0017378 | 0.00043553 | 0 | 0 |  | 1 | TRUE | wye
80 | LV_2516-3_1_3_load_150 | 102 | 0.0025294 | 0.00063393 | 0 | 0 |  | 1 | TRUE | wye
81 | LV_2516-3_1_3_load_151 | 103 | 0.0022029 | 0.00055209 | 0 | 0 |  | 1 | TRUE | wye
82 | LV_2516-3_1_3_load_245 | 104 | 0.0027451 | 0.00068798 | 0 | 0 |  | 1 | TRUE | wye
83 | LV_2516-3_1_3_load_153 | 105 | 0.00099682 | 0.00024983 | 0 | 0 |  | 1 | TRUE | wye
84 | LV_2516-3_1_3_load_154 | 107 | 0.00064845 | 0.00016252 | 0 | 0 |  | 1 | TRUE | wye
85 | LV_2516-3_1_3_load_155 | 108 | 0.0024951 | 0.00062534 | 0 | 0 |  | 1 | TRUE | wye
86 | LV_2516-3_1_3_load_157 | 109 | 0.00033607 | 8.4227e-05 | 0 | 0 |  | 1 | TRUE | wye
87 | LV_2516-3_1_3_load_159 | 110 | 0.004474 | 0.0011213 | 0 | 0 |  | 1 | TRUE | wye
88 | LV_2516-3_1_3_load_173 | 112 | 0.0011876 | 0.00029764 | 0 | 0 |  | 1 | TRUE | wye
89 | LV_2516-3_1_3_load_174 | 113 | 0.0017665 | 0.00044272 | 0 | 0 |  | 1 | TRUE | wye
90 | LV_2516-3_1_3_load_177 | 114 | 0.0014551 | 0.00036469 | 0 | 0 |  | 1 | TRUE | wye
91 | LV_2516-3_1_3_load_192 | 116 | 0.0011816 | 0.00029614 | 0 | 0 |  | 1 | TRUE | wye
92 | LV_2516-3_1_3_load_282 | 117 | 0.001188 | 0.00029774 | 0 | 0 |  | 1 | TRUE | wye
93 | LV_2516-3_1_3_load_186 | 118 | 0.009051 | 0.0022684 | 0 | 0 |  | 1 | TRUE | wye
94 | LV_2516-3_1_3_load_246 | 119 | 0.00057127 | 0.00014317 | 0 | 0 |  | 1 | TRUE | wye
95 | LV_2516-3_1_3_load_191 | 120 | 0.0018331 | 0.00045942 | 0 | 0 |  | 1 | TRUE | wye
96 | LV_2516-3_1_3_load_259 | 121 | 0.00204 | 0.00051128 | 0 | 0 |  | 1 | TRUE | wye
97 | LV_2516-3_1_3_load_193 | 122 | 0.0031653 | 0.00079331 | 0 | 0 |  | 1 | TRUE | wye
98 | LV_2516-3_1_3_load_244 | 123 | 0.0032379 | 0.0008115 | 0 | 0 |  | 1 | TRUE | wye
99 | LV_2516-3_1_3_load_225 | 124 | 0.0021692 | 0.00054366 | 0 | 0 |  | 1 | TRUE | wye
100 | LV_2516-3_1_3_load_227 | 125 | 0.0011433 | 0.00028655 | 0 | 0 |  | 1 | TRUE | wye
101 | LV_2516-3_1_3_load_228 | 126 | 0.0016131 | 0.00040427 | 0 | 0 |  | 1 | TRUE | wye
102 | LV_2516-3_1_3_load_229 | 127 | 0.0018754 | 0.00047001 | 0 | 0 |  | 1 | TRUE | wye
103 | LV_2516-3_1_3_load_230 | 128 | 0.0018352 | 0.00045995 | 0 | 0 |  | 1 | TRUE | wye
104 | LV_2516-3_1_3_load_231 | 129 | 0.0016443 | 0.0004121 | 0 | 0 |  | 1 | TRUE | wye
105 | LV_2516-3_1_3_load_297 | 130 | 0.0018237 | 0.00045707 | 0 | 0 |  | 1 | TRUE | wye
106 | LV_2516-3_1_3_load_258 | 131 | 0.003731 | 0.00093507 | 0 | 0 |  | 1 | TRUE | wye
107 | LV_2516-3_1_3_load_256 | 132 | 0.0024345 | 0.00061015 | 0 | 0 |  | 1 | TRUE | wye
108 | LV_2516-3_1_3_load_238 | 133 | 0.0044754 | 0.0011216 | 0 | 0 |  | 1 | TRUE | wye
109 | LV_2516-3_1_3_load_240 | 134 | 0.0025455 | 0.00063797 | 0 | 0 |  | 1 | TRUE | wye
110 | LV_2516-3_1_3_load_241 | 135 | 0.003528 | 0.00088419 | 0 | 0 |  | 1 | TRUE | wye
111 | LV_2516-3_1_3_load_243 | 137 | 0.0015507 | 0.00038864 | 0 | 0 |  | 1 | TRUE | wye
112 | LV_2516-3_1_3_load_254 | 138 | 0.0029619 | 0.00074232 | 0 | 0 |  | 1 | TRUE | wye
113 | LV_2516-3_1_3_load_293 | 139 | 0.004782 | 0.0011985 | 0 | 0 |  | 1 | TRUE | wye
114 | LV_2516-3_1_3_load_257 | 140 | 0.0023913 | 0.00059932 | 0 | 0 |  | 1 | TRUE | wye
115 | LV_2516-3_1_3_load_260 | 141 | 0.0024105 | 0.00060413 | 0 | 0 |  | 1 | TRUE | wye
116 | LV_2516-3_1_3_load_272 | 142 | 0.0021292 | 0.00053362 | 0 | 0 |  | 1 | TRUE | wye
117 | LV_2516-3_1_3_load_273 | 143 | 0.0017676 | 0.000443 | 0 | 0 |  | 1 | TRUE | wye
118 | LV_2516-3_1_3_load_274 | 144 | 0.0017376 | 0.00043549 | 0 | 0 |  | 1 | TRUE | wye
119 | LV_2516-3_1_3_load_281 | 145 | 0.0016136 | 0.00040442 | 0 | 0 |  | 1 | TRUE | wye
120 | LV_2516-3_1_3_load_321 | 146 | 0.0034594 | 0.00086701 | 0 | 0 |  | 1 | TRUE | wye
121 | LV_2516-3_1_3_load_322 | 147 | 0.001882 | 0.00047167 | 0 | 0 |  | 1 | TRUE | wye
122 | LV_2516-3_1_3_load_308 | 150 | 0.00025746 | 6.4526e-05 | 0 | 0 |  | 1 | TRUE | wye
123 | LV_2516-3_1_3_load_324 | 151 | 0.0011958 | 0.00029969 | 0 | 0 |  | 1 | TRUE | wye

## ext_grid
| name | bus | vm_pu | va_degree | slack_weight | in_service
0 |  | 105 | 1 | 0 | 1 | TRUE

## line
| name | std_type | from_bus | to_bus | length_km | r_ohm_per_km | x_ohm_per_km | c_nf_per_km | g_us_per_km | max_i_ka | df | parallel | type | in_service
0 | LV_2516-3_1_3_line_0 |  | 0 | 1 | 0.015637 | 0.125 | 0.08 | 261 | 0 | 0.364 | 1 | 1 | cs | TRUE
1 | LV_2516-3_1_3_line_1 |  | 0 | 2 | 0.024065 | 0.125 | 0.08 | 261 | 0 | 0.364 | 1 | 1 | cs | TRUE
2 | LV_2516-3_1_3_line_2 |  | 2 | 3 | 0.027686 | 0.125 | 0.08 | 261 | 0 | 0.364 | 1 | 1 | cs | TRUE
3 | LV_2516-3_1_3_line_3 |  | 3 | 4 | 0.014428 | 0.125 | 0.08 | 261 | 0 | 0.364 | 1 | 1 | cs | TRUE
4 | LV_2516-3_1_3_line_4 |  | 3 | 5 | 0.031864 | 0.125 | 0.08 | 261 | 0 | 0.364 | 1 | 1 | cs | TRUE
5 | LV_2516-3_1_3_line_5 |  | 4 | 87 | 0.015259 | 0.125 | 0.08 | 261 | 0 | 0.364 | 1 | 1 | cs | TRUE
6 | LV_2516-3_1_3_line_6 |  | 5 | 114 | 0.024125 | 0.125 | 0.08 | 261 | 0 | 0.364 | 1 | 2 | cs | TRUE
7 | LV_2516-3_1_3_line_7 |  | 5 | 112 | 0.018954 | 0.125 | 0.08 | 261 | 0 | 0.364 | 1 | 1 | cs | TRUE
8 | LV_2516-3_1_3_line_8 |  | 6 | 7 | 0.019731 | 0.125 | 0.08 | 261 | 0 | 0.364 | 1 | 1 | cs | TRUE
9 | LV_2516-3_1_3_line_9 |  | 6 | 8 | 0.017714 | 0.125 | 0.08 | 261 | 0 | 0.364 | 1 | 1 | cs | TRUE
10 | LV_2516-3_1_3_line_10 |  | 7 | 9 | 0.011253 | 0.125 | 0.08 | 261 | 0 | 0.364 | 1 | 1 | cs | TRUE
11 | LV_2516-3_1_3_line_11 |  | 9 | 10 | 0.014434 | 0.125 | 0.08 | 261 | 0 | 0.364 | 1 | 1 | cs | TRUE
12 | LV_2516-3_1_3_line_12 |  | 9 | 11 | 0.028385 | 0.125 | 0.08 | 261 | 0 | 0.364 | 1 | 1 | cs | TRUE
13 | LV_2516-3_1_3_line_13 |  | 9 | 12 | 0.018213 | 0.125 | 0.08 | 261 | 0 | 0.364 | 1 | 1 | cs | TRUE
14 | LV_2516-3_1_3_line_14 |  | 10 | 117 | 0.019138 | 0.125 | 0.08 | 261 | 0 | 0.364 | 1 | 1 | cs | TRUE
15 | LV_2516-3_1_3_line_15 |  | 11 | 77 | 0.015748 | 0.125 | 0.08 | 261 | 0 | 0.364 | 1 | 1 | cs | TRUE
16 | LV_2516-3_1_3_line_16 |  | 11 | 74 | 0.012209 | 0.125 | 0.08 | 261 | 0 | 0.364 | 1 | 1 | cs | TRUE
17 | LV_2516-3_1_3_line_17 |  | 12 | 61 | 0.016998 | 0.125 | 0.08 | 261 | 0 | 0.364 | 1 | 1 | cs | TRUE
18 | LV_2516-3_1_3_line_18 |  | 13 | 14 | 0.0038198 | 0.125 | 0.08 | 261 | 0 | 0.364 | 1 | 2 | cs | TRUE
19 | LV_2516-3_1_3_line_19 |  | 13 | 15 | 0.023168 | 0.125 | 0.08 | 261 | 0 | 0.364 | 1 | 2 | cs | TRUE
20 | LV_2516-3_1_3_line_20 |  | 14 | 16 | 0.017191 | 0.125 | 0.08 | 261 | 0 | 0.364 | 1 | 2 | cs | TRUE
21 | LV_2516-3_1_3_line_21 |  | 15 | 17 | 0.018358 | 0.125 | 0.08 | 261 | 0 | 0.364 | 1 | 2 | cs | TRUE
22 | LV_2516-3_1_3_line_22 |  | 15 | 18 | 0.020847 | 0.125 | 0.08 | 261 | 0 | 0.364 | 1 | 1 | cs | TRUE
23 | LV_2516-3_1_3_line_23 |  | 16 | 19 | 0.0087127 | 0.125 | 0.08 | 261 | 0 | 0.364 | 1 | 2 | cs | TRUE
24 | LV_2516-3_1_3_line_24 |  | 16 | 20 | 0.003599 | 0.125 | 0.08 | 261 | 0 | 0.364 | 1 | 1 | cs | TRUE
25 | LV_2516-3_1_3_line_25 |  | 17 | 21 | 0.02383 | 0.125 | 0.08 | 261 | 0 | 0.364 | 1 | 2 | cs | TRUE
26 | LV_2516-3_1_3_line_26 |  | 18 | 22 | 0.029743 | 0.125 | 0.08 | 261 | 0 | 0.364 | 1 | 1 | cs | TRUE
27 | LV_2516-3_1_3_line_27 |  | 18 | 23 | 0.013241 | 0.125 | 0.08 | 261 | 0 | 0.364 | 1 | 1 | cs | TRUE
28 | LV_2516-3_1_3_line_28 |  | 19 | 56 | 0.015667 | 0.125 | 0.08 | 261 | 0 | 0.364 | 1 | 2 | cs | TRUE
29 | LV_2516-3_1_3_line_29 |  | 20 | 71 | 0.011598 | 0.125 | 0.08 | 261 | 0 | 0.364 | 1 | 1 | cs | TRUE
30 | LV_2516-3_1_3_line_30 |  | 21 | 105 | 0.018788 | 0.125 | 0.08 | 261 | 0 | 0.364 | 1 | 2 | cs | TRUE
31 | LV_2516-3_1_3_line_31 |  | 22 | 27 | 0.016686 | 0.125 | 0.08 | 261 | 0 | 0.364 | 1 | 1 | cs | TRUE
32 | LV_2516-3_1_3_line_32 |  | 22 | 67 | 0.017685 | 0.125 | 0.08 | 261 | 0 | 0.364 | 1 | 1 | cs | TRUE
33 | LV_2516-3_1_3_line_33 |  | 23 | 144 | 0.022026 | 0.125 | 0.08 | 261 | 0 | 0.364 | 1 | 1 | cs | TRUE
34 | LV_2516-3_1_3_line_34 |  | 24 | 25 | 0.00044602 | 0.125 | 0.08 | 261 | 0 | 0.364 | 1 | 1 | cs | TRUE
35 | LV_2516-3_1_3_line_35 |  | 24 | 26 | 0.021179 | 0.125 | 0.08 | 261 | 0 | 0.364 | 1 | 1 | cs | TRUE
36 | LV_2516-3_1_3_line_36 |  | 25 | 27 | 0.021052 | 0.125 | 0.08 | 261 | 0 | 0.364 | 1 | 1 | cs | TRUE
37 | LV_2516-3_1_3_line_37 |  | 26 | 28 | 0.017193 | 0.125 | 0.08 | 261 | 0 | 0.364 | 1 | 1 | cs | TRUE
38 | LV_2516-3_1_3_line_38 |  | 28 | 29 | 0.012957 | 0.125 | 0.08 | 261 | 0 | 0.364 | 1 | 1 | cs | TRUE
39 | LV_2516-3_1_3_line_39 |  | 29 | 60 | 0.012966 | 0.125 | 0.08 | 261 | 0 | 0.364 | 1 | 1 | cs | TRUE
40 | LV_2516-3_1_3_line_40 |  | 30 | 31 | 0.012463 | 0.125 | 0.08 | 261 | 0 | 0.364 | 1 | 1 | cs | TRUE
41 | LV_2516-3_1_3_line_41 |  | 30 | 32 | 0.0066665 | 0.125 | 0.08 | 261 | 0 | 0.364 | 1 | 1 | cs | TRUE
42 | LV_2516-3_1_3_line_42 |  | 31 | 33 | 0.019069 | 0.125 | 0.08 | 261 | 0 | 0.364 | 1 | 1 | cs | TRUE
43 | LV_2516-3_1_3_line_43 |  | 32 | 34 | 0.0095815 | 0.125 | 0.08 | 261 | 0 | 0.364 | 1 | 1 | cs | TRUE
44 | LV_2516-3_1_3_line_44 |  | 33 | 35 | 0.004206 | 0.125 | 0.08 | 261 | 0 | 0.364 | 1 | 1 | cs | TRUE
45 | LV_2516-3_1_3_line_45 |  | 35 | 42 | 0.015732 | 0.125 | 0.08 | 261 | 0 | 0.364 | 1 | 1 | cs | TRUE
46 | LV_2516-3_1_3_line_46 |  | 36 | 37 | 0.0044804 | 0.125 | 0.08 | 261 | 0 | 0.364 | 1 | 1 | cs | TRUE
47 | LV_2516-3_1_3_line_47 |  | 36 | 38 | 0.015952 | 0.125 | 0.08 | 261 | 0 | 0.364 | 1 | 1 | cs | TRUE
48 | LV_2516-3_1_3_line_48 |  | 37 | 39 | 0.020218 | 0.125 | 0.08 | 261 | 0 | 0.364 | 1 | 1 | cs | TRUE
49 | LV_2516-3_1_3_line_49 |  | 38 | 40 | 0.010573 | 0.125 | 0.08 | 261 | 0 | 0.364 | 1 | 1 | cs | TRUE
50 | LV_2516-3_1_3_line_50 |  | 39 | 41 | 0.017515 | 0.125 | 0.08 | 261 | 0 | 0.364 | 1 | 1 | cs | TRUE
51 | LV_2516-3_1_3_line_51 |  | 40 | 42 | 0.0060575 | 0.125 | 0.08 | 261 | 0 | 0.364 | 1 | 1 | cs | TRUE
52 | LV_2516-3_1_3_line_52 |  | 41 | 110 | 0.017442 | 0.125 | 0.08 | 261 | 0 | 0.364 | 1 | 1 | cs | TRUE
53 | LV_2516-3_1_3_line_53 |  | 43 | 44 | 0.0016343 | 0.125 | 0.08 | 261 | 0 | 0.364 | 1 | 1 | cs | TRUE
54 | LV_2516-3_1_3_line_54 |  | 44 | 91 | 0.009448 | 0.125 | 0.08 | 261 | 0 | 0.364 | 1 | 1 | cs | TRUE
55 | LV_2516-3_1_3_line_55 |  | 45 | 46 | 0.0038498 | 0.125 | 0.08 | 261 | 0 | 0.364 | 1 | 1 | cs | TRUE
56 | LV_2516-3_1_3_line_56 |  | 45 | 47 | 0.020164 | 0.125 | 0.08 | 261 | 0 | 0.364 | 1 | 1 | cs | TRUE
57 | LV_2516-3_1_3_line_57 |  | 46 | 48 | 0.021403 | 0.125 | 0.08 | 261 | 0 | 0.364 | 1 | 1 | cs | TRUE
58 | LV_2516-3_1_3_line_58 |  | 47 | 49 | 0.016904 | 0.125 | 0.08 | 261 | 0 | 0.364 | 1 | 1 | cs | TRUE
59 | LV_2516-3_1_3_line_59 |  | 48 | 50 | 0.00056615 | 0.125 | 0.08 | 261 | 0 | 0.364 | 1 | 1 | cs | TRUE
60 | LV_2516-3_1_3_line_60 |  | 49 | 51 | 0.034851 | 0.125 | 0.08 | 261 | 0 | 0.364 | 1 | 1 | cs | TRUE
61 | LV_2516-3_1_3_line_61 |  | 49 | 52 | 0.019319 | 0.125 | 0.08 | 261 | 0 | 0.364 | 1 | 1 | cs | TRUE
62 | LV_2516-3_1_3_line_62 |  | 50 | 120 | 0.015344 | 0.125 | 0.08 | 261 | 0 | 0.364 | 1 | 1 | cs | TRUE
63 | LV_2516-3_1_3_line_63 |  | 51 | 93 | 0.029884 | 0.125 | 0.08 | 261 | 0 | 0.364 | 1 | 1 | cs | TRUE
64 | LV_2516-3_1_3_line_64 |  | 52 | 94 | 0.025447 | 0.125 | 0.08 | 261 | 0 | 0.364 | 1 | 1 | cs | TRUE
65 | LV_2516-3_1_3_line_65 |  | 52 | 63 | 0.022487 | 0.125 | 0.08 | 261 | 0 | 0.364 | 1 | 1 | cs | TRUE
66 | LV_2516-3_1_3_line_66 |  | 53 | 54 | 0.0056192 | 0.125 | 0.08 | 261 | 0 | 0.364 | 1 | 2 | cs | TRUE
67 | LV_2516-3_1_3_line_67 |  | 53 | 55 | 0.021646 | 0.125 | 0.08 | 261 | 0 | 0.364 | 1 | 2 | cs | TRUE
68 | LV_2516-3_1_3_line_68 |  | 54 | 56 | 0.017431 | 0.125 | 0.08 | 261 | 0 | 0.364 | 1 | 2 | cs | TRUE
69 | LV_2516-3_1_3_line_69 |  | 55 | 57 | 0.0057004 | 0.125 | 0.08 | 261 | 0 | 0.364 | 1 | 2 | cs | TRUE
70 | LV_2516-3_1_3_line_70 |  | 57 | 58 | 0.020932 | 0.125 | 0.08 | 261 | 0 | 0.364 | 1 | 2 | cs | TRUE
71 | LV_2516-3_1_3_line_71 |  | 58 | 138 | 0.0076526 | 0.125 | 0.08 | 261 | 0 | 0.364 | 1 | 2 | cs | TRUE
72 | LV_2516-3_1_3_line_72 |  | 59 | 60 | 0.037461 | 0.125 | 0.08 | 261 | 0 | 0.364 | 1 | 1 | cs | TRUE
73 | LV_2516-3_1_3_line_73 |  | 60 | 61 | 0.020595 | 0.125 | 0.08 | 261 | 0 | 0.364 | 1 | 1 | cs | TRUE
74 | LV_2516-3_1_3_line_74 |  | 60 | 62 | 0.034147 | 0.125 | 0.08 | 261 | 0 | 0.364 | 1 | 1 | cs | TRUE
75 | LV_2516-3_1_3_line_75 |  | 62 | 63 | 0.0052645 | 0.125 | 0.08 | 261 | 0 | 0.364 | 1 | 1 | cs | TRUE
76 | LV_2516-3_1_3_line_76 |  | 62 | 64 | 0.015663 | 0.125 | 0.08 | 261 | 0 | 0.364 | 1 | 1 | cs | TRUE
77 | LV_2516-3_1_3_line_77 |  | 64 | 127 | 0.0025167 | 0.125 | 0.08 | 261 | 0 | 0.364 | 1 | 1 | cs | TRUE
78 | LV_2516-3_1_3_line_78 |  | 65 | 66 | 0.019458 | 0.125 | 0.08 | 261 | 0 | 0.364 | 1 | 1 | cs | TRUE
79 | LV_2516-3_1_3_line_79 |  | 66 | 67 | 0.0029654 | 0.125 | 0.08 | 261 | 0 | 0.364 | 1 | 1 | cs | TRUE
80 | LV_2516-3_1_3_line_80 |  | 68 | 69 | 0.0018824 | 0.125 | 0.08 | 261 | 0 | 0.364 | 1 | 1 | cs | TRUE
81 | LV_2516-3_1_3_line_81 |  | 68 | 70 | 0.018263 | 0.125 | 0.08 | 261 | 0 | 0.364 | 1 | 1 | cs | TRUE
82 | LV_2516-3_1_3_line_82 |  | 69 | 71 | 0.020772 | 0.125 | 0.08 | 261 | 0 | 0.364 | 1 | 1 | cs | TRUE
83 | LV_2516-3_1_3_line_83 |  | 70 | 72 | 0.00096009 | 0.125 | 0.08 | 261 | 0 | 0.364 | 1 | 1 | cs | TRUE
84 | LV_2516-3_1_3_line_84 |  | 72 | 73 | 0.036107 | 0.125 | 0.08 | 261 | 0 | 0.364 | 1 | 1 | cs | TRUE
85 | LV_2516-3_1_3_line_85 |  | 73 | 95 | 0.017142 | 0.125 | 0.08 | 261 | 0 | 0.364 | 1 | 1 | cs | TRUE
86 | LV_2516-3_1_3_line_86 |  | 73 | 96 | 0.016466 | 0.125 | 0.08 | 261 | 0 | 0.364 | 1 | 1 | cs | TRUE
87 | LV_2516-3_1_3_line_87 |  | 74 | 75 | 0.0018538 | 0.125 | 0.08 | 261 | 0 | 0.364 | 1 | 1 | cs | TRUE
88 | LV_2516-3_1_3_line_88 |  | 75 | 76 | 0.011622 | 0.125 | 0.08 | 261 | 0 | 0.364 | 1 | 1 | cs | TRUE
89 | LV_2516-3_1_3_line_89 |  | 77 | 78 | 0.031688 | 0.125 | 0.08 | 261 | 0 | 0.364 | 1 | 1 | cs | TRUE
90 | LV_2516-3_1_3_line_90 |  | 77 | 79 | 0.034871 | 0.125 | 0.08 | 261 | 0 | 0.364 | 1 | 1 | cs | TRUE
91 | LV_2516-3_1_3_line_91 |  | 79 | 109 | 0.004831 | 0.125 | 0.08 | 261 | 0 | 0.364 | 1 | 1 | cs | TRUE
92 | LV_2516-3_1_3_line_92 |  | 80 | 81 | 0.024659 | 0.125 | 0.08 | 261 | 0 | 0.364 | 1 | 1 | cs | TRUE
93 | LV_2516-3_1_3_line_93 |  | 81 | 85 | 0.030793 | 0.125 | 0.08 | 261 | 0 | 0.364 | 1 | 1 | cs | TRUE
94 | LV_2516-3_1_3_line_94 |  | 81 | 86 | 0.0066674 | 0.125 | 0.08 | 261 | 0 | 0.364 | 1 | 1 | cs | TRUE
95 | LV_2516-3_1_3_line_95 |  | 81 | 87 | 0.028891 | 0.125 | 0.08 | 261 | 0 | 0.364 | 1 | 1 | cs | TRUE
96 | LV_2516-3_1_3_line_96 |  | 82 | 83 | 0.024994 | 0.125 | 0.08 | 261 | 0 | 0.364 | 1 | 1 | cs | TRUE
97 | LV_2516-3_1_3_line_97 |  | 82 | 84 | 0.030492 | 0.125 | 0.08 | 261 | 0 | 0.364 | 1 | 1 | cs | TRUE
98 | LV_2516-3_1_3_line_98 |  | 83 | 88 | 0.020488 | 0.125 | 0.08 | 261 | 0 | 0.364 | 1 | 1 | cs | TRUE
99 | LV_2516-3_1_3_line_99 |  | 84 | 124 | 0.0057756 | 0.125 | 0.08 | 261 | 0 | 0.364 | 1 | 1 | cs | TRUE
100 | LV_2516-3_1_3_line_100 |  | 85 | 89 | 0.017229 | 0.125 | 0.08 | 261 | 0 | 0.364 | 1 | 1 | cs | TRUE
101 | LV_2516-3_1_3_line_101 |  | 86 | 90 | 0.0080866 | 0.125 | 0.08 | 261 | 0 | 0.364 | 1 | 1 | cs | TRUE
102 | LV_2516-3_1_3_line_102 |  | 88 | 89 | 0.0045236 | 0.125 | 0.08 | 261 | 0 | 0.364 | 1 | 1 | cs | TRUE
103 | LV_2516-3_1_3_line_103 |  | 90 | 133 | 0.007134 | 0.125 | 0.08 | 261 | 0 | 0.364 | 1 | 1 | cs | TRUE
104 | LV_2516-3_1_3_line_104 |  | 91 | 92 | 3.9807e-06 | 0.125 | 0.08 | 261 | 0 | 0.364 | 1 | 1 | cs | TRUE
105 | LV_2516-3_1_3_line_105 |  | 92 | 150 | 0.0087554 | 0.125 | 0.08 | 261 | 0 | 0.364 | 1 | 1 | cs | TRUE
106 | LV_2516-3_1_3_line_106 |  | 93 | 131 | 0.011817 | 0.125 | 0.08 | 261 | 0 | 0.364 | 1 | 1 | cs | TRUE
107 | LV_2516-3_1_3_line_107 |  | 93 | 132 | 0.029714 | 0.125 | 0.08 | 261 | 0 | 0.364 | 1 | 1 | cs | TRUE
108 | LV_2516-3_1_3_line_108 |  | 93 | 128 | 0.13396 | 0.125 | 0.08 | 261 | 0 | 0.364 | 1 | 1 | cs | TRUE
109 | LV_2516-3_1_3_line_109 |  | 95 | 97 | 0.047895 | 0.125 | 0.08 | 261 | 0 | 0.364 | 1 | 1 | cs | TRUE
110 | LV_2516-3_1_3_line_110 |  | 96 | 98 | 0.027745 | 0.125 | 0.08 | 261 | 0 | 0.364 | 1 | 1 | cs | TRUE
111 | LV_2516-3_1_3_line_111 |  | 99 | 100 | 0.0069329 | 0.125 | 0.08 | 261 | 0 | 0.364 | 1 | 1 | cs | TRUE
112 | LV_2516-3_1_3_line_112 |  | 99 | 101 | 0.014531 | 0.125 | 0.08 | 261 | 0 | 0.364 | 1 | 1 | cs | TRUE
113 | LV_2516-3_1_3_line_113 |  | 100 | 102 | 0.015231 | 0.125 | 0.08 | 261 | 0 | 0.364 | 1 | 1 | cs | TRUE
114 | LV_2516-3_1_3_line_114 |  | 101 | 103 | 0.00058165 | 0.125 | 0.08 | 261 | 0 | 0.364 | 1 | 1 | cs | TRUE
115 | LV_2516-3_1_3_line_115 |  | 103 | 104 | 0.017902 | 0.125 | 0.08 | 261 | 0 | 0.364 | 1 | 1 | cs | TRUE
116 | LV_2516-3_1_3_line_116 |  | 104 | 136 | 0.012772 | 0.125 | 0.08 | 261 | 0 | 0.364 | 1 | 1 | cs | TRUE
117 | LV_2516-3_1_3_line_117 |  | 105 | 106 | 0.02812 | 0.125 | 0.08 | 261 | 0 | 0.364 | 1 | 1 | cs | TRUE
118 | LV_2516-3_1_3_line_118 |  | 106 | 146 | 0.011262 | 0.125 | 0.08 | 261 | 0 | 0.364 | 1 | 1 | cs | TRUE
119 | LV_2516-3_1_3_line_119 |  | 106 | 147 | 0.013677 | 0.125 | 0.08 | 261 | 0 | 0.364 | 1 | 1 | cs | TRUE
120 | LV_2516-3_1_3_line_120 |  | 107 | 108 | 0.0067831 | 0.125 | 0.08 | 261 | 0 | 0.364 | 1 | 1 | cs | TRUE
121 | LV_2516-3_1_3_line_121 |  | 108 | 109 | 0.014549 | 0.125 | 0.08 | 261 | 0 | 0.364 | 1 | 1 | cs | TRUE
122 | LV_2516-3_1_3_line_122 |  | 110 | 111 | 0.019667 | 0.125 | 0.08 | 261 | 0 | 0.364 | 1 | 1 | cs | TRUE
123 | LV_2516-3_1_3_line_123 |  | 111 | 115 | 0.047114 | 0.125 | 0.08 | 261 | 0 | 0.364 | 1 | 1 | cs | TRUE
124 | LV_2516-3_1_3_line_124 |  | 111 | 113 | 0.017743 | 0.125 | 0.08 | 261 | 0 | 0.364 | 1 | 1 | cs | TRUE
125 | LV_2516-3_1_3_line_125 |  | 112 | 113 | 0.028992 | 0.125 | 0.08 | 261 | 0 | 0.364 | 1 | 1 | cs | TRUE
126 | LV_2516-3_1_3_line_126 |  | 114 | 116 | 0.00036799 | 0.125 | 0.08 | 261 | 0 | 0.364 | 1 | 2 | cs | TRUE
127 | LV_2516-3_1_3_line_127 |  | 115 | 119 | 0.015797 | 0.125 | 0.08 | 261 | 0 | 0.364 | 1 | 1 | cs | TRUE
128 | LV_2516-3_1_3_line_128 |  | 115 | 118 | 0.021318 | 0.125 | 0.08 | 261 | 0 | 0.364 | 1 | 1 | cs | TRUE
129 | LV_2516-3_1_3_line_129 |  | 116 | 122 | 0.019907 | 0.125 | 0.08 | 261 | 0 | 0.364 | 1 | 2 | cs | TRUE
130 | LV_2516-3_1_3_line_130 |  | 117 | 145 | 0.0039205 | 0.125 | 0.08 | 261 | 0 | 0.364 | 1 | 1 | cs | TRUE
131 | LV_2516-3_1_3_line_131 |  | 119 | 139 | 0.011825 | 0.125 | 0.08 | 261 | 0 | 0.364 | 1 | 1 | cs | TRUE
132 | LV_2516-3_1_3_line_132 |  | 120 | 121 | 0.007317 | 0.125 | 0.08 | 261 | 0 | 0.364 | 1 | 1 | cs | TRUE
133 | LV_2516-3_1_3_line_133 |  | 121 | 141 | 0.0077966 | 0.125 | 0.08 | 261 | 0 | 0.364 | 1 | 1 | cs | TRUE
134 | LV_2516-3_1_3_line_134 |  | 122 | 123 | 0.02802 | 0.125 | 0.08 | 261 | 0 | 0.364 | 1 | 2 | cs | TRUE
135 | LV_2516-3_1_3_line_135 |  | 123 | 136 | 0.0045838 | 0.125 | 0.08 | 261 | 0 | 0.364 | 1 | 2 | cs | TRUE
136 | LV_2516-3_1_3_line_136 |  | 125 | 126 | 0.0008849 | 0.125 | 0.08 | 261 | 0 | 0.364 | 1 | 1 | cs | TRUE
137 | LV_2516-3_1_3_line_137 |  | 126 | 127 | 0.017016 | 0.125 | 0.08 | 261 | 0 | 0.364 | 1 | 1 | cs | TRUE
138 | LV_2516-3_1_3_line_138 |  | 128 | 129 | 0.007402 | 0.125 | 0.08 | 261 | 0 | 0.364 | 1 | 1 | cs | TRUE
139 | LV_2516-3_1_3_line_139 |  | 129 | 130 | 0.29423 | 0.125 | 0.08 | 261 | 0 | 0.364 | 1 | 1 | cs | TRUE
140 | LV_2516-3_1_3_line_140 |  | 130 | 148 | 0.04359 | 0.125 | 0.08 | 261 | 0 | 0.364 | 1 | 1 | cs | TRUE
141 | LV_2516-3_1_3_line_141 |  | 132 | 140 | 0.02965 | 0.125 | 0.08 | 261 | 0 | 0.364 | 1 | 1 | cs | TRUE
142 | LV_2516-3_1_3_line_142 |  | 134 | 135 | 0.0035526 | 0.125 | 0.08 | 261 | 0 | 0.364 | 1 | 2 | cs | TRUE
143 | LV_2516-3_1_3_line_143 |  | 134 | 136 | 0.018563 | 0.125 | 0.08 | 261 | 0 | 0.364 | 1 | 2 | cs | TRUE
144 | LV_2516-3_1_3_line_144 |  | 135 | 137 | 0.017638 | 0.125 | 0.08 | 261 | 0 | 0.364 | 1 | 2 | cs | TRUE
145 | LV_2516-3_1_3_line_145 |  | 137 | 138 | 0.0095634 | 0.125 | 0.08 | 261 | 0 | 0.364 | 1 | 2 | cs | TRUE
146 | LV_2516-3_1_3_line_146 |  | 142 | 143 | 0.020734 | 0.125 | 0.08 | 261 | 0 | 0.364 | 1 | 1 | cs | TRUE
147 | LV_2516-3_1_3_line_147 |  | 143 | 144 | 0.0018386 | 0.125 | 0.08 | 261 | 0 | 0.364 | 1 | 1 | cs | TRUE
148 | LV_2516-3_1_3_line_148 |  | 148 | 149 | 0.053113 | 0.125 | 0.08 | 261 | 0 | 0.364 | 1 | 1 | cs | TRUE
149 | LV_2516-3_1_3_line_149 |  | 148 | 150 | 0.2973 | 0.125 | 0.08 | 261 | 0 | 0.364 | 1 | 1 | cs | TRUE
150 | LV_2516-3_1_3_line_150 |  | 149 | 151 | 0.035948 | 0.125 | 0.08 | 261 | 0 | 0.364 | 1 | 1 | cs | TRUE

## trafo
| name | std_type | hv_bus | lv_bus | sn_mva | vn_hv_kv | vn_lv_kv | vk_percent | vkr_percent | pfe_kw | i0_percent | shift_degree | tap_side | tap_neutral | tap_min | tap_max | tap_step_percent | tap_step_degree | tap_pos | tap_phase_shifter | parallel | df | in_service
0 | LV_2516-3_1_3_trafo_153 | 0.63 MVA 20/0.4 kV | 152 | 105 | 0.63 | 20 | 0.4 | 6 | 1.206 | 1.65 | 0.2619 | 150 | hv | 0 | -2 | 2 | 2.5 | 0 | 0 | FALSE | 1 | 1 | TRUE

## line_geodata
| x0 | y0 | x1 | y1 | x2 | y2 | x3 | y3 | x4 | y4
0 | 2613651.749 | 1229119.0187 | 2613647.6335 | 1229134.1048
1 | 2613651.749 | 1229119.0187 | 2613653.7919 | 1229111.5303 | 2613657.4809 | 1229095.6505
2 | 2613663.7457 | 1229068.6831 | 2613657.4809 | 1229095.6505
3 | 2613663.7457 | 1229068.6831 | 2613667.6183 | 1229054.7837
4 | 2613663.7457 | 1229068.6831 | 2613661.1182 | 1229068.1212 | 2613632.5042 | 1229061.9744
5 | 2613667.6183 | 1229054.7837 | 2613671.7125 | 1229040.0843
6 | 2613632.5042 | 1229061.9744 | 2613608.4138 | 1229063.2605
7 | 2613632.5042 | 1229061.9744 | 2613631.9061 | 1229055.169 | 2613627.5617 | 1229043.8522
8 | 2613455.2702 | 1229255.7303 | 2613456.1802 | 1229236.0202
9 | 2613456.9971 | 1229218.3252 | 2613456.1802 | 1229236.0202
10 | 2613454.7513 | 1229266.9713 | 2613455.2702 | 1229255.7303
11 | 2613454.7513 | 1229266.9713 | 2613453.3322 | 1229281.3355
12 | 2613454.7513 | 1229266.9713 | 2613483.1919 | 1229265.7013
13 | 2613454.7513 | 1229266.9713 | 2613436.5464 | 1229267.5218
14 | 2613453.3322 | 1229281.3355 | 2613451.4506 | 1229300.3808
15 | 2613498.9727 | 1229265.0588 | 2613483.1919 | 1229265.7013
16 | 2613483.1919 | 1229265.7013 | 2613482.4776 | 1229253.5128
17 | 2613436.5464 | 1229267.5218 | 2613419.5562 | 1229268.0356
18 | 2613403.511 | 1229088.8123 | 2613403.6171 | 1229092.6306
19 | 2613404.2603 | 1229115.79 | 2613403.6171 | 1229092.6306
20 | 2613403.0337 | 1229071.6276 | 2613403.511 | 1229088.8123
21 | 2613404.2603 | 1229115.79 | 2613422.6027 | 1229115.0387
22 | 2613404.2603 | 1229115.79 | 2613404.8347 | 1229136.6259
23 | 2613403.0337 | 1229071.6276 | 2613411.7406 | 1229071.311
24 | 2613403.0337 | 1229071.6276 | 2613399.438 | 1229071.7811
25 | 2613446.4123 | 1229114.0635 | 2613422.6027 | 1229115.0387
26 | 2613404.0256 | 1229166.3529 | 2613404.8347 | 1229136.6259
27 | 2613404.8347 | 1229136.6259 | 2613391.6016 | 1229137.076
28 | 2613411.7406 | 1229071.311 | 2613427.3969 | 1229070.7418
29 | 2613387.8507 | 1229072.2754 | 2613399.438 | 1229071.7811
30 | 2613446.4123 | 1229114.0635 | 2613465.1847 | 1229113.2946
31 | 2613404.0256 | 1229166.3529 | 2613403.0863 | 1229183.0125
32 | 2613404.0256 | 1229166.3529 | 2613421.6949 | 1229165.6018
33 | 2613391.6016 | 1229137.076 | 2613369.5883 | 1229137.8248
34 | 2613401.8761 | 1229204.4769 | 2613401.9012 | 1229204.0316
35 | 2613400.6839 | 1229225.622 | 2613401.8761 | 1229204.4769
36 | 2613401.9012 | 1229204.0316 | 2613403.0863 | 1229183.0125
37 | 2613400.6839 | 1229225.622 | 2613399.7161 | 1229242.788
38 | 2613399.7161 | 1229242.788 | 2613398.9867 | 1229255.724
39 | 2613398.9705 | 1229268.6581 | 2613398.5346 | 1229263.743 | 2613398.9867 | 1229255.724
40 | 2613459.9567 | 1229004.2973 | 2613447.4981 | 1229004.6344
41 | 2613440.8341 | 1229004.8148 | 2613447.4981 | 1229004.6344
42 | 2613479.0185 | 1229003.7814 | 2613459.9567 | 1229004.2973
43 | 2613440.8341 | 1229004.8148 | 2613431.2562 | 1229005.074
44 | 2613483.2229 | 1229003.6676 | 2613479.0185 | 1229003.7814
45 | 2613483.2229 | 1229003.6676 | 2613498.9488 | 1229003.2429
46 | 2613531.5188 | 1229002.3632 | 2613535.9976 | 1229002.2422
47 | 2613531.5188 | 1229002.3632 | 2613515.5728 | 1229002.7939
48 | 2613535.9976 | 1229002.2422 | 2613556.2084 | 1229001.6963
49 | 2613505.0041 | 1229003.0793 | 2613515.5728 | 1229002.7939
50 | 2613573.717 | 1229001.2234 | 2613556.2084 | 1229001.6963
51 | 2613498.9488 | 1229003.2429 | 2613505.0041 | 1229003.0793
52 | 2613573.717 | 1229001.2234 | 2613591.1523 | 1229000.7525
53 | 2613151.6028 | 1228886.6043 | 2613151.8367 | 1228884.9869
54 | 2613150.2506 | 1228895.9551 | 2613151.6028 | 1228886.6043
55 | 2613322.3484 | 1229235.6942 | 2613322.8326 | 1229231.875
56 | 2613322.3484 | 1229235.6942 | 2613319.8125 | 1229255.6981
57 | 2613322.8326 | 1229231.875 | 2613325.5244 | 1229210.6421
58 | 2613317.6866 | 1229272.4675 | 2613319.8125 | 1229255.6981
59 | 2613325.5956 | 1229210.0804 | 2613325.5244 | 1229210.6421
60 | 2613317.6866 | 1229272.4675 | 2613282.7471 | 1229273.4681
61 | 2613337.0362 | 1229271.4545 | 2613317.6866 | 1229272.4675
62 | 2613327.5253 | 1229194.858 | 2613325.5956 | 1229210.0804
63 | 2613278.6436 | 1229303.0655 | 2613282.2081 | 1229277.3692 | 2613282.7471 | 1229273.4681
64 | 2613337.0362 | 1229271.4545 | 2613337.4955 | 1229296.8973
65 | 2613337.0362 | 1229271.4545 | 2613359.4924 | 1229270.2885
66 | 2613444.8168 | 1229070.1083 | 2613450.4323 | 1229069.9041
67 | 2613472.0637 | 1229069.1176 | 2613450.4323 | 1229069.9041
68 | 2613444.8168 | 1229070.1083 | 2613427.3969 | 1229070.7418
69 | 2613472.0637 | 1229069.1176 | 2613477.7604 | 1229068.9104
70 | 2613498.6786 | 1229068.1498 | 2613477.7604 | 1229068.9104
71 | 2613498.6786 | 1229068.1498 | 2613506.3261 | 1229067.8717
72 | 2613398.9705 | 1229268.6581 | 2613400.5235 | 1229306.087
73 | 2613398.9705 | 1229268.6581 | 2613419.5562 | 1229268.0356
74 | 2613364.7498 | 1229270.0156 | 2613398.9705 | 1229268.6581
75 | 2613364.7498 | 1229270.0156 | 2613359.4924 | 1229270.2885
76 | 2613364.7498 | 1229270.0156 | 2613364.3986 | 1229285.6744
77 | 2613364.3986 | 1229285.6744 | 2613364.3422 | 1229288.1905
78 | 2613444.0981 | 1229164.6495 | 2613424.6577 | 1229165.4759
79 | 2613421.6949 | 1229165.6018 | 2613424.6577 | 1229165.4759
80 | 2613365.2171 | 1229073.2411 | 2613367.0978 | 1229073.1609
81 | 2613346.9703 | 1229074.0196 | 2613365.2171 | 1229073.2411
82 | 2613387.8507 | 1229072.2754 | 2613367.0978 | 1229073.1609
83 | 2613346.011 | 1229074.0606 | 2613346.9703 | 1229074.0196
84 | 2613309.9364 | 1229075.5997 | 2613346.011 | 1229074.0606
85 | 2613309.9364 | 1229075.5997 | 2613308.5195 | 1229075.73 | 2613295.7237 | 1229076.0461 | 2613292.7541 | 1229076.0617
86 | 2613309.9364 | 1229075.5997 | 2613307.6948 | 1229091.9126
87 | 2613482.4776 | 1229253.5128 | 2613482.3691 | 1229251.6622
88 | 2613481.6892 | 1229240.0604 | 2613482.3691 | 1229251.6622
89 | 2613498.9727 | 1229265.0588 | 2613499.651 | 1229296.7347
90 | 2613498.9727 | 1229265.0588 | 2613533.8145 | 1229263.6285
91 | 2613538.6414 | 1229263.4304 | 2613533.8145 | 1229263.6285
92 | 2613687.5899 | 1229017.3849 | 2613685.1049 | 1229010.8865 | 2613683.8548 | 1229004.313 | 2613683.7461 | 1228998.8428 | 2613684.0329 | 1228993.3115
93 | 2613687.5899 | 1229017.3849 | 2613673.9856 | 1229003.4899 | 2613671.214 | 1228999.7147 | 2613668.9884 | 1228995.6627 | 2613668.1237 | 1228993.8149
94 | 2613687.5899 | 1229017.3849 | 2613689.4523 | 1229021.2248 | 2613690.7108 | 1229023.268
95 | 2613687.5899 | 1229017.3849 | 2613681.2188 | 1229020.7056 | 2613678.1261 | 1229024.801 | 2613671.7125 | 1229040.0843
96 | 2613665.8755 | 1228952.3409 | 2613668.2977 | 1228953.2137 | 2613677.7141 | 1228956.6261 | 2613685.9194 | 1228959.5911 | 2613689.3786 | 1228960.8442
97 | 2613689.3786 | 1228960.8442 | 2613719.8605 | 1228961.6259
98 | 2613665.8755 | 1228952.3409 | 2613665.2088 | 1228972.8182
99 | 2613723.3459 | 1228966.2312 | 2613719.8605 | 1228961.6259
100 | 2613668.1237 | 1228993.8149 | 2613664.7592 | 1228986.6255 | 2613665.0615 | 1228977.3394
101 | 2613695.2548 | 1229029.9525 | 2613692.0788 | 1229025.4889 | 2613690.7108 | 1229023.268
102 | 2613665.2088 | 1228972.8182 | 2613665.0615 | 1228977.3394
103 | 2613699.6856 | 1229035.5251 | 2613697.7045 | 1229033.3954 | 2613695.2548 | 1229029.9525
104 | 2613150.2506 | 1228895.9551 | 2613150.25 | 1228895.959
105 | 2613148.9969 | 1228904.6242 | 2613150.25 | 1228895.959
106 | 2613278.6436 | 1229303.0655 | 2613290.4849 | 1229302.5582
107 | 2613278.6436 | 1229303.0655 | 2613274.5583 | 1229332.4976
108 | 2613278.6436 | 1229303.0655 | 2613146.9689 | 1229278.4275
109 | 2613301.5026 | 1229028.9754 | 2613292.7541 | 1229076.0617
110 | 2613303.9178 | 1229119.399 | 2613307.6948 | 1229091.9126
111 | 2613542.1533 | 1229116.4495 | 2613545.675 | 1229110.4776
112 | 2613550.3692 | 1229096.8514 | 2613547.806 | 1229106.864 | 2613545.675 | 1229110.4776
113 | 2613542.1533 | 1229116.4495 | 2613534.4163 | 1229129.5695
114 | 2613550.3692 | 1229096.8514 | 2613550.5135 | 1229096.2879
115 | 2613550.5135 | 1229096.2879 | 2613551.0544 | 1229094.1749 | 2613553.9852 | 1229078.7295
116 | 2613555.6104 | 1229066.0797 | 2613555.0567 | 1229073.0826 | 2613553.9852 | 1229078.7295
117 | 2613493.2807 | 1229112.1438 | 2613465.1847 | 1229113.2946
118 | 2613493.2807 | 1229112.1438 | 2613493.7022 | 1229123.3959
119 | 2613492.7661 | 1229098.4789 | 2613493.2807 | 1229112.1438
120 | 2613553.1778 | 1229262.8336 | 2613559.9552 | 1229262.5554
121 | 2613553.1778 | 1229262.8336 | 2613538.6414 | 1229263.4304
122 | 2613610.8122 | 1229000.2215 | 2613591.1523 | 1229000.7525
123 | 2613600.6443 | 1228954.271 | 2613601.2514 | 1228960.465 | 2613610.8122 | 1229000.2215
124 | 2613610.8122 | 1229000.2215 | 2613617.1712 | 1229016.7862
125 | 2613617.1712 | 1229016.7862 | 2613627.5617 | 1229043.8522
126 | 2613608.0463 | 1229063.2802 | 2613608.4138 | 1229063.2605
127 | 2613600.6443 | 1228954.271 | 2613584.9676 | 1228956.2163
128 | 2613600.6443 | 1228954.271 | 2613598.5552 | 1228933.0552
129 | 2613588.1681 | 1229064.3414 | 2613608.0463 | 1229063.2802
130 | 2613451.0652 | 1229304.2823 | 2613451.4506 | 1229300.3808
131 | 2613584.9676 | 1228956.2163 | 2613573.2324 | 1228957.6725
132 | 2613328.4456 | 1229187.5991 | 2613327.5253 | 1229194.858
133 | 2613328.4456 | 1229187.5991 | 2613329.4261 | 1229179.8644
134 | 2613560.1877 | 1229065.8353 | 2613588.1681 | 1229064.3414
135 | 2613555.6104 | 1229066.0797 | 2613560.1877 | 1229065.8353
136 | 2613363.9408 | 1229306.0867 | 2613363.9606 | 1229305.202
137 | 2613363.9606 | 1229305.202 | 2613364.3422 | 1229288.1905
138 | 2613139.5719 | 1229278.6977 | 2613146.9689 | 1229278.4275
139 | 2613139.5719 | 1229278.6977 | 2612896.0083 | 1229113.6208
140 | 2612902.2542 | 1229070.4803 | 2612896.0083 | 1229113.6208
141 | 2613274.5583 | 1229332.4976 | 2613270.4818 | 1229361.8656
142 | 2613533.5092 | 1229066.8833 | 2613537.0595 | 1229066.7542
143 | 2613555.6104 | 1229066.0797 | 2613537.0595 | 1229066.7542
144 | 2613515.8832 | 1229067.5242 | 2613533.5092 | 1229066.8833
145 | 2613506.3261 | 1229067.8717 | 2613515.8832 | 1229067.5242
146 | 2613347.0292 | 1229138.5921 | 2613367.7507 | 1229137.8873
147 | 2613367.7507 | 1229137.8873 | 2613369.5883 | 1229137.8248
148 | 2612848.9924 | 1229069.5762 | 2612902.2542 | 1229070.4803
149 | 2613148.9969 | 1228904.6242 | 2612902.2542 | 1229070.4803
150 | 2612848.9924 | 1229069.5762 | 2612843.4358 | 1229092.4667 | 2612832.5369 | 1229098.4246

## bus_geodata
| x | y | coords
0 | 2613651.749 | 1229119.0187
1 | 2613647.6335 | 1229134.1048
2 | 2613657.4809 | 1229095.6505
3 | 2613663.7457 | 1229068.6831
4 | 2613667.6183 | 1229054.7837
5 | 2613632.5042 | 1229061.9744
6 | 2613456.1802 | 1229236.0202
7 | 2613455.2702 | 1229255.7303
8 | 2613456.9971 | 1229218.3252
9 | 2613454.7513 | 1229266.9713
10 | 2613453.3322 | 1229281.3355
11 | 2613483.1919 | 1229265.7013
12 | 2613436.5464 | 1229267.5218
13 | 2613403.6171 | 1229092.6306
14 | 2613403.511 | 1229088.8123
15 | 2613404.2603 | 1229115.79
16 | 2613403.0337 | 1229071.6276
17 | 2613422.6027 | 1229115.0387
18 | 2613404.8347 | 1229136.6259
19 | 2613411.7406 | 1229071.311
20 | 2613399.438 | 1229071.7811
21 | 2613446.4123 | 1229114.0635
22 | 2613404.0256 | 1229166.3529
23 | 2613391.6016 | 1229137.076
24 | 2613401.8761 | 1229204.4769
25 | 2613401.9012 | 1229204.0316
26 | 2613400.6839 | 1229225.622
27 | 2613403.0863 | 1229183.0125
28 | 2613399.7161 | 1229242.788
29 | 2613398.9867 | 1229255.724
30 | 2613447.4981 | 1229004.6344
31 | 2613459.9567 | 1229004.2973
32 | 2613440.8341 | 1229004.8148
33 | 2613479.0185 | 1229003.7814
34 | 2613431.2562 | 1229005.074
35 | 2613483.2229 | 1229003.6676
36 | 2613531.5188 | 1229002.3632
37 | 2613535.9976 | 1229002.2422
38 | 2613515.5728 | 1229002.7939
39 | 2613556.2084 | 1229001.6963
40 | 2613505.0041 | 1229003.0793
41 | 2613573.717 | 1229001.2234
42 | 2613498.9488 | 1229003.2429
43 | 2613151.8367 | 1228884.9869
44 | 2613151.6028 | 1228886.6043
45 | 2613322.3484 | 1229235.6942
46 | 2613322.8326 | 1229231.875
47 | 2613319.8125 | 1229255.6981
48 | 2613325.5244 | 1229210.6421
49 | 2613317.6866 | 1229272.4675
50 | 2613325.5956 | 1229210.0804
51 | 2613282.7471 | 1229273.4681
52 | 2613337.0362 | 1229271.4545
53 | 2613450.4323 | 1229069.9041
54 | 2613444.8168 | 1229070.1083
55 | 2613472.0637 | 1229069.1176
56 | 2613427.3969 | 1229070.7418
57 | 2613477.7604 | 1229068.9104
58 | 2613498.6786 | 1229068.1498
59 | 2613400.5235 | 1229306.087
60 | 2613398.9705 | 1229268.6581
61 | 2613419.5562 | 1229268.0356
62 | 2613364.7498 | 1229270.0156
63 | 2613359.4924 | 1229270.2885
64 | 2613364.3986 | 1229285.6744
65 | 2613444.0981 | 1229164.6495
66 | 2613424.6577 | 1229165.4759
67 | 2613421.6949 | 1229165.6018
68 | 2613365.2171 | 1229073.2411
69 | 2613367.0978 | 1229073.1609
70 | 2613346.9703 | 1229074.0196
71 | 2613387.8507 | 1229072.2754
72 | 2613346.011 | 1229074.0606
73 | 2613309.9364 | 1229075.5997
74 | 2613482.4776 | 1229253.5128
75 | 2613482.3691 | 1229251.6622
76 | 2613481.6892 | 1229240.0604
77 | 2613498.9727 | 1229265.0588
78 | 2613499.651 | 1229296.7347
79 | 2613533.8145 | 1229263.6285
80 | 2613684.0328 | 1228993.3115
81 | 2613687.5899 | 1229017.3849
82 | 2613689.3786 | 1228960.8442
83 | 2613665.8755 | 1228952.3409
84 | 2613719.8605 | 1228961.6259
85 | 2613668.1237 | 1228993.8149
86 | 2613690.7108 | 1229023.268
87 | 2613671.7125 | 1229040.0843
88 | 2613665.2088 | 1228972.8182
89 | 2613665.0615 | 1228977.3394
90 | 2613695.2548 | 1229029.9525
91 | 2613150.2506 | 1228895.9551
92 | 2613150.25 | 1228895.959
93 | 2613278.6436 | 1229303.0655
94 | 2613337.4955 | 1229296.8973
95 | 2613292.7541 | 1229076.0617
96 | 2613307.6948 | 1229091.9126
97 | 2613301.5026 | 1229028.9754
98 | 2613303.9178 | 1229119.399
99 | 2613545.675 | 1229110.4776
100 | 2613542.1533 | 1229116.4495
101 | 2613550.3692 | 1229096.8514
102 | 2613534.4163 | 1229129.5695
103 | 2613550.5135 | 1229096.2879
104 | 2613553.9852 | 1229078.7295
105 | 2613465.1847 | 1229113.2946
106 | 2613493.2807 | 1229112.1438
107 | 2613559.9552 | 1229262.5554
108 | 2613553.1778 | 1229262.8336
109 | 2613538.6414 | 1229263.4304
110 | 2613591.1523 | 1229000.7525
111 | 2613610.8122 | 1229000.2215
112 | 2613627.5617 | 1229043.8522
113 | 2613617.1712 | 1229016.7862
114 | 2613608.4138 | 1229063.2605
115 | 2613600.6443 | 1228954.271
116 | 2613608.0463 | 1229063.2802
117 | 2613451.4506 | 1229300.3808
118 | 2613598.5552 | 1228933.0552
119 | 2613584.9676 | 1228956.2163
120 | 2613327.5253 | 1229194.858
121 | 2613328.4456 | 1229187.5991
122 | 2613588.1681 | 1229064.3414
123 | 2613560.1877 | 1229065.8353
124 | 2613723.3459 | 1228966.2312
125 | 2613363.9408 | 1229306.0867
126 | 2613363.9606 | 1229305.202
127 | 2613364.3422 | 1229288.1905
128 | 2613146.9689 | 1229278.4275
129 | 2613139.5719 | 1229278.6977
130 | 2612896.0083 | 1229113.6208
131 | 2613290.4849 | 1229302.5582
132 | 2613274.5583 | 1229332.4976
133 | 2613699.6856 | 1229035.5251
134 | 2613537.0595 | 1229066.7542
135 | 2613533.5092 | 1229066.8833
136 | 2613555.6104 | 1229066.0797
137 | 2613515.8832 | 1229067.5242
138 | 2613506.3261 | 1229067.8717
139 | 2613573.2324 | 1228957.6725
140 | 2613270.4818 | 1229361.8656
141 | 2613329.4261 | 1229179.8644
142 | 2613347.0292 | 1229138.5921
143 | 2613367.7507 | 1229137.8873
144 | 2613369.5883 | 1229137.8248
145 | 2613451.0652 | 1229304.2823
146 | 2613493.7022 | 1229123.3959
147 | 2613492.7661 | 1229098.4789
148 | 2612902.2542 | 1229070.4803
149 | 2612848.9924 | 1229069.5762
150 | 2613148.9969 | 1228904.6242
151 | 2612832.5369 | 1229098.4246
152 | 2613493.2807 | 1229112.1438

## line_std_types
| c_nf_per_km | r_ohm_per_km | x_ohm_per_km | max_i_ka | type | q_mm2 | alpha | voltage_rating
NAYY 4x50 SE | 210 | 0.642 | 0.083 | 0.142 | cs | 50 | 0.00403 | LV
NAYY 4x120 SE | 264 | 0.225 | 0.08 | 0.242 | cs | 120 | 0.00403 | LV
NAYY 4x150 SE | 261 | 0.208 | 0.08 | 0.27 | cs | 150 | 0.00403 | LV
NA2XS2Y 1x95 RM/25 12/20 kV | 216 | 0.313 | 0.132 | 0.252 | cs | 95 | 0.00403 | MV
NA2XS2Y 1x185 RM/25 12/20 kV | 273 | 0.161 | 0.117 | 0.362 | cs | 185 | 0.00403 | MV
NA2XS2Y 1x240 RM/25 12/20 kV | 304 | 0.122 | 0.112 | 0.421 | cs | 240 | 0.00403 | MV
NA2XS2Y 1x95 RM/25 6/10 kV | 315 | 0.313 | 0.123 | 0.249 | cs | 95 | 0.00403 | MV
NA2XS2Y 1x185 RM/25 6/10 kV | 406 | 0.161 | 0.11 | 0.358 | cs | 185 | 0.00403 | MV
NA2XS2Y 1x240 RM/25 6/10 kV | 456 | 0.122 | 0.105 | 0.416 | cs | 240 | 0.00403 | MV
NA2XS2Y 1x150 RM/25 12/20 kV | 250 | 0.206 | 0.116 | 0.319 | cs | 150 | 0.00403 | MV
NA2XS2Y 1x120 RM/25 12/20 kV | 230 | 0.253 | 0.119 | 0.283 | cs | 120 | 0.00403 | MV
NA2XS2Y 1x70 RM/25 12/20 kV | 190 | 0.443 | 0.132 | 0.22 | cs | 70 | 0.00403 | MV
NA2XS2Y 1x150 RM/25 6/10 kV | 360 | 0.206 | 0.11 | 0.315 | cs | 150 | 0.00403 | MV
NA2XS2Y 1x120 RM/25 6/10 kV | 340 | 0.253 | 0.113 | 0.28 | cs | 120 | 0.00403 | MV
NA2XS2Y 1x70 RM/25 6/10 kV | 280 | 0.443 | 0.123 | 0.217 | cs | 70 | 0.00403 | MV
N2XS(FL)2Y 1x120 RM/35 64/110 kV | 112 | 0.153 | 0.166 | 0.366 | cs | 120 | 0.00393 | HV
N2XS(FL)2Y 1x185 RM/35 64/110 kV | 125 | 0.099 | 0.156 | 0.457 | cs | 185 | 0.00393 | HV
N2XS(FL)2Y 1x240 RM/35 64/110 kV | 135 | 0.075 | 0.149 | 0.526 | cs | 240 | 0.00393 | HV
N2XS(FL)2Y 1x300 RM/35 64/110 kV | 144 | 0.06 | 0.144 | 0.588 | cs | 300 | 0.00393 | HV
15-AL1/3-ST1A 0.4 | 11 | 1.8769 | 0.35 | 0.105 | ol | 16 | 0.00403 | LV
24-AL1/4-ST1A 0.4 | 11.25 | 1.2012 | 0.335 | 0.14 | ol | 24 | 0.00403 | LV
48-AL1/8-ST1A 0.4 | 12.2 | 0.5939 | 0.3 | 0.21 | ol | 48 | 0.00403 | LV
94-AL1/15-ST1A 0.4 | 13.2 | 0.306 | 0.29 | 0.35 | ol | 94 | 0.00403 | LV
34-AL1/6-ST1A 10.0 | 9.7 | 0.8342 | 0.36 | 0.17 | ol | 34 | 0.00403 | MV
48-AL1/8-ST1A 10.0 | 10.1 | 0.5939 | 0.35 | 0.21 | ol | 48 | 0.00403 | MV
70-AL1/11-ST1A 10.0 | 10.4 | 0.4132 | 0.339 | 0.29 | ol | 70 | 0.00403 | MV
94-AL1/15-ST1A 10.0 | 10.75 | 0.306 | 0.33 | 0.35 | ol | 94 | 0.00403 | MV
122-AL1/20-ST1A 10.0 | 11.1 | 0.2376 | 0.323 | 0.41 | ol | 122 | 0.00403 | MV
149-AL1/24-ST1A 10.0 | 11.25 | 0.194 | 0.315 | 0.47 | ol | 149 | 0.00403 | MV
34-AL1/6-ST1A 20.0 | 9.15 | 0.8342 | 0.382 | 0.17 | ol | 34 | 0.00403 | MV
48-AL1/8-ST1A 20.0 | 9.5 | 0.5939 | 0.372 | 0.21 | ol | 48 | 0.00403 | MV
70-AL1/11-ST1A 20.0 | 9.7 | 0.4132 | 0.36 | 0.29 | ol | 70 | 0.00403 | MV
94-AL1/15-ST1A 20.0 | 10 | 0.306 | 0.35 | 0.35 | ol | 94 | 0.00403 | MV
122-AL1/20-ST1A 20.0 | 10.3 | 0.2376 | 0.344 | 0.41 | ol | 122 | 0.00403 | MV
149-AL1/24-ST1A 20.0 | 10.5 | 0.194 | 0.337 | 0.47 | ol | 149 | 0.00403 | MV
184-AL1/30-ST1A 20.0 | 10.75 | 0.1571 | 0.33 | 0.535 | ol | 184 | 0.00403 | MV
243-AL1/39-ST1A 20.0 | 11 | 0.1188 | 0.32 | 0.645 | ol | 243 | 0.00403 | MV
48-AL1/8-ST1A 110.0 | 8 | 0.5939 | 0.46 | 0.21 | ol | 48 | 0.00403 | HV
70-AL1/11-ST1A 110.0 | 8.4 | 0.4132 | 0.45 | 0.29 | ol | 70 | 0.00403 | HV
94-AL1/15-ST1A 110.0 | 8.65 | 0.306 | 0.44 | 0.35 | ol | 94 | 0.00403 | HV
122-AL1/20-ST1A 110.0 | 8.5 | 0.2376 | 0.43 | 0.41 | ol | 122 | 0.00403 | HV
149-AL1/24-ST1A 110.0 | 8.75 | 0.194 | 0.41 | 0.47 | ol | 149 | 0.00403 | HV
184-AL1/30-ST1A 110.0 | 8.8 | 0.1571 | 0.4 | 0.535 | ol | 184 | 0.00403 | HV
243-AL1/39-ST1A 110.0 | 9 | 0.1188 | 0.39 | 0.645 | ol | 243 | 0.00403 | HV
305-AL1/39-ST1A 110.0 | 9.2 | 0.0949 | 0.38 | 0.74 | ol | 305 | 0.00403 | HV
490-AL1/64-ST1A 110.0 | 9.75 | 0.059 | 0.37 | 0.96 | ol | 490 | 0.00403 | HV
679-AL1/86-ST1A 110.0 | 9.95 | 0.042 | 0.36 | 1.15 | ol | 679 | 0.00403 | HV
490-AL1/64-ST1A 220.0 | 10 | 0.059 | 0.285 | 0.96 | ol | 490 | 0.00403 | HV
679-AL1/86-ST1A 220.0 | 11.7 | 0.042 | 0.275 | 1.15 | ol | 679 | 0.00403 | HV
490-AL1/64-ST1A 380.0 | 11 | 0.059 | 0.253 | 0.96 | ol | 490 | 0.00403 | HV
679-AL1/86-ST1A 380.0 | 14.6 | 0.042 | 0.25 | 1.15 | ol | 679 | 0.00403 | HV

## trafo_std_types
| i0_percent | pfe_kw | vkr_percent | sn_mva | vn_lv_kv | vn_hv_kv | vk_percent | shift_degree | vector_group | tap_side | tap_neutral | tap_min | tap_max | tap_step_degree | tap_step_percent | tap_phase_shifter
160 MVA 380/110 kV | 0.06 | 60 | 0.25 | 160 | 110 | 380 | 12.2 | 0 | Yy0 | hv | 0 | -9 | 9 | 0 | 1.5 | FALSE
100 MVA 220/110 kV | 0.06 | 55 | 0.26 | 100 | 110 | 220 | 12 | 0 | Yy0 | hv | 0 | -9 | 9 | 0 | 1.5 | FALSE
63 MVA 110/20 kV | 0.04 | 22 | 0.32 | 63 | 20 | 110 | 18 | 150 | YNd5 | hv | 0 | -9 | 9 | 0 | 1.5 | FALSE
40 MVA 110/20 kV | 0.05 | 18 | 0.34 | 40 | 20 | 110 | 16.2 | 150 | YNd5 | hv | 0 | -9 | 9 | 0 | 1.5 | FALSE
25 MVA 110/20 kV | 0.07 | 14 | 0.41 | 25 | 20 | 110 | 12 | 150 | YNd5 | hv | 0 | -9 | 9 | 0 | 1.5 | FALSE
63 MVA 110/10 kV | 0.04 | 22 | 0.32 | 63 | 10 | 110 | 18 | 150 | YNd5 | hv | 0 | -9 | 9 | 0 | 1.5 | FALSE
40 MVA 110/10 kV | 0.05 | 18 | 0.34 | 40 | 10 | 110 | 16.2 | 150 | YNd5 | hv | 0 | -9 | 9 | 0 | 1.5 | FALSE
25 MVA 110/10 kV | 0.07 | 14 | 0.41 | 25 | 10 | 110 | 12 | 150 | YNd5 | hv | 0 | -9 | 9 | 0 | 1.5 | FALSE
0.25 MVA 20/0.4 kV | 0.32 | 0.8 | 1.44 | 0.25 | 0.4 | 20 | 6 | 150 | Yzn5 | hv | 0 | -2 | 2 | 0 | 2.5 | FALSE
0.4 MVA 20/0.4 kV | 0.3375 | 1.35 | 1.425 | 0.4 | 0.4 | 20 | 6 | 150 | Dyn5 | hv | 0 | -2 | 2 | 0 | 2.5 | FALSE
0.63 MVA 20/0.4 kV | 0.2619 | 1.65 | 1.206 | 0.63 | 0.4 | 20 | 6 | 150 | Dyn5 | hv | 0 | -2 | 2 | 0 | 2.5 | FALSE
0.25 MVA 10/0.4 kV | 0.24 | 0.6 | 1.2 | 0.25 | 0.4 | 10 | 4 | 150 | Dyn5 | hv | 0 | -2 | 2 | 0 | 2.5 | FALSE
0.4 MVA 10/0.4 kV | 0.2375 | 0.95 | 1.325 | 0.4 | 0.4 | 10 | 4 | 150 | Dyn5 | hv | 0 | -2 | 2 | 0 | 2.5 | FALSE
0.63 MVA 10/0.4 kV | 0.1873 | 1.18 | 1.0794 | 0.63 | 0.4 | 10 | 4 | 150 | Dyn5 | hv | 0 | -2 | 2 | 0 | 2.5 | FALSE

## trafo3w_std_types
| sn_hv_mva | sn_mv_mva | sn_lv_mva | vn_hv_kv | vn_mv_kv | vn_lv_kv | vk_hv_percent | vk_mv_percent | vk_lv_percent | vkr_hv_percent | vkr_mv_percent | vkr_lv_percent | pfe_kw | i0_percent | shift_mv_degree | shift_lv_degree | vector_group | tap_side | tap_neutral | tap_min | tap_max | tap_step_percent
63/25/38 MVA 110/20/10 kV | 63 | 25 | 38 | 110 | 20 | 10 | 10.4 | 10.4 | 10.4 | 0.28 | 0.32 | 0.35 | 35 | 0.89 | 0 | 0 | YN0yn0yn0 | hv | 0 | -10 | 10 | 1.2
63/25/38 MVA 110/10/10 kV | 63 | 25 | 38 | 110 | 10 | 10 | 10.4 | 10.4 | 10.4 | 0.28 | 0.32 | 0.35 | 35 | 0.89 | 0 | 0 | YN0yn0yn0 | hv | 0 | -10 | 10 | 1.2

## fuse_std_types
| fuse_type | i_rated_a | t_avg | t_min | t_total | x_avg | x_min | x_total
HV 100A | HV 100A | 100 | 0 | [10.0, 3.64, 0.854, 0.281, 0.1, 0.0531, 0.022, 0.01] | [10.0, 4.267, 1.21, 0.403, 0.1, 0.058, 0.022, 0.01] | 0 | [300.0, 350.0, 450.0, 550.0, 700.0, 850.0, 1200.0, 1752.0] | [600.0, 700.0, 900.0, 1150.0, 1665.0, 2000.0, 3000.0, 4313.0]
HV 10A | HV 10A | 10 | 0 | [10.0, 1675.0, 0.344, 0.156, 0.1, 0.0417, 0.0171, 0.01] | [10.0, 1.3, 0.3, 0.155, 0.1, 0.0555, 0.023, 0.01] | 0 | [30.0, 32.0, 35.0, 37.0, 39.0, 50.0, 70.0, 88.0] | [60.0, 70.0, 80.0, 87.0, 94.0, 110.0, 150.0, 216.0]
HV 125A | HV 125A | 125 | 0 | [10.0, 1.82, 0.344, 0.1, 0.0467, 0.0269, 0.01] | [10.0, 2.478, 0.426, 0.1, 0.0427, 0.0211, 0.01] | 0 | [375.0, 500.0, 700.0, 925.0, 1200.0, 1500.0, 2341.0] | [750.0, 1000.0, 1500.0, 2200.0, 3000.0, 4000.0, 5765.0]
HV 160A | HV 160A | 160 | 0 | [10.0, 4.15, 1.03, 0.198, 0.1, 0.051, 0.0172, 0.01] | [10.0, 2.3, 0.734, 0.274, 0.1, 0.046, 0.0177, 0.01] | 0 | [480.0, 550.0, 700.0, 1000.0, 1260.0, 1600.0, 2500.0, 3227.0] | [960.0, 1300.0, 1700.0, 2200.0, 2996.0, 4000.0, 6000.0, 7946.0]
HV 16A | HV 16A | 16 | 0 | [10.0, 0.352, 0.164, 0.1, 0.0649, 0.0342, 0.01] | [10.0, 2.34, 0.722, 0.181, 0.1, 0.055, 0.0296, 0.01] | 0 | [48.0, 60.0, 65.0, 71.0, 80.0, 100.0, 162.0] | [96.0, 110.0, 125.0, 150.0, 168.0, 200.0, 250.0, 398.0]
HV 200A | HV 200A | 200 | 0 | [10.0, 4.267, 1.21, 0.403, 0.1, 0.058, 0.022, 0.01] | [10.0, 3.73, 1.654, 0.328, 0.1, 0.0531, 0.019, 0.01] | 0 | [600.0, 700.0, 900.0, 1150.0, 1665.0, 2000.0, 3000.0, 4313.0] | [1200.0, 1500.0, 1800.0, 2700.0, 3960.0, 5000.0, 7500.0, 10620.0]
HV 20A | HV 20A | 20 | 0 | [10.0, 1.3, 0.3, 0.155, 0.1, 0.0555, 0.023, 0.01] | [10.0, 1.3, 0.161, 0.1, 0.0611, 0.0399, 0.0141, 0.01] | 0 | [60.0, 70.0, 80.0, 87.0, 94.0, 110.0, 150.0, 216.0] | [120.0, 150.0, 200.0, 223.0, 260.0, 300.0, 450.0, 532.0]
HV 25A | HV 25A | 25 | 0 | [10.0, 2.512, 0.833, 0.299, 0.1, 0.0372, 0.0223, 0.01] | [10.0, 3.125, 0.597, 0.198, 0.1, 0.0378, 0.022, 0.01] | 0 | [75.0, 82.0, 90.0, 100.0, 124.0, 170.0, 200.0, 289.0] | [150.0, 170.0, 210.0, 250.0, 294.0, 400.0, 500.0, 711.0]
HV 31.5A | HV 31.5A | 31.5 | 0 | [10.0, 2.34, 0.722, 0.181, 0.1, 0.055, 0.0296, 0.01] | [10.0, 2.84, 0.368, 0.164, 0.1, 0.0621, 0.0378, 0.0195, 0.01] | 0 | [95.0, 110.0, 125.0, 150.0, 165.0, 200.0, 250.0, 390.0] | [189.0, 220.0, 300.0, 350.0, 393.0, 450.0, 530.0, 700.0, 960.0]
HV 40A | HV 40A | 40 | 0 | [10.0, 1.3, 0.161, 0.1, 0.0611, 0.0399, 0.0141, 0.01] | [10.0, 2.05, 0.369, 0.198, 0.1, 0.051, 0.0298, 0.01] | 0 | [120.0, 150.0, 200.0, 223.0, 260.0, 300.0, 450.0, 532.0] | [240.0, 300.0, 400.0, 450.0, 530.0, 650.0, 800.0, 1311.0]
HV 50A | HV 50A | 50 | 0 | [10.0, 3.215, 0.597, 0.198, 0.1, 0.0378, 0.022, 0.01] | [10.0, 3.64, 0.854, 0.281, 0.1, 0.0531, 0.022, 0.01] | 0 | [150.0, 170.0, 210.0, 250.0, 294.0, 400.0, 500.0, 711.0] | [300.0, 350.0, 450.0, 550.0, 700.0, 850.0, 1200.0, 1752.0]
HV 6.3A | HV 6.3A | 6.3 | 0 | [10.0, 1.39, 0.344, 0.168, 0.1, 0.056, 0.0263, 0.01] | [10.0, 1.711, 0.516, 0.198, 0.1, 0.0634, 0.0303, 0.01] | 0 | [19.0, 19.5, 20.4, 20.8, 22.0, 25.0, 32.0, 48.0] | [38.0, 40.0, 43.0, 48.0, 53.0, 60.0, 75.0, 118.0]
HV 63A | HV 63A | 63 | 0 | [10.0, 2.84, 0.368, 0.164, 0.1, 0.0621, 0.0378, 0.0195, 0.01] | [10.0, 1.82, 0.344, 0.1, 0.0467, 0.0269, 0.01] | 0 | [189.0, 220.0, 300.0, 350.0, 393.0, 450.0, 530.0, 700.0, 961.0] | [378.0, 500.0, 700.0, 934.0, 1200.0, 1500.0, 2366.0]
HV 80A | HV 80A | 80 | 0 | [10.0, 2.05, 0.369, 0.198, 0.1, 0.051, 0.0298, 0.01] | [10.0, 4.15, 1.03, 0.198, 0.1, 0.051, 0.0172, 0.01] | 0 | [240.0, 300.0, 400.0, 450.0, 530.0, 650.0, 800.0, 1311.0] | [480.0, 550.0, 700.0, 1000.0, 1260.0, 1600.0, 2500.0, 3227.0]
Siemens NH-1-100 | Siemens NH-1-100 | 100 | [5400.0, 2000.0, 400.0, 20.0, 1.0, 0.2, 0.012, 0.004] | 0 | 0 | [150.0, 190.0, 250.0, 430.0, 900.0, 1250.0, 2700.0, 3600.0] | 0 | 0
Siemens NH-1-125 | Siemens NH-1-125 | 125 | [4800.0, 120.0, 7.0, 0.1, 0.004] | 0 | 0 | [180.0, 400.0, 740.0, 2000.0, 4250.0] | 0 | 0
Siemens NH-1-16 | Siemens NH-1-16 | 16 | [4000.0, 400.0, 2.0, 0.1, 0.04, 0.01] | 0 | 0 | [26.0, 35.0, 75.0, 150.0, 200.0, 300.0] | 0 | 0
Siemens NH-1-160 | Siemens NH-1-160 | 160 | [4800.0, 120.0, 7.0, 0.1, 0.004] | 0 | 0 | [210.0, 500.0, 900.0, 2300.0, 5000.0] | 0 | 0
Siemens NH-1-25 | Siemens NH-1-25 | 25 | [4000.0, 1000.0, 10.0, 0.2, 0.02, 0.01] | 0 | 0 | [40.0, 50.0, 100.0, 210.0, 400.0, 500.0] | 0 | 0
Siemens NH-1-50 | Siemens NH-1-50 | 50 | [4000.0, 40.0, 4.0, 1.0, 0.02, 0.01] | 0 | 0 | [86.0, 200.0, 300.0, 400.0, 1000.0, 1280.0] | 0 | 0
Siemens NH-1-63 | Siemens NH-1-63 | 63 | [4000.0, 100.0, 10.0, 2.0, 0.04, 0.01] | 0 | 0 | [100.0, 200.0, 300.0, 400.0, 1000.0, 1500.0] | 0 | 0
Siemens NH-1-80 | Siemens NH-1-80 | 80 | [4800.0, 120.0, 7.0, 0.1, 0.01] | 0 | 0 | [150.58, 250.0, 450.0, 1150.0, 2470.0] | 0 | 0
Siemens NH-2-1000 | Siemens NH-2-1000 | 1000 | [4800.0, 120.0, 7.0, 0.1, 0.004] | 0 | 0 | [1900.0, 3500.0, 8400.0, 24000.0, 52000.0] | 0 | 0
Siemens NH-2-200 | Siemens NH-2-200 | 200 | [4800.0, 120.0, 7.0, 0.1, 0.004] | 0 | 0 | [280.0, 650.0, 1200.0, 3000.0, 7000.0] | 0 | 0
Siemens NH-2-224 | Siemens NH-2-224 | 224 | [4800.0, 120.0, 7.0, 0.2, 0.04, 0.004] | 0 | 0 | [400.0, 750.0, 1453.0, 3025.0, 4315.0, 7600.0] | 0 | 0
Siemens NH-2-250 | Siemens NH-2-250 | 250 | [4800.0, 120.0, 7.0, 0.1, 0.004] | 0 | 0 | [450.0, 800.0, 1650.0, 4000.0, 8500.0] | 0 | 0
Siemens NH-2-315 | Siemens NH-2-315 | 315 | [4800.0, 120.0, 7.0, 0.1, 0.004] | 0 | 0 | [550.0, 920.0, 1900.0, 5000.0, 11000.0] | 0 | 0
Siemens NH-2-355 | Siemens NH-2-355 | 355 | [4800.0, 120.0, 6.0, 0.1, 0.004] | 0 | 0 | [650.0, 1116.27, 2350.0, 5840.0, 12790.0] | 0 | 0
Siemens NH-2-400 | Siemens NH-2-400 | 400 | [4800.0, 120.0, 7.0, 0.1, 0.004] | 0 | 0 | [720.0, 1350.0, 2800.0, 6500.0, 15000.0] | 0 | 0
Siemens NH-2-425 | Siemens NH-2-425 | 425 | [4800.0, 120.0, 7.0, 0.1, 0.004] | 0 | 0 | [850.0, 1500.0, 3050.0, 7500.0, 16500.0] | 0 | 0
Siemens NH-2-630 | Siemens NH-2-630 | 630 | [4800.0, 120.0, 7.0, 0.1, 0.004] | 0 | 0 | [1200.0, 2000.0, 4800.0, 12000.0, 26000.0] | 0 | 0

## res_bus
| vm_pu | va_degree | p_mw | q_mvar
0 | 0.9753 | -0.47481 | 0.00042048 | 0.00010538
1 | 0.97529 | -0.47509 | 0.00097599 | 0.00024461
2 | 0.97533 | -0.47419 | 0.0070623 | 0.00177
3 | 0.97555 | -0.4699 | 0 | 0
4 | 0.97516 | -0.4775 | 0 | 0
5 | 0.97665 | -0.44823 | 0 | 0
6 | 0.97777 | -0.4272 | 0.0016068 | 0.00040271
7 | 0.97784 | -0.42579 | 0.00091176 | 0.00022851
8 | 0.97773 | -0.42794 | 0.0023056 | 0.00057785
9 | 0.97789 | -0.4248 | 0 | 0
10 | 0.97783 | -0.42604 | 0.0019262 | 0.00048274
11 | 0.97759 | -0.43066 | 0 | 0
12 | 0.97824 | -0.41787 | 0.0039186 | 0.0009821
13 | 0.99057 | -0.17876 | 0.0030028 | 0.00075258
14 | 0.99029 | -0.1841 | 0.001378 | 0.00034535
15 | 0.9923 | -0.14582 | 0 | 0
16 | 0.98905 | -0.20797 | 0 | 0
17 | 0.9946 | -0.10194 | 0.0012098 | 0.0003032
18 | 0.99017 | -0.1866 | 0 | 0
19 | 0.98848 | -0.21888 | 0.0019198 | 0.00048114
20 | 0.989 | -0.20896 | 0.00094734 | 0.00023743
21 | 0.99761 | -0.045037 | 0.0025213 | 0.00063189
22 | 0.98739 | -0.24004 | 0 | 0
23 | 0.99005 | -0.18884 | 0.003868 | 0.00096942
24 | 0.9841 | -0.30362 | 0.001715 | 0.00042982
25 | 0.98413 | -0.30291 | 0.0037341 | 0.00093584
26 | 0.9824 | -0.33664 | 0.0020831 | 0.00052207
27 | 0.98593 | -0.26815 | 0.0021819 | 0.00054685
28 | 0.98105 | -0.36288 | 0.0042018 | 0.0010531
29 | 0.98009 | -0.38171 | 0.0026101 | 0.00065415
30 | 0.97031 | -0.57318 | 0.0020089 | 0.00050349
31 | 0.9704 | -0.57139 | 0.0020059 | 0.00050272
32 | 0.97027 | -0.57389 | 0.0039945 | 0.0010011
33 | 0.97057 | -0.56795 | 0.0015418 | 0.00038642
34 | 0.97026 | -0.5742 | 0.001745 | 0.00043735
35 | 0.97062 | -0.56707 | 0 | 0
36 | 0.97131 | -0.55331 | 0.0052105 | 0.0013059
37 | 0.97141 | -0.55133 | 0.00048915 | 0.00012259
38 | 0.97104 | -0.55881 | 0.00062188 | 0.00015586
39 | 0.97187 | -0.54223 | 0.0048514 | 0.0012159
40 | 0.97086 | -0.56234 | 0.0052103 | 0.0013058
41 | 0.97235 | -0.53279 | 0.0016236 | 0.00040691
42 | 0.97078 | -0.56378 | 0.0015462 | 0.00038751
43 | 0.97234 | -0.53431 | 0.00029008 | 7.27e-05
44 | 0.97234 | -0.53431 | 4.4864e-05 | 1.1244e-05
45 | 0.97565 | -0.46891 | 0.0015048 | 0.00037713
46 | 0.9756 | -0.46973 | 0.0019061 | 0.00047771
47 | 0.97589 | -0.46409 | 0.0011372 | 0.00028501
48 | 0.97541 | -0.4735 | 0.0018101 | 0.00045365
49 | 0.97611 | -0.4597 | 0 | 0
50 | 0.97541 | -0.47359 | 0.0015476 | 0.00038787
51 | 0.97558 | -0.47025 | 0 | 0
52 | 0.97666 | -0.44885 | 0 | 0
53 | 0.98601 | -0.26634 | 0.0016994 | 0.00042591
54 | 0.98636 | -0.25958 | 0.0024308 | 0.00060921
55 | 0.98467 | -0.29208 | 0.0048924 | 0.0012262
56 | 0.98747 | -0.23827 | 0.0019836 | 0.00049713
57 | 0.98434 | -0.29863 | 0.0027115 | 0.00067957
58 | 0.98312 | -0.32217 | 0.0012527 | 0.00031396
59 | 0.97909 | -0.40134 | 0.0019931 | 0.00049953
60 | 0.97915 | -0.39998 | 0 | 0
61 | 0.97863 | -0.4102 | 0.002485 | 0.0006228
62 | 0.97762 | -0.43002 | 0 | 0
63 | 0.97743 | -0.43384 | 0.003258 | 0.00081654
64 | 0.9775 | -0.43244 | 0.0038496 | 0.0009648
65 | 0.98723 | -0.24315 | 0.0022366 | 0.00056054
66 | 0.98727 | -0.24237 | 0.0020618 | 0.00051674
67 | 0.98728 | -0.24215 | 0.00237 | 0.00059397
68 | 0.98858 | -0.21708 | 0.0010825 | 0.0002713
69 | 0.9886 | -0.21669 | 0.0012891 | 0.00032308
70 | 0.9884 | -0.22046 | 0.0017131 | 0.00042935
71 | 0.98884 | -0.21196 | 0.0017406 | 0.00043623
72 | 0.9884 | -0.22061 | 0.001661 | 0.00041628
73 | 0.98816 | -0.22514 | 0 | 0
74 | 0.97755 | -0.43155 | 0.000919 | 0.00023032
75 | 0.97754 | -0.43165 | 0.0015406 | 0.00038611
76 | 0.97753 | -0.43198 | 0.0015487 | 0.00038815
77 | 0.97749 | -0.43275 | 0 | 0
78 | 0.9774 | -0.4344 | 0.0028397 | 0.00071169
79 | 0.97734 | -0.4356 | 0.00098483 | 0.00024682
80 | 0.97387 | -0.50297 | 0.006636 | 0.0016631
81 | 0.97402 | -0.49996 | 0 | 0
82 | 0.97312 | -0.51772 | 0 | 0
83 | 0.9733 | -0.51428 | 0 | 0
84 | 0.97291 | -0.52192 | 0.005308 | 0.0013303
85 | 0.97366 | -0.50715 | 0.0015967 | 0.00040017
86 | 0.97397 | -0.50092 | 0.0024267 | 0.00060819
87 | 0.97475 | -0.48553 | 0.0015152 | 0.00037975
88 | 0.97344 | -0.51146 | 0.0020881 | 0.00052333
89 | 0.97348 | -0.51067 | 0.0015373 | 0.00038529
90 | 0.97393 | -0.50173 | 0.0009615 | 0.00024098
91 | 0.97235 | -0.53425 | 0.000745 | 0.00018671
92 | 0.97235 | -0.53425 | 0.000107 | 2.6818e-05
93 | 0.97512 | -0.4793 | 0 | 0
94 | 0.97653 | -0.45156 | 0.0058364 | 0.0014627
95 | 0.98813 | -0.2257 | 0 | 0
96 | 0.98808 | -0.22667 | 0.0013279 | 0.0003328
97 | 0.98805 | -0.22727 | 0.0018317 | 0.00045907
98 | 0.98799 | -0.22858 | 0.0038632 | 0.0009682
99 | 0.97954 | -0.39191 | 0.0019547 | 0.0004899
100 | 0.9795 | -0.39261 | 0.002964 | 0.00074286
101 | 0.97964 | -0.38995 | 0.0017378 | 0.00043553
102 | 0.97946 | -0.39331 | 0.0025294 | 0.00063393
103 | 0.97964 | -0.38985 | 0.0022029 | 0.00055209
104 | 0.97983 | -0.38615 | 0.0027451 | 0.00068798
105 | 1 | 0 | -0.28681 | -0.073571
106 | 0.99986 | -0.0026189 | 0 | 0
107 | 0.97728 | -0.43682 | 0.00064845 | 0.00016252
108 | 0.97728 | -0.43674 | 0.0024951 | 0.00062534
109 | 0.97733 | -0.4359 | 0.00033607 | 8.4227e-05
110 | 0.97285 | -0.52287 | 0.004474 | 0.0011213
111 | 0.9735 | -0.51009 | 0 | 0
112 | 0.97572 | -0.4665 | 0.0011876 | 0.00029764
113 | 0.97433 | -0.49387 | 0.0017665 | 0.00044272
114 | 0.97766 | -0.42844 | 0.0014551 | 0.00036469
115 | 0.97287 | -0.52258 | 0 | 0
116 | 0.97768 | -0.42813 | 0.0011816 | 0.00029614
117 | 0.97778 | -0.42702 | 0.001188 | 0.00029774
118 | 0.97269 | -0.52613 | 0.009051 | 0.0022684
119 | 0.97279 | -0.52414 | 0.00057127 | 0.00014317
120 | 0.97532 | -0.47535 | 0.0018331 | 0.00045942
121 | 0.97529 | -0.47595 | 0.00204 | 0.00051128
122 | 0.97854 | -0.41136 | 0.0031653 | 0.00079331
123 | 0.97978 | -0.38699 | 0.0032379 | 0.0008115
124 | 0.9729 | -0.52215 | 0.0021692 | 0.00054366
125 | 0.97744 | -0.43353 | 0.0011433 | 0.00028655
126 | 0.97745 | -0.43351 | 0.0016131 | 0.00040427
127 | 0.97749 | -0.43265 | 0.0018754 | 0.00047001
128 | 0.97413 | -0.49889 | 0.0018352 | 0.00045995
129 | 0.97409 | -0.49972 | 0.0016443 | 0.0004121
130 | 0.97286 | -0.52398 | 0.0018237 | 0.00045707
131 | 0.97508 | -0.48011 | 0.003731 | 0.00093507
132 | 0.97499 | -0.48193 | 0.0024345 | 0.00061015
133 | 0.9739 | -0.50232 | 0.0044754 | 0.0011216
134 | 0.98097 | -0.36385 | 0.0025455 | 0.00063797
135 | 0.98116 | -0.36013 | 0.003528 | 0.00088419
136 | 0.98 | -0.38287 | 0 | 0
137 | 0.98214 | -0.34113 | 0.0015507 | 0.00038864
138 | 0.98268 | -0.3307 | 0.0029619 | 0.00074232
139 | 0.97274 | -0.52518 | 0.004782 | 0.0011985
140 | 0.97492 | -0.48323 | 0.0023913 | 0.00059932
141 | 0.97527 | -0.47629 | 0.0024105 | 0.00060413
142 | 0.98989 | -0.19196 | 0.0021292 | 0.00053362
143 | 0.98993 | -0.19117 | 0.0017676 | 0.000443
144 | 0.98994 | -0.19105 | 0.0017376 | 0.00043549
145 | 0.97777 | -0.42714 | 0.0016136 | 0.00040442
146 | 0.99983 | -0.0032982 | 0.0034594 | 0.00086701
147 | 0.99984 | -0.0030677 | 0.001882 | 0.00047167
148 | 0.97276 | -0.52611 | 0 | 0
149 | 0.9727 | -0.52728 | 0 | 0
150 | 0.97236 | -0.53406 | 0.00025746 | 6.4526e-05
151 | 0.97266 | -0.52808 | 0.0011958 | 0.00029969
152 | 0.99998 | 149.9956 | 0 | 0

## res_line
| p_from_mw | q_from_mvar | p_to_mw | q_to_mvar | pl_mw | ql_mvar | i_from_ka | i_to_ka | i_ka | vm_from_pu | va_from_degree | vm_to_pu | va_to_degree | loading_percent
0 | 0.000976 | 0.00024442 | -0.00097599 | -0.00024461 | 1.3002e-08 | -1.8682e-07 | 0.001489 | 0.0014891 | 0.0014891 | 0.9753 | -0.47481 | 0.97529 | -0.47509 | 0.40909
1 | -0.0013965 | -0.0003498 | 0.0013965 | 0.00034953 | 4.0961e-08 | -2.741e-07 | 0.0021306 | 0.0021304 | 0.0021306 | 0.9753 | -0.47481 | 0.97533 | -0.47419 | 0.58532
2 | -0.0084588 | -0.0021195 | 0.0084605 | 0.0021203 | 1.729e-06 | 7.6097e-07 | 0.012905 | 0.012905 | 0.012905 | 0.97533 | -0.47419 | 0.97555 | -0.4699 | 3.5453
3 | 0.028766 | 0.0072268 | -0.028756 | -0.0072204 | 1.042e-05 | 6.4884e-06 | 0.043884 | 0.043884 | 0.043884 | 0.97555 | -0.4699 | 0.97516 | -0.4775 | 12.056
4 | -0.037227 | -0.0093471 | 0.037265 | 0.0093714 | 3.8535e-05 | 2.4264e-05 | 0.056789 | 0.056789 | 0.056789 | 0.97555 | -0.4699 | 0.97665 | -0.44823 | 15.6013
5 | 0.028756 | 0.0072204 | -0.028745 | -0.0072135 | 1.102e-05 | 6.8623e-06 | 0.043884 | 0.043884 | 0.043884 | 0.97516 | -0.4775 | 0.97475 | -0.48553 | 12.056
6 | -0.090186 | -0.022723 | 0.090271 | 0.022777 | 8.5458e-05 | 5.4088e-05 | 0.13745 | 0.13745 | 0.13745 | 0.97665 | -0.44823 | 0.97766 | -0.42844 | 18.8805
7 | 0.05292 | 0.013352 | -0.052874 | -0.013323 | 4.6244e-05 | 2.9359e-05 | 0.080661 | 0.080661 | 0.080661 | 0.97665 | -0.44823 | 0.97572 | -0.4665 | 22.1597
8 | -0.0039126 | -0.00098039 | 0.0039128 | 0.00098031 | 2.6232e-07 | -7.9611e-08 | 0.0059542 | 0.0059542 | 0.0059542 | 0.97777 | -0.4272 | 0.97784 | -0.42579 | 1.6358
9 | 0.0023057 | 0.00057768 | -0.0023056 | -0.00057785 | 8.1789e-08 | -1.6982e-07 | 0.0035089 | 0.003509 | 0.003509 | 0.97777 | -0.4272 | 0.97773 | -0.42794 | 0.964
10 | -0.0048246 | -0.0012088 | 0.0048248 | 0.0012088 | 2.2745e-07 | 4.3975e-09 | 0.0073416 | 0.0073416 | 0.0073416 | 0.97784 | -0.42579 | 0.97789 | -0.4248 | 2.0169
11 | 0.0047282 | 0.0011847 | -0.004728 | -0.0011847 | 2.8019e-07 | -1.7541e-09 | 0.0071947 | 0.0071947 | 0.0071947 | 0.97789 | -0.4248 | 0.97783 | -0.42604 | 1.9766
12 | 0.011318 | 0.0028364 | -0.011314 | -0.0028347 | 3.1569e-06 | 1.6644e-06 | 0.017222 | 0.017222 | 0.017222 | 0.97789 | -0.4248 | 0.97759 | -0.43066 | 4.7312
13 | -0.020871 | -0.0052299 | 0.020878 | 0.0052341 | 6.8884e-06 | 4.18e-06 | 0.031758 | 0.031758 | 0.031758 | 0.97789 | -0.4248 | 0.97824 | -0.41787 | 8.7247
14 | 0.0028018 | 0.00070196 | -0.0028017 | -0.00070212 | 1.3046e-07 | -1.5656e-07 | 0.0042636 | 0.0042636 | 0.0042636 | 0.97783 | -0.42604 | 0.97778 | -0.42702 | 1.1713
15 | 0.0073059 | 0.0018303 | -0.0073052 | -0.0018301 | 7.3028e-07 | 2.6995e-07 | 0.01112 | 0.01112 | 0.01112 | 0.97759 | -0.43066 | 0.97749 | -0.43275 | 3.055
16 | 0.0040086 | 0.0010044 | -0.0040084 | -0.0010044 | 1.7045e-07 | -4.3987e-08 | 0.0061014 | 0.0061015 | 0.0061015 | 0.97759 | -0.43066 | 0.97755 | -0.43155 | 1.6762
17 | -0.024796 | -0.0062162 | 0.024805 | 0.0062218 | 9.0684e-06 | 5.5903e-06 | 0.037718 | 0.037718 | 0.037718 | 0.97824 | -0.41787 | 0.97863 | -0.4102 | 10.3622
18 | 0.15929 | 0.040663 | -0.15925 | -0.040636 | 4.1097e-05 | 2.6204e-05 | 0.23955 | 0.23955 | 0.23955 | 0.99057 | -0.17876 | 0.99029 | -0.1841 | 32.9046
19 | -0.16229 | -0.041415 | 0.16255 | 0.04158 | 0.00025875 | 0.000165 | 0.24406 | 0.24406 | 0.24406 | 0.99057 | -0.17876 | 0.9923 | -0.14582 | 33.5242
20 | 0.15787 | 0.040291 | -0.15769 | -0.040175 | 0.00018178 | 0.0001159 | 0.23747 | 0.23748 | 0.23748 | 0.99029 | -0.1841 | 0.98905 | -0.20797 | 32.6202
21 | -0.27412 | -0.070045 | 0.27471 | 0.070417 | 0.00058298 | 0.00037263 | 0.41155 | 0.41155 | 0.41155 | 0.9923 | -0.14582 | 0.9946 | -0.10194 | 56.5309
22 | 0.11157 | 0.028465 | -0.11135 | -0.028325 | 0.00021931 | 0.00014009 | 0.16749 | 0.16749 | 0.16749 | 0.9923 | -0.14582 | 0.99017 | -0.1866 | 46.0136
23 | 0.14222 | 0.036298 | -0.14215 | -0.03625 | 7.4957e-05 | 4.7749e-05 | 0.21421 | 0.21421 | 0.21421 | 0.98905 | -0.20797 | 0.98848 | -0.21888 | 29.4238
24 | 0.015466 | 0.0038776 | -0.015466 | -0.0038772 | 7.3079e-07 | 4.2152e-07 | 0.02327 | 0.02327 | 0.02327 | 0.98905 | -0.20797 | 0.989 | -0.20896 | 6.3928
25 | -0.27592 | -0.070721 | 0.27668 | 0.071209 | 0.00076342 | 0.00048797 | 0.41335 | 0.41335 | 0.41335 | 0.9946 | -0.10194 | 0.99761 | -0.045037 | 56.7795
26 | 0.10185 | 0.025943 | -0.10159 | -0.025775 | 0.0002618 | 0.00016717 | 0.15321 | 0.15321 | 0.15321 | 0.99017 | -0.1866 | 0.98739 | -0.24004 | 42.0898
27 | 0.0095042 | 0.0023819 | -0.0095031 | -0.0023814 | 1.0129e-06 | 4.7797e-07 | 0.014283 | 0.014283 | 0.014283 | 0.99017 | -0.1866 | 0.99005 | -0.18884 | 3.9239
28 | 0.14023 | 0.035769 | -0.1401 | -0.035685 | 0.00013117 | 8.3549e-05 | 0.21132 | 0.21132 | 0.21132 | 0.98848 | -0.21888 | 0.98747 | -0.23827 | 29.0269
29 | 0.014518 | 0.0036397 | -0.014516 | -0.0036386 | 2.0753e-06 | 1.1794e-06 | 0.021844 | 0.021844 | 0.021844 | 0.989 | -0.20896 | 0.98884 | -0.21196 | 6.0012
30 | -0.2792 | -0.07184 | 0.27981 | 0.072232 | 0.00061291 | 0.00039177 | 0.41712 | 0.41712 | 0.41712 | 0.99761 | -0.045037 | 1 | 0 | 57.2961
31 | 0.094918 | 0.024104 | -0.09479 | -0.024022 | 0.00012823 | 8.1857e-05 | 0.14316 | 0.14316 | 0.14316 | 0.98739 | -0.24004 | 0.98593 | -0.26815 | 39.3287
32 | 0.0066692 | 0.0016712 | -0.0066685 | -0.001671 | 6.6992e-07 | 2.0257e-07 | 0.010051 | 0.010051 | 0.010051 | 0.98739 | -0.24004 | 0.98728 | -0.24215 | 2.7612
33 | 0.0056351 | 0.001412 | -0.0056345 | -0.0014119 | 5.9247e-07 | 9.5968e-08 | 0.0084693 | 0.0084694 | 0.0084694 | 0.99005 | -0.18884 | 0.98994 | -0.19105 | 2.3268
34 | -0.088716 | -0.022439 | 0.088719 | 0.022441 | 3.0131e-06 | 1.9227e-06 | 0.13422 | 0.13422 | 0.13422 | 0.9841 | -0.30362 | 0.98413 | -0.30291 | 36.873
35 | 0.087001 | 0.022009 | -0.086864 | -0.021922 | 0.0001376 | 8.7792e-05 | 0.13162 | 0.13162 | 0.13162 | 0.9841 | -0.30362 | 0.9824 | -0.33664 | 36.1606
36 | -0.092453 | -0.023377 | 0.092608 | 0.023476 | 0.00015443 | 9.857e-05 | 0.13986 | 0.13986 | 0.13986 | 0.98413 | -0.30291 | 0.98593 | -0.26815 | 38.424
37 | 0.08478 | 0.021399 | -0.084674 | -0.021332 | 0.00010641 | 6.7886e-05 | 0.12847 | 0.12847 | 0.12847 | 0.9824 | -0.33664 | 0.98105 | -0.36288 | 35.2938
38 | 0.080472 | 0.020279 | -0.0804 | -0.020232 | 7.2431e-05 | 4.6192e-05 | 0.1221 | 0.1221 | 0.1221 | 0.98105 | -0.36288 | 0.98009 | -0.38171 | 33.5429
39 | 0.07779 | 0.019578 | -0.077722 | -0.019535 | 6.7856e-05 | 4.3265e-05 | 0.11813 | 0.11813 | 0.11813 | 0.98009 | -0.38171 | 0.97915 | -0.39998 | 32.4543
40 | -0.0077487 | -0.0019419 | 0.0077493 | 0.0019422 | 6.5993e-07 | 2.684e-07 | 0.011883 | 0.011883 | 0.011883 | 0.97031 | -0.57318 | 0.9704 | -0.57139 | 3.2645
41 | 0.0057397 | 0.0014384 | -0.0057395 | -0.0014384 | 1.9369e-07 | 4.162e-08 | 0.0088021 | 0.0088021 | 0.0088021 | 0.97031 | -0.57318 | 0.97027 | -0.57389 | 2.4182
42 | -0.0097552 | -0.0024449 | 0.0097568 | 0.0024457 | 1.6001e-06 | 7.8843e-07 | 0.014959 | 0.014959 | 0.014959 | 0.9704 | -0.57139 | 0.97057 | -0.56795 | 4.1095
43 | 0.0017451 | 0.00043725 | -0.001745 | -0.00043735 | 2.5734e-08 | -1.0187e-07 | 0.0026762 | 0.0026763 | 0.0026763 | 0.97027 | -0.57389 | 0.97026 | -0.5742 | 0.73523
44 | -0.011299 | -0.0028321 | 0.011299 | 0.0028323 | 4.7328e-07 | 2.5092e-07 | 0.017322 | 0.017322 | 0.017322 | 0.97057 | -0.56795 | 0.97062 | -0.56707 | 4.7589
45 | -0.011299 | -0.0028323 | 0.011301 | 0.0028333 | 1.7702e-06 | 9.3845e-07 | 0.017322 | 0.017322 | 0.017322 | 0.97062 | -0.56707 | 0.97078 | -0.56378 | 4.7589
46 | -0.023899 | -0.0059936 | 0.023901 | 0.005995 | 2.2523e-06 | 1.386e-06 | 0.036613 | 0.036613 | 0.036613 | 0.97131 | -0.55331 | 0.97141 | -0.55133 | 10.0586
47 | 0.018688 | 0.0046877 | -0.018683 | -0.0046848 | 4.9036e-06 | 2.9409e-06 | 0.028631 | 0.028631 | 0.028631 | 0.97131 | -0.55331 | 0.97104 | -0.55881 | 7.8657
48 | -0.02439 | -0.0061176 | 0.024401 | 0.0061241 | 1.0584e-05 | 6.5233e-06 | 0.037363 | 0.037362 | 0.037363 | 0.97141 | -0.55133 | 0.97187 | -0.54223 | 10.2644
49 | 0.018061 | 0.0045289 | -0.018058 | -0.0045271 | 3.0373e-06 | 1.8131e-06 | 0.027678 | 0.027678 | 0.027678 | 0.97104 | -0.55881 | 0.97086 | -0.56234 | 7.6039
50 | -0.029252 | -0.00734 | 0.029265 | 0.0073482 | 1.3177e-05 | 8.216e-06 | 0.04479 | 0.04479 | 0.04479 | 0.97187 | -0.54223 | 0.97235 | -0.53279 | 12.305
51 | 0.012848 | 0.0032213 | -0.012847 | -0.0032208 | 8.8088e-07 | 4.8887e-07 | 0.019692 | 0.019692 | 0.019692 | 0.97086 | -0.56234 | 0.97078 | -0.56378 | 5.41
52 | -0.030889 | -0.0077551 | 0.030903 | 0.0077642 | 1.4618e-05 | 9.1389e-06 | 0.047275 | 0.047275 | 0.047275 | 0.97235 | -0.53279 | 0.97285 | -0.52287 | 12.9876
53 | -0.00029008 | -7.27e-05 | 0.00029008 | 7.268e-05 | 1.2076e-10 | -2.0194e-08 | 0.00044392 | 0.00044391 | 0.00044392 | 0.97234 | -0.53431 | 0.97234 | -0.53431 | 0.12196
54 | -0.00033494 | -8.3924e-05 | 0.00033494 | 8.3808e-05 | 9.3078e-10 | -1.1659e-07 | 0.00051257 | 0.00051253 | 0.00051257 | 0.97234 | -0.53431 | 0.97235 | -0.53425 | 0.14082
55 | 0.01155 | 0.0028952 | -0.01155 | -0.002895 | 4.4801e-07 | 2.3866e-07 | 0.017616 | 0.017616 | 0.017616 | 0.97565 | -0.46891 | 0.9756 | -0.46973 | 4.8396
56 | -0.013055 | -0.0032723 | 0.013058 | 0.003274 | 2.9978e-06 | 1.6667e-06 | 0.019911 | 0.019911 | 0.019911 | 0.97565 | -0.46891 | 0.97589 | -0.46409 | 5.4701
57 | 0.0096438 | 0.0024173 | -0.009642 | -0.0024164 | 1.7365e-06 | 8.4415e-07 | 0.014709 | 0.014709 | 0.014709 | 0.9756 | -0.46973 | 0.97541 | -0.4735 | 4.041
58 | -0.014195 | -0.003559 | 0.014198 | 0.0035607 | 2.9698e-06 | 1.6894e-06 | 0.021645 | 0.021645 | 0.021645 | 0.97589 | -0.46409 | 0.97611 | -0.4597 | 5.9465
59 | 0.0078319 | 0.0019628 | -0.0078319 | -0.0019628 | 3.0306e-08 | 1.2329e-08 | 0.011948 | 0.011948 | 0.011948 | 0.97541 | -0.4735 | 0.97541 | -0.47359 | 3.2824
60 | 0.01653 | 0.0041419 | -0.016522 | -0.004137 | 8.2988e-06 | 4.8758e-06 | 0.025199 | 0.025199 | 0.025199 | 0.97611 | -0.4597 | 0.97558 | -0.47025 | 6.9228
61 | -0.030729 | -0.0077026 | 0.030744 | 0.0077125 | 1.5897e-05 | 9.9327e-06 | 0.046844 | 0.046844 | 0.046844 | 0.97611 | -0.4597 | 0.97666 | -0.44885 | 12.8692
62 | 0.0062843 | 0.0015749 | -0.0062838 | -0.0015747 | 5.2885e-07 | 1.4696e-07 | 0.0095869 | 0.009587 | 0.009587 | 0.97541 | -0.47359 | 0.97532 | -0.47535 | 2.6338
63 | 0.016522 | 0.004137 | -0.016515 | -0.0041328 | 7.1161e-06 | 4.1813e-06 | 0.025199 | 0.025199 | 0.025199 | 0.97558 | -0.47025 | 0.97512 | -0.4793 | 6.9229
64 | 0.0058371 | 0.0014629 | -0.0058364 | -0.0014627 | 7.5473e-07 | 1.6463e-07 | 0.0088932 | 0.0088933 | 0.0088933 | 0.97666 | -0.44885 | 0.97653 | -0.45156 | 2.4432
65 | -0.036582 | -0.0091754 | 0.036608 | 0.0091919 | 2.6196e-05 | 1.6484e-05 | 0.055737 | 0.055737 | 0.055737 | 0.97666 | -0.44885 | 0.97743 | -0.43384 | 15.3124
66 | -0.1355 | -0.03446 | 0.13554 | 0.034488 | 4.4131e-05 | 2.81e-05 | 0.20466 | 0.20466 | 0.20466 | 0.98601 | -0.26634 | 0.98636 | -0.25958 | 28.1126
67 | 0.1338 | 0.034034 | -0.13363 | -0.033929 | 0.00016576 | 0.00010554 | 0.2021 | 0.2021 | 0.2021 | 0.98601 | -0.26634 | 0.98467 | -0.29208 | 27.7604
68 | -0.13797 | -0.035098 | 0.13811 | 0.035188 | 0.00014185 | 9.0337e-05 | 0.20833 | 0.20833 | 0.20833 | 0.98636 | -0.25958 | 0.98747 | -0.23827 | 28.6163
69 | 0.12874 | 0.032703 | -0.1287 | -0.032677 | 4.0518e-05 | 2.5787e-05 | 0.1947 | 0.1947 | 0.1947 | 0.98467 | -0.29208 | 0.98434 | -0.29863 | 26.7448
70 | 0.12599 | 0.031997 | -0.12584 | -0.031907 | 0.00014259 | 9.0723e-05 | 0.1906 | 0.1906 | 0.1906 | 0.98434 | -0.29863 | 0.98312 | -0.32217 | 26.1818
71 | 0.12459 | 0.031593 | -0.12454 | -0.03156 | 5.1096e-05 | 3.2507e-05 | 0.18871 | 0.18871 | 0.18871 | 0.98312 | -0.32217 | 0.98268 | -0.3307 | 25.9214
72 | -0.0019931 | -0.00049953 | 0.0019933 | 0.00049914 | 1.289e-07 | -3.8866e-07 | 0.0030292 | 0.003029 | 0.0030292 | 0.97909 | -0.40134 | 0.97915 | -0.39998 | 0.8322
73 | 0.027304 | 0.0068529 | -0.02729 | -0.0068446 | 1.3299e-05 | 8.2525e-06 | 0.041497 | 0.041497 | 0.041497 | 0.97915 | -0.39998 | 0.97863 | -0.4102 | 11.4002
74 | 0.048425 | 0.012183 | -0.048356 | -0.012139 | 6.938e-05 | 4.3974e-05 | 0.073608 | 0.073608 | 0.073608 | 0.97915 | -0.39998 | 0.97762 | -0.43002 | 20.222
75 | 0.039873 | 0.010013 | -0.039866 | -0.010008 | 7.2731e-06 | 4.5888e-06 | 0.060697 | 0.060697 | 0.060697 | 0.97762 | -0.43002 | 0.97743 | -0.43384 | 16.675
76 | 0.0084825 | 0.0021259 | -0.0084815 | -0.0021255 | 9.791e-07 | 4.3025e-07 | 0.012911 | 0.012911 | 0.012911 | 0.97762 | -0.43002 | 0.9775 | -0.43244 | 3.547
77 | 0.0046319 | 0.0011607 | -0.0046319 | -0.0011607 | 4.692e-08 | -1.5188e-09 | 0.007051 | 0.007051 | 0.007051 | 0.9775 | -0.43244 | 0.97749 | -0.43265 | 1.9371
78 | -0.0022366 | -0.00056054 | 0.0022366 | 0.00056034 | 8.292e-08 | -1.9574e-07 | 0.0033711 | 0.003371 | 0.0033711 | 0.98723 | -0.24315 | 0.98727 | -0.24237 | 0.92613
79 | -0.0042985 | -0.0010771 | 0.0042985 | 0.0010771 | 4.6675e-08 | -8.0486e-09 | 0.0064786 | 0.0064786 | 0.0064786 | 0.98727 | -0.24237 | 0.98728 | -0.24215 | 1.7798
80 | -0.011484 | -0.0028776 | 0.011484 | 0.0028777 | 2.109e-07 | 1.1084e-07 | 0.017285 | 0.017285 | 0.017285 | 0.98858 | -0.21708 | 0.9886 | -0.21669 | 4.7486
81 | 0.010401 | 0.0026063 | -0.010399 | -0.0026054 | 1.6786e-06 | 8.402e-07 | 0.015656 | 0.015656 | 0.015656 | 0.98858 | -0.21708 | 0.9884 | -0.22046 | 4.301
82 | -0.012773 | -0.0032008 | 0.012776 | 0.0032023 | 2.879e-06 | 1.5762e-06 | 0.019225 | 0.019225 | 0.019225 | 0.9886 | -0.21669 | 0.98884 | -0.21196 | 5.2817
83 | 0.0086862 | 0.0021761 | -0.0086862 | -0.002176 | 6.1565e-08 | 2.7096e-08 | 0.013077 | 0.013077 | 0.013077 | 0.9884 | -0.22046 | 0.9884 | -0.22061 | 3.5925
84 | 0.0070252 | 0.0017598 | -0.0070237 | -0.0017593 | 1.5145e-06 | 5.0663e-07 | 0.010576 | 0.010576 | 0.010576 | 0.9884 | -0.22061 | 0.98816 | -0.22514 | 2.9055
85 | 0.0018319 | 0.00045835 | -0.0018318 | -0.00045854 | 4.8907e-08 | -1.8829e-07 | 0.0027583 | 0.0027583 | 0.0027583 | 0.98816 | -0.22514 | 0.98813 | -0.2257 | 0.75778
86 | 0.0051918 | 0.0013009 | -0.0051914 | -0.0013009 | 3.7741e-07 | 3.0616e-08 | 0.0078179 | 0.007818 | 0.007818 | 0.98816 | -0.22514 | 0.98808 | -0.22667 | 2.1478
87 | 0.0030894 | 0.00077412 | -0.0030894 | -0.00077413 | 1.5373e-08 | -1.3401e-08 | 0.0047026 | 0.0047026 | 0.0047026 | 0.97755 | -0.43155 | 0.97754 | -0.43165 | 1.2919
88 | 0.0015488 | 0.00038802 | -0.0015487 | -0.00038815 | 2.4222e-08 | -1.3019e-07 | 0.0023575 | 0.0023575 | 0.0023575 | 0.97754 | -0.43165 | 0.97753 | -0.43198 | 0.64767
89 | 0.0028399 | 0.00071144 | -0.0028397 | -0.00071169 | 2.2209e-07 | -2.5505e-07 | 0.0043231 | 0.0043232 | 0.0043232 | 0.97749 | -0.43275 | 0.9774 | -0.4344 | 1.1877
90 | 0.0044653 | 0.0011186 | -0.0044647 | -0.0011187 | 6.0419e-07 | -5.0371e-08 | 0.0067972 | 0.0067974 | 0.0067974 | 0.97749 | -0.43275 | 0.97734 | -0.4356 | 1.8674
91 | 0.0034798 | 0.00087187 | -0.0034798 | -0.0008719 | 5.085e-08 | -2.7994e-08 | 0.005298 | 0.005298 | 0.005298 | 0.97734 | -0.4356 | 0.97733 | -0.4359 | 1.4555
92 | -0.006636 | -0.0016631 | 0.006637 | 0.0016634 | 9.5066e-07 | 3.0155e-07 | 0.010139 | 0.010139 | 0.010139 | 0.97387 | -0.50297 | 0.97402 | -0.49996 | 2.7856
93 | 0.01271 | 0.0031877 | -0.012705 | -0.0031853 | 4.3537e-06 | 2.4033e-06 | 0.019417 | 0.019418 | 0.019418 | 0.97402 | -0.49996 | 0.97366 | -0.50715 | 5.3345
94 | 0.0078643 | 0.001971 | -0.007864 | -0.0019708 | 3.609e-07 | 1.48e-07 | 0.012014 | 0.012014 | 0.012014 | 0.97402 | -0.49996 | 0.97397 | -0.50092 | 3.3007
95 | -0.027211 | -0.0068221 | 0.02723 | 0.0068337 | 1.8723e-05 | 1.1623e-05 | 0.041571 | 0.041571 | 0.041571 | 0.97402 | -0.49996 | 0.97475 | -0.48553 | 11.4206
96 | -0.0074787 | -0.0018745 | 0.0074799 | 0.001875 | 1.2257e-06 | 4.7391e-07 | 0.011436 | 0.011436 | 0.011436 | 0.97312 | -0.51772 | 0.9733 | -0.51428 | 3.1417
97 | 0.0074787 | 0.0018745 | -0.0074772 | -0.0018739 | 1.4954e-06 | 5.7833e-07 | 0.011436 | 0.011436 | 0.011436 | 0.97312 | -0.51772 | 0.97291 | -0.52192 | 3.1418
98 | -0.0074799 | -0.001875 | 0.007481 | 0.0018753 | 1.0048e-06 | 3.8838e-07 | 0.011436 | 0.011436 | 0.011436 | 0.9733 | -0.51428 | 0.97344 | -0.51146 | 3.1417
99 | 0.0021692 | 0.0005436 | -0.0021692 | -0.00054366 | 2.384e-08 | -5.6463e-08 | 0.0033177 | 0.0033178 | 0.0033178 | 0.97291 | -0.52192 | 0.9729 | -0.52215 | 0.91147
100 | 0.011109 | 0.0027851 | -0.011107 | -0.0027841 | 1.8622e-06 | 9.7757e-07 | 0.016977 | 0.016977 | 0.016977 | 0.97366 | -0.50715 | 0.97348 | -0.51067 | 4.6641
101 | 0.0054372 | 0.0013626 | -0.005437 | -0.0013626 | 2.0926e-07 | 3.3287e-08 | 0.0083069 | 0.0083069 | 0.0083069 | 0.97397 | -0.50092 | 0.97393 | -0.50173 | 2.2821
102 | -0.009569 | -0.0023987 | 0.0095694 | 0.0023989 | 3.6296e-07 | 1.7606e-07 | 0.014628 | 0.014628 | 0.014628 | 0.97344 | -0.51146 | 0.97348 | -0.51067 | 4.0186
103 | 0.0044755 | 0.0011216 | -0.0044754 | -0.0011216 | 1.2509e-07 | -8.7193e-09 | 0.0068379 | 0.0068379 | 0.0068379 | 0.97393 | -0.50173 | 0.9739 | -0.50232 | 1.8785
104 | -0.0010799 | -0.00027052 | 0.0010799 | 0.00027052 | 3.5492e-12 | -5.3986e-11 | 0.0016526 | 0.0016526 | 0.0016526 | 0.97235 | -0.53425 | 0.97235 | -0.53425 | 0.45402
105 | -0.0011869 | -0.00029734 | 0.001187 | 0.00029724 | 1.0832e-08 | -1.0167e-07 | 0.0018164 | 0.0018163 | 0.0018164 | 0.97235 | -0.53425 | 0.97236 | -0.53406 | 0.499
106 | 0.0037311 | 0.00093502 | -0.003731 | -0.00093507 | 1.4365e-07 | -5.5468e-08 | 0.0056936 | 0.0056937 | 0.0056937 | 0.97512 | -0.4793 | 0.97508 | -0.48011 | 1.5642
107 | 0.0048266 | 0.0012092 | -0.004826 | -0.0012092 | 6.0446e-07 | 1.6234e-08 | 0.0073652 | 0.0073653 | 0.0073653 | 0.97512 | -0.4793 | 0.97499 | -0.48193 | 2.0234
108 | 0.0079572 | 0.0019886 | -0.0079498 | -0.0019855 | 7.4046e-06 | 3.0695e-06 | 0.01214 | 0.012141 | 0.012141 | 0.97512 | -0.4793 | 0.97413 | -0.49889 | 3.3355
109 | 0.0018318 | 0.00045854 | -0.0018317 | -0.00045907 | 1.3666e-07 | -5.2601e-07 | 0.0027583 | 0.0027586 | 0.0027586 | 0.98813 | -0.2257 | 0.98805 | -0.22727 | 0.75784
110 | 0.0038635 | 0.00096807 | -0.0038632 | -0.0009682 | 3.5221e-07 | -1.2992e-07 | 0.0058182 | 0.0058184 | 0.0058184 | 0.98808 | -0.22667 | 0.98799 | -0.22858 | 1.5984
111 | 0.0054937 | 0.0013767 | -0.0054935 | -0.0013767 | 1.8107e-07 | 2.8618e-08 | 0.0083455 | 0.0083455 | 0.0083455 | 0.97954 | -0.39191 | 0.9795 | -0.39261 | 2.2927
112 | -0.0074484 | -0.0018666 | 0.0074491 | 0.0018668 | 6.9761e-07 | 2.6354e-07 | 0.011315 | 0.011315 | 0.011315 | 0.97954 | -0.39191 | 0.97964 | -0.38995 | 3.1085
113 | 0.0025295 | 0.00063379 | -0.0025294 | -0.00063393 | 8.4342e-08 | -1.3773e-07 | 0.0038427 | 0.0038427 | 0.0038427 | 0.9795 | -0.39261 | 0.97946 | -0.39331 | 1.0557
114 | -0.0091869 | -0.0023024 | 0.009187 | 0.0023024 | 4.2474e-08 | 1.986e-08 | 0.013954 | 0.013954 | 0.013954 | 0.97964 | -0.38995 | 0.97964 | -0.38985 | 3.8336
115 | -0.01139 | -0.0028545 | 0.011392 | 0.0028555 | 2.0093e-06 | 1.0605e-06 | 0.0173 | 0.0173 | 0.0173 | 0.97964 | -0.38985 | 0.97983 | -0.38615 | 4.7529
116 | -0.014137 | -0.0035435 | 0.014139 | 0.0035448 | 2.2077e-06 | 1.252e-06 | 0.021469 | 0.021469 | 0.021469 | 0.97983 | -0.38615 | 0.98 | -0.38287 | 5.8981
117 | 0.0053422 | 0.0013385 | -0.0053416 | -0.0013385 | 6.6634e-07 | 5.7597e-08 | 0.0079492 | 0.0079493 | 0.0079493 | 1 | 0 | 0.99986 | -0.0026189 | 2.1839
118 | 0.0034595 | 0.00086694 | -0.0034594 | -0.00086701 | 1.1195e-07 | -7.6058e-08 | 0.0051485 | 0.0051486 | 0.0051486 | 0.99986 | -0.0026189 | 0.99983 | -0.0032982 | 1.4144
119 | 0.001882 | 0.00047152 | -0.001882 | -0.00047167 | 4.0235e-08 | -1.5363e-07 | 0.0028008 | 0.0028009 | 0.0028009 | 0.99986 | -0.0026189 | 0.99984 | -0.0030677 | 0.76947
120 | -0.00064845 | -0.00016252 | 0.00064845 | 0.00016243 | 2.4796e-09 | -8.3405e-08 | 0.00098734 | 0.00098731 | 0.00098734 | 0.97728 | -0.43682 | 0.97728 | -0.43674 | 0.27125
121 | -0.0031436 | -0.00078777 | 0.0031437 | 0.00078767 | 1.2499e-07 | -1.0231e-07 | 0.0047864 | 0.0047863 | 0.0047864 | 0.97728 | -0.43674 | 0.97733 | -0.4359 | 1.3149
122 | -0.035377 | -0.0088855 | 0.035399 | 0.0088991 | 2.16e-05 | 1.358e-05 | 0.054118 | 0.054118 | 0.054118 | 0.97285 | -0.52287 | 0.9735 | -0.51009 | 14.8676
123 | 0.014415 | 0.0036157 | -0.014406 | -0.0036108 | 8.5781e-06 | 4.9046e-06 | 0.022035 | 0.022035 | 0.022035 | 0.9735 | -0.51009 | 0.97287 | -0.52258 | 6.0535
124 | -0.049814 | -0.012515 | 0.049853 | 0.012539 | 3.8586e-05 | 2.4474e-05 | 0.076152 | 0.076152 | 0.076152 | 0.9735 | -0.51009 | 0.97433 | -0.49387 | 20.921
125 | 0.051687 | 0.013025 | -0.051619 | -0.012982 | 6.7595e-05 | 4.2899e-05 | 0.07885 | 0.07885 | 0.07885 | 0.97572 | -0.4665 | 0.97433 | -0.49387 | 21.6621
126 | -0.091726 | -0.023142 | 0.091728 | 0.023143 | 1.3459e-06 | 8.5213e-07 | 0.13966 | 0.13966 | 0.13966 | 0.97766 | -0.42844 | 0.97768 | -0.42813 | 19.1846
127 | 0.0053539 | 0.0013417 | -0.0053535 | -0.0013417 | 3.9723e-07 | 5.8094e-08 | 0.0081888 | 0.0081889 | 0.0081889 | 0.97287 | -0.52258 | 0.97279 | -0.52414 | 2.2497
128 | 0.0090525 | 0.0022691 | -0.009051 | -0.0022684 | 1.5326e-06 | 7.1622e-07 | 0.013846 | 0.013846 | 0.013846 | 0.97287 | -0.52258 | 0.97269 | -0.52613 | 3.8039
129 | -0.092909 | -0.023439 | 0.092984 | 0.023486 | 7.4693e-05 | 4.7304e-05 | 0.14146 | 0.14146 | 0.14146 | 0.97768 | -0.42813 | 0.97854 | -0.41136 | 19.4317
130 | 0.0016136 | 0.00040437 | -0.0016136 | -0.00040442 | 8.8659e-09 | -4.3499e-08 | 0.0024557 | 0.0024557 | 0.0024557 | 0.97778 | -0.42702 | 0.97777 | -0.42714 | 0.67464
131 | 0.0047822 | 0.0011985 | -0.004782 | -0.0011985 | 2.3729e-07 | 5.0611e-09 | 0.007315 | 0.0073151 | 0.0073151 | 0.97279 | -0.52414 | 0.97274 | -0.52518 | 2.0096
132 | 0.0044507 | 0.0011153 | -0.0044506 | -0.0011153 | 1.2651e-07 | -1.0343e-08 | 0.0067902 | 0.0067903 | 0.0067903 | 0.97532 | -0.47535 | 0.97529 | -0.47595 | 1.8655
133 | 0.0024105 | 0.00060406 | -0.0024105 | -0.00060413 | 3.9547e-08 | -7.1981e-08 | 0.0036778 | 0.0036778 | 0.0036778 | 0.97529 | -0.47595 | 0.97527 | -0.47629 | 1.0104
134 | -0.096149 | -0.02428 | 0.096262 | 0.024351 | 0.00011241 | 7.124e-05 | 0.14628 | 0.14628 | 0.14628 | 0.97854 | -0.41136 | 0.97978 | -0.38699 | 20.0928
135 | -0.0995 | -0.025162 | 0.099519 | 0.025175 | 1.9647e-05 | 1.2458e-05 | 0.15119 | 0.15119 | 0.15119 | 0.97978 | -0.38699 | 0.98 | -0.38287 | 20.7683
136 | -0.0011433 | -0.00028655 | 0.0011433 | 0.00028654 | 1.0054e-09 | -1.0448e-08 | 0.0017406 | 0.0017406 | 0.0017406 | 0.97744 | -0.43353 | 0.97745 | -0.43351 | 0.47818
137 | -0.0027564 | -0.00069081 | 0.0027565 | 0.00069067 | 1.1235e-07 | -1.4138e-07 | 0.0041962 | 0.0041961 | 0.0041962 | 0.97745 | -0.43351 | 0.97749 | -0.43265 | 1.1528
138 | 0.0061145 | 0.0015256 | -0.0061143 | -0.0015255 | 2.4202e-07 | 6.275e-08 | 0.0093377 | 0.0093377 | 0.0093377 | 0.97413 | -0.49889 | 0.97409 | -0.49972 | 2.5653
139 | 0.00447 | 0.0011134 | -0.0044648 | -0.0011138 | 5.1419e-06 | -3.6724e-07 | 0.0068259 | 0.0068272 | 0.0068272 | 0.97409 | -0.49972 | 0.97286 | -0.52398 | 1.8756
140 | 0.0026411 | 0.00065671 | -0.0026409 | -0.00065708 | 2.6652e-07 | -3.7063e-07 | 0.0040378 | 0.004038 | 0.004038 | 0.97286 | -0.52398 | 0.97276 | -0.52611 | 1.1093
141 | 0.0023915 | 0.00059905 | -0.0023913 | -0.00059932 | 1.4811e-07 | -2.7495e-07 | 0.0036497 | 0.0036499 | 0.0036499 | 0.97499 | -0.48193 | 0.97492 | -0.48323 | 1.0027
142 | -0.11631 | -0.029424 | 0.11633 | 0.029437 | 2.0756e-05 | 1.3194e-05 | 0.17652 | 0.17652 | 0.17652 | 0.98097 | -0.36385 | 0.98116 | -0.36013 | 24.2477
143 | 0.11376 | 0.028786 | -0.11366 | -0.02872 | 0.00010376 | 6.5941e-05 | 0.17266 | 0.17266 | 0.17266 | 0.98097 | -0.36385 | 0.98 | -0.38287 | 23.7173
144 | -0.11986 | -0.030321 | 0.11997 | 0.03039 | 0.00010939 | 6.9564e-05 | 0.18187 | 0.18187 | 0.18187 | 0.98116 | -0.36013 | 0.98214 | -0.34113 | 24.9826
145 | -0.12152 | -0.030779 | 0.12158 | 0.030818 | 6.0855e-05 | 3.8705e-05 | 0.18422 | 0.18422 | 0.18422 | 0.98214 | -0.34113 | 0.98268 | -0.3307 | 25.3053
146 | -0.0021292 | -0.00053362 | 0.0021293 | 0.00053341 | 7.9645e-08 | -2.1557e-07 | 0.0032006 | 0.0032005 | 0.0032006 | 0.98989 | -0.19196 | 0.98993 | -0.19117 | 0.87929
147 | -0.0038969 | -0.00097641 | 0.0038969 | 0.0009764 | 2.3656e-08 | -8.498e-09 | 0.0058575 | 0.0058575 | 0.0058575 | 0.98993 | -0.19117 | 0.98994 | -0.19105 | 1.6092
148 | 0.0011959 | 0.00029866 | -0.0011958 | -0.00029927 | 6.6635e-08 | -6.1667e-07 | 0.001829 | 0.0018292 | 0.0018292 | 0.97276 | -0.52611 | 0.9727 | -0.52728 | 0.50253
149 | 0.001445 | 0.00035842 | -0.0014444 | -0.00036176 | 5.4436e-07 | -3.3409e-06 | 0.002209 | 0.0022103 | 0.0022103 | 0.97276 | -0.52611 | 0.97236 | -0.53406 | 0.60723
150 | 0.0011958 | 0.00029927 | -0.0011958 | -0.00029969 | 4.511e-08 | -4.1732e-07 | 0.0018292 | 0.0018294 | 0.0018294 | 0.9727 | -0.52728 | 0.97266 | -0.52808 | 0.50257

## res_trafo
| p_hv_mw | q_hv_mvar | p_lv_mw | q_lv_mvar | pl_mw | ql_mvar | i_hv_ka | i_lv_ka | vm_hv_pu | va_hv_degree | vm_lv_pu | va_lv_degree | loading_percent
0 | -1.2729e-15 | -1.3162e-15 | 0.00165 | 1.2699e-07 | 0.00165 | 1.2699e-07 | 5.2857e-17 | 0.0023815 | 0.99998 | 149.9956 | 1 | 0 | 0.2619

## res_ext_grid
| p_mw | q_mvar
0 | 0.2878 | 0.073821

## res_load
| p_mw | q_mvar
0 | 0.00042048 | 0.00010538
1 | 0.00097599 | 0.00024461
2 | 0.0070623 | 0.00177
3 | 0.0016068 | 0.00040271
4 | 0.00091176 | 0.00022851
5 | 0.0023056 | 0.00057785
6 | 0.0019262 | 0.00048274
7 | 0.0039186 | 0.0009821
8 | 0.0030028 | 0.00075258
9 | 0.001378 | 0.00034535
10 | 0.0012098 | 0.0003032
11 | 0.0019198 | 0.00048114
12 | 0.00094734 | 0.00023743
13 | 0.0025213 | 0.00063189
14 | 0.003868 | 0.00096942
15 | 0.001715 | 0.00042982
16 | 0.0037341 | 0.00093584
17 | 0.0020831 | 0.00052207
18 | 0.0021819 | 0.00054685
19 | 0.0042018 | 0.0010531
20 | 0.0026101 | 0.00065415
21 | 0.0020089 | 0.00050349
22 | 0.0020059 | 0.00050272
23 | 0.0039945 | 0.0010011
24 | 0.0015418 | 0.00038642
25 | 0.001745 | 0.00043735
26 | 0.0052105 | 0.0013059
27 | 0.00048915 | 0.00012259
28 | 0.00062188 | 0.00015586
29 | 0.0048514 | 0.0012159
30 | 0.0052103 | 0.0013058
31 | 0.0016236 | 0.00040691
32 | 0.0015462 | 0.00038751
33 | 0.00029008 | 7.27e-05
34 | 4.4864e-05 | 1.1244e-05
35 | 0.0015048 | 0.00037713
36 | 0.0019061 | 0.00047771
37 | 0.0011372 | 0.00028501
38 | 0.0018101 | 0.00045365
39 | 0.0015476 | 0.00038787
40 | 0.0016994 | 0.00042591
41 | 0.0024308 | 0.00060921
42 | 0.0048924 | 0.0012262
43 | 0.0019836 | 0.00049713
44 | 0.0027115 | 0.00067957
45 | 0.0012527 | 0.00031396
46 | 0.0019931 | 0.00049953
47 | 0.002485 | 0.0006228
48 | 0.003258 | 0.00081654
49 | 0.0038496 | 0.0009648
50 | 0.0022366 | 0.00056054
51 | 0.0020618 | 0.00051674
52 | 0.00237 | 0.00059397
53 | 0.0010825 | 0.0002713
54 | 0.0012891 | 0.00032308
55 | 0.0017131 | 0.00042935
56 | 0.0017406 | 0.00043623
57 | 0.001661 | 0.00041628
58 | 0.000919 | 0.00023032
59 | 0.0015406 | 0.00038611
60 | 0.0015487 | 0.00038815
61 | 0.0028397 | 0.00071169
62 | 0.00098483 | 0.00024682
63 | 0.006636 | 0.0016631
64 | 0.005308 | 0.0013303
65 | 0.0015967 | 0.00040017
66 | 0.0024267 | 0.00060819
67 | 0.0015152 | 0.00037975
68 | 0.0020881 | 0.00052333
69 | 0.0015373 | 0.00038529
70 | 0.0009615 | 0.00024098
71 | 0.000745 | 0.00018671
72 | 0.000107 | 2.6818e-05
73 | 0.0058364 | 0.0014627
74 | 0.0013279 | 0.0003328
75 | 0.0018317 | 0.00045907
76 | 0.0038632 | 0.0009682
77 | 0.0019547 | 0.0004899
78 | 0.002964 | 0.00074286
79 | 0.0017378 | 0.00043553
80 | 0.0025294 | 0.00063393
81 | 0.0022029 | 0.00055209
82 | 0.0027451 | 0.00068798
83 | 0.00099682 | 0.00024983
84 | 0.00064845 | 0.00016252
85 | 0.0024951 | 0.00062534
86 | 0.00033607 | 8.4227e-05
87 | 0.004474 | 0.0011213
88 | 0.0011876 | 0.00029764
89 | 0.0017665 | 0.00044272
90 | 0.0014551 | 0.00036469
91 | 0.0011816 | 0.00029614
92 | 0.001188 | 0.00029774
93 | 0.009051 | 0.0022684
94 | 0.00057127 | 0.00014317
95 | 0.0018331 | 0.00045942
96 | 0.00204 | 0.00051128
97 | 0.0031653 | 0.00079331
98 | 0.0032379 | 0.0008115
99 | 0.0021692 | 0.00054366
100 | 0.0011433 | 0.00028655
101 | 0.0016131 | 0.00040427
102 | 0.0018754 | 0.00047001
103 | 0.0018352 | 0.00045995
104 | 0.0016443 | 0.0004121
105 | 0.0018237 | 0.00045707
106 | 0.003731 | 0.00093507
107 | 0.0024345 | 0.00061015
108 | 0.0044754 | 0.0011216
109 | 0.0025455 | 0.00063797
110 | 0.003528 | 0.00088419
111 | 0.0015507 | 0.00038864
112 | 0.0029619 | 0.00074232
113 | 0.004782 | 0.0011985
114 | 0.0023913 | 0.00059932
115 | 0.0024105 | 0.00060413
116 | 0.0021292 | 0.00053362
117 | 0.0017676 | 0.000443
118 | 0.0017376 | 0.00043549
119 | 0.0016136 | 0.00040442
120 | 0.0034594 | 0.00086701
121 | 0.001882 | 0.00047167
122 | 0.00025746 | 6.4526e-05
123 | 0.0011958 | 0.00029969

## dtypes
| element | column | dtype
0 | bus | name | object
1 | bus | vn_kv | float64
2 | bus | type | object
3 | bus | zone | object
4 | bus | in_service | bool
5 | load | name | object
6 | load | bus | uint32
7 | load | p_mw | float64
8 | load | q_mvar | float64
9 | load | const_z_percent | float64
10 | load | const_i_percent | float64
11 | load | sn_mva | float64
12 | load | scaling | float64
13 | load | in_service | bool
14 | load | type | object
15 | ext_grid | name | object
16 | ext_grid | bus | uint32
17 | ext_grid | vm_pu | float64
18 | ext_grid | va_degree | float64
19 | ext_grid | slack_weight | float64
20 | ext_grid | in_service | bool
21 | line | name | object
22 | line | std_type | object
23 | line | from_bus | uint32
24 | line | to_bus | uint32
25 | line | length_km | float64
26 | line | r_ohm_per_km | float64
27 | line | x_ohm_per_km | float64
28 | line | c_nf_per_km | float64
29 | line | g_us_per_km | float64
30 | line | max_i_ka | float64
31 | line | df | float64
32 | line | parallel | uint32
33 | line | type | object
34 | line | in_service | bool
35 | trafo | name | object
36 | trafo | std_type | object
37 | trafo | hv_bus | uint32
38 | trafo | lv_bus | uint32
39 | trafo | sn_mva | float64
40 | trafo | vn_hv_kv | float64
41 | trafo | vn_lv_kv | float64
42 | trafo | vk_percent | float64
43 | trafo | vkr_percent | float64
44 | trafo | pfe_kw | float64
45 | trafo | i0_percent | float64
46 | trafo | shift_degree | float64
47 | trafo | tap_side | object
48 | trafo | tap_neutral | int32
49 | trafo | tap_min | int32
50 | trafo | tap_max | int32
51 | trafo | tap_step_percent | float64
52 | trafo | tap_step_degree | float64
53 | trafo | tap_pos | int32
54 | trafo | tap_phase_shifter | bool
55 | trafo | parallel | uint32
56 | trafo | df | float64
57 | trafo | in_service | bool
58 | line_geodata | coords | object
59 | bus_geodata | x | float64
60 | bus_geodata | y | float64
61 | bus_geodata | coords | object
62 | res_bus | vm_pu | float64
63 | res_bus | va_degree | float64
64 | res_bus | p_mw | float64
65 | res_bus | q_mvar | float64
66 | res_line | p_from_mw | float64
67 | res_line | q_from_mvar | float64
68 | res_line | p_to_mw | float64
69 | res_line | q_to_mvar | float64
70 | res_line | pl_mw | float64
71 | res_line | ql_mvar | float64
72 | res_line | i_from_ka | float64
73 | res_line | i_to_ka | float64
74 | res_line | i_ka | float64
75 | res_line | vm_from_pu | float64
76 | res_line | va_from_degree | float64
77 | res_line | vm_to_pu | float64
78 | res_line | va_to_degree | float64
79 | res_line | loading_percent | float64
80 | res_trafo | p_hv_mw | float64
81 | res_trafo | q_hv_mvar | float64
82 | res_trafo | p_lv_mw | float64
83 | res_trafo | q_lv_mvar | float64
84 | res_trafo | pl_mw | float64
85 | res_trafo | ql_mvar | float64
86 | res_trafo | i_hv_ka | float64
87 | res_trafo | i_lv_ka | float64
88 | res_trafo | vm_hv_pu | float64
89 | res_trafo | va_hv_degree | float64
90 | res_trafo | vm_lv_pu | float64
91 | res_trafo | va_lv_degree | float64
92 | res_trafo | loading_percent | float64
93 | res_ext_grid | p_mw | float64
94 | res_ext_grid | q_mvar | float64
95 | res_load | p_mw | float64
96 | res_load | q_mvar | float64

## parameters
| version | format_version | converged | OPF_converged | name | f_hz | sn_mva
0 | 2.14.6 | 2.14.0 | TRUE | FALSE |  | 50 | 1