## bus
| name | vn_kv | type | zone | in_service
0 | bus_LV_2526-5_0_4_node_0 | 0.4 | n |  | TRUE
1 | bus_LV_2526-5_0_4_node_1 | 0.4 | n |  | TRUE
2 | bus_LV_2526-5_0_4_node_2 | 0.4 | n |  | TRUE
3 | bus_LV_2526-5_0_4_node_3 | 0.4 | n |  | TRUE
4 | bus_LV_2526-5_0_4_node_4 | 0.4 | n |  | TRUE
5 | bus_LV_2526-5_0_4_node_5 | 0.4 | n |  | TRUE
6 | bus_LV_2526-5_0_4_node_108 | 0.4 | n |  | TRUE
7 | bus_LV_2526-5_0_4_node_94 | 0.4 | n |  | TRUE
8 | bus_LV_2526-5_0_4_node_23 | 0.4 | n |  | TRUE
9 | bus_LV_2526-5_0_4_node_113 | 0.4 | n |  | TRUE
10 | bus_LV_2526-5_0_4_node_44 | 0.4 | n |  | TRUE
11 | bus_LV_2526-5_0_4_node_24 | 0.4 | n |  | TRUE
12 | bus_LV_2526-5_0_4_node_6 | 0.4 | n |  | TRUE
13 | bus_LV_2526-5_0_4_node_7 | 0.4 | n |  | TRUE
14 | bus_LV_2526-5_0_4_node_8 | 0.4 | n |  | TRUE
15 | bus_LV_2526-5_0_4_node_60 | 0.4 | n |  | TRUE
16 | bus_LV_2526-5_0_4_node_51 | 0.4 | n |  | TRUE
17 | bus_LV_2526-5_0_4_node_22 | 0.4 | n |  | TRUE
18 | bus_LV_2526-5_0_4_node_115 | 0.4 | n |  | TRUE
19 | bus_LV_2526-5_0_4_node_17 | 0.4 | n |  | TRUE
20 | bus_LV_2526-5_0_4_node_20 | 0.4 | n |  | TRUE
21 | bus_LV_2526-5_0_4_node_18 | 0.4 | n |  | TRUE
22 | bus_LV_2526-5_0_4_node_9 | 0.4 | n |  | TRUE
23 | bus_LV_2526-5_0_4_node_10 | 0.4 | n |  | TRUE
24 | bus_LV_2526-5_0_4_node_11 | 0.4 | n |  | TRUE
25 | bus_LV_2526-5_0_4_node_12 | 0.4 | n |  | TRUE
26 | bus_LV_2526-5_0_4_node_13 | 0.4 | n |  | TRUE
27 | bus_LV_2526-5_0_4_node_14 | 0.4 | n |  | TRUE
28 | bus_LV_2526-5_0_4_node_88 | 0.4 | n |  | TRUE
29 | bus_LV_2526-5_0_4_node_89 | 0.4 | n |  | TRUE
30 | bus_LV_2526-5_0_4_node_80 | 0.4 | n |  | TRUE
31 | bus_LV_2526-5_0_4_node_117 | 0.4 | n |  | TRUE
32 | bus_LV_2526-5_0_4_node_95 | 0.4 | n |  | TRUE
33 | bus_LV_2526-5_0_4_node_111 | 0.4 | n |  | TRUE
34 | bus_LV_2526-5_0_4_node_79 | 0.4 | n |  | TRUE
35 | bus_LV_2526-5_0_4_node_15 | 0.4 | n |  | TRUE
36 | bus_LV_2526-5_0_4_node_16 | 0.4 | n |  | TRUE
37 | bus_LV_2526-5_0_4_node_19 | 0.4 | n |  | TRUE
38 | bus_LV_2526-5_0_4_node_21 | 0.4 | n |  | TRUE
39 | bus_LV_2526-5_0_4_node_116 | 0.4 | n |  | TRUE
40 | bus_LV_2526-5_0_4_node_99 | 0.4 | n |  | TRUE
41 | bus_LV_2526-5_0_4_node_100 | 0.4 | n |  | TRUE
42 | bus_LV_2526-5_0_4_node_97 | 0.4 | n |  | TRUE
43 | bus_LV_2526-5_0_4_node_98 | 0.4 | n |  | TRUE
44 | bus_LV_2526-5_0_4_node_25 | 0.4 | n |  | TRUE
45 | bus_LV_2526-5_0_4_node_26 | 0.4 | n |  | TRUE
46 | bus_LV_2526-5_0_4_node_27 | 0.4 | n |  | TRUE
47 | bus_LV_2526-5_0_4_node_28 | 0.4 | n |  | TRUE
48 | bus_LV_2526-5_0_4_node_29 | 0.4 | n |  | TRUE
49 | bus_LV_2526-5_0_4_node_93 | 0.4 | n |  | TRUE
50 | bus_LV_2526-5_0_4_node_53 | 0.4 | n |  | TRUE
51 | bus_LV_2526-5_0_4_node_110 | 0.4 | n |  | TRUE
52 | bus_LV_2526-5_0_4_node_52 | 0.4 | n |  | TRUE
53 | bus_LV_2526-5_0_4_node_30 | 0.4 | n |  | TRUE
54 | bus_LV_2526-5_0_4_node_31 | 0.4 | n |  | TRUE
55 | bus_LV_2526-5_0_4_node_32 | 0.4 | n |  | TRUE
56 | bus_LV_2526-5_0_4_node_33 | 0.4 | n |  | TRUE
57 | bus_LV_2526-5_0_4_node_34 | 0.4 | n |  | TRUE
58 | bus_LV_2526-5_0_4_node_105 | 0.4 | n |  | TRUE
59 | bus_LV_2526-5_0_4_node_112 | 0.4 | n |  | TRUE
60 | bus_LV_2526-5_0_4_node_63 | 0.4 | n |  | TRUE
61 | bus_LV_2526-5_0_4_node_61 | 0.4 | n |  | TRUE
62 | bus_LV_2526-5_0_4_node_103 | 0.4 | n |  | TRUE
63 | bus_LV_2526-5_0_4_node_83 | 0.4 | n |  | TRUE
64 | bus_LV_2526-5_0_4_node_91 | 0.4 | n |  | TRUE
65 | bus_LV_2526-5_0_4_node_62 | 0.4 | n |  | TRUE
66 | bus_LV_2526-5_0_4_node_35 | 0.4 | n |  | TRUE
67 | bus_LV_2526-5_0_4_node_36 | 0.4 | n |  | TRUE
68 | bus_LV_2526-5_0_4_node_37 | 0.4 | n |  | TRUE
69 | bus_LV_2526-5_0_4_node_38 | 0.4 | n |  | TRUE
70 | bus_LV_2526-5_0_4_node_39 | 0.4 | n |  | TRUE
71 | bus_LV_2526-5_0_4_node_40 | 0.4 | n |  | TRUE
72 | bus_LV_2526-5_0_4_node_64 | 0.4 | n |  | TRUE
73 | bus_LV_2526-5_0_4_node_71 | 0.4 | n |  | TRUE
74 | bus_LV_2526-5_0_4_node_65 | 0.4 | n |  | TRUE
75 | bus_LV_2526-5_0_4_node_69 | 0.4 | n |  | TRUE
76 | bus_LV_2526-5_0_4_node_41 | 0.4 | n |  | TRUE
77 | bus_LV_2526-5_0_4_node_42 | 0.4 | n |  | TRUE
78 | bus_LV_2526-5_0_4_node_43 | 0.4 | n |  | TRUE
79 | bus_LV_2526-5_0_4_node_45 | 0.4 | n |  | TRUE
80 | bus_LV_2526-5_0_4_node_46 | 0.4 | n |  | TRUE
81 | bus_LV_2526-5_0_4_node_47 | 0.4 | n |  | TRUE
82 | bus_LV_2526-5_0_4_node_49 | 0.4 | n |  | TRUE
83 | bus_LV_2526-5_0_4_node_82 | 0.4 | n |  | TRUE
84 | bus_LV_2526-5_0_4_node_50 | 0.4 | n |  | TRUE
85 | bus_LV_2526-5_0_4_node_81 | 0.4 | n |  | TRUE
86 | bus_LV_2526-5_0_4_node_55 | 0.4 | n |  | TRUE
87 | bus_LV_2526-5_0_4_node_56 | 0.4 | n |  | TRUE
88 | bus_LV_2526-5_0_4_node_57 | 0.4 | n |  | TRUE
89 | bus_LV_2526-5_0_4_node_58 | 0.4 | n |  | TRUE
90 | bus_LV_2526-5_0_4_node_59 | 0.4 | n |  | TRUE
91 | bus_LV_2526-5_0_4_node_70 | 0.4 | n |  | TRUE
92 | bus_LV_2526-5_0_4_node_92 | 0.4 | n |  | TRUE
93 | bus_LV_2526-5_0_4_node_106 | 0.4 | n |  | TRUE
94 | bus_LV_2526-5_0_4_node_107 | 0.4 | n |  | TRUE
95 | bus_LV_2526-5_0_4_node_66 | 0.4 | n |  | TRUE
96 | bus_LV_2526-5_0_4_node_67 | 0.4 | n |  | TRUE
97 | bus_LV_2526-5_0_4_node_68 | 0.4 | n |  | TRUE
98 | bus_LV_2526-5_0_4_node_87 | 0.4 | n |  | TRUE
99 | bus_LV_2526-5_0_4_node_104 | 0.4 | n |  | TRUE
100 | bus_LV_2526-5_0_4_node_72 | 0.4 | n |  | TRUE
101 | bus_LV_2526-5_0_4_node_73 | 0.4 | n |  | TRUE
102 | bus_LV_2526-5_0_4_node_74 | 0.4 | n |  | TRUE
103 | bus_LV_2526-5_0_4_node_75 | 0.4 | n |  | TRUE
104 | bus_LV_2526-5_0_4_node_76 | 0.4 | n |  | TRUE
105 | bus_LV_2526-5_0_4_node_90 | 0.4 | n |  | TRUE
106 | bus_LV_2526-5_0_4_node_77 | 0.4 | n |  | TRUE
107 | bus_LV_2526-5_0_4_node_96 | 0.4 | n |  | TRUE
108 | bus_LV_2526-5_0_4_node_78 | 0.4 | n |  | TRUE
109 | bus_LV_2526-5_0_4_node_86 | 0.4 | n |  | TRUE
110 | bus_LV_2526-5_0_4_node_85 | 0.4 | n |  | TRUE
111 | bus_LV_2526-5_0_4_node_84 | 0.4 | n |  | TRUE
112 | bus_LV_2526-5_0_4_node_102 | 0.4 | n |  | TRUE
113 | bus_LV_2526-5_0_4_node_109 | 0.4 | n |  | TRUE
114 | bus_LV_2526-5_0_4_node_114 | 0.4 | n |  | TRUE
115 | bus_LV_2526-5_0_4_node_101 | 0.4 | n |  | TRUE
116 | bus_MV_393_0_node_192 | 20 | n |  | TRUE

## load
| name | bus | p_mw | q_mvar | const_z_percent | const_i_percent | sn_mva | scaling | in_service | type
0 | LV_2526-5_0_4_load_0 | 0 | 0.0027594 | 0.00069157 | 0 | 0 |  | 1 | TRUE | wye
1 | LV_2526-5_0_4_load_1 | 1 | 0.0022787 | 0.0005711 | 0 | 0 |  | 1 | TRUE | wye
2 | LV_2526-5_0_4_load_4 | 4 | 0.0022121 | 0.00055441 | 0 | 0 |  | 1 | TRUE | wye
3 | LV_2526-5_0_4_load_5 | 5 | 0.0030439 | 0.00076287 | 0 | 0 |  | 1 | TRUE | wye
4 | LV_2526-5_0_4_load_108 | 6 | 0.0040432 | 0.0010133 | 0 | 0 |  | 1 | TRUE | wye
5 | LV_2526-5_0_4_load_94 | 7 | 0.00078036 | 0.00019558 | 0 | 0 |  | 1 | TRUE | wye
6 | LV_2526-5_0_4_load_23 | 8 | 0.0026175 | 0.000656 | 0 | 0 |  | 1 | TRUE | wye
7 | LV_2526-5_0_4_load_113 | 9 | 0.0042606 | 0.0010678 | 0 | 0 |  | 1 | TRUE | wye
8 | LV_2526-5_0_4_load_44 | 10 | 0.0021312 | 0.00053414 | 0 | 0 |  | 1 | TRUE | wye
9 | LV_2526-5_0_4_load_24 | 11 | 0.0039187 | 0.00098213 | 0 | 0 |  | 1 | TRUE | wye
10 | LV_2526-5_0_4_load_6 | 12 | 0.016906 | 0.0042371 | 0 | 0 |  | 1 | TRUE | wye
11 | LV_2526-5_0_4_load_7 | 13 | 0.0050396 | 0.001263 | 0 | 0 |  | 1 | TRUE | wye
12 | LV_2526-5_0_4_load_51 | 16 | 0.0061242 | 0.0015349 | 0 | 0 |  | 1 | TRUE | wye
13 | LV_2526-5_0_4_load_22 | 17 | 0.00063923 | 0.00016021 | 0 | 0 |  | 1 | TRUE | wye
14 | LV_2526-5_0_4_load_115 | 18 | 0.0024986 | 0.00062621 | 0 | 0 |  | 1 | TRUE | wye
15 | LV_2526-5_0_4_load_20 | 20 | 0.00073455 | 0.0001841 | 0 | 0 |  | 1 | TRUE | wye
16 | LV_2526-5_0_4_load_18 | 21 | 0.0016706 | 0.00041868 | 0 | 0 |  | 1 | TRUE | wye
17 | LV_2526-5_0_4_load_9 | 22 | 0.0031813 | 0.00079732 | 0 | 0 |  | 1 | TRUE | wye
18 | LV_2526-5_0_4_load_10 | 23 | 0.019986 | 0.005009 | 0 | 0 |  | 1 | TRUE | wye
19 | LV_2526-5_0_4_load_13 | 26 | 0.0028938 | 0.00072526 | 0 | 0 |  | 1 | TRUE | wye
20 | LV_2526-5_0_4_load_88 | 28 | 0.0067111 | 0.001682 | 0 | 0 |  | 1 | TRUE | wye
21 | LV_2526-5_0_4_load_89 | 29 | 0.010369 | 0.0025986 | 0 | 0 |  | 1 | TRUE | wye
22 | LV_2526-5_0_4_load_80 | 30 | 0.008786 | 0.002202 | 0 | 0 |  | 1 | TRUE | wye
23 | LV_2526-5_0_4_load_117 | 31 | 0.024151 | 0.0060529 | 0 | 0 |  | 1 | TRUE | wye
24 | LV_2526-5_0_4_load_95 | 32 | 0.0037639 | 0.00094333 | 0 | 0 |  | 1 | TRUE | wye
25 | LV_2526-5_0_4_load_111 | 33 | 0.0069407 | 0.0017395 | 0 | 0 |  | 1 | TRUE | wye
26 | LV_2526-5_0_4_load_79 | 34 | 0.010284 | 0.0025774 | 0 | 0 |  | 1 | TRUE | wye
27 | LV_2526-5_0_4_load_15 | 35 | 0.0031302 | 0.00078451 | 0 | 0 |  | 1 | TRUE | wye
28 | LV_2526-5_0_4_load_16 | 36 | 0.001686 | 0.00042256 | 0 | 0 |  | 1 | TRUE | wye
29 | LV_2526-5_0_4_load_19 | 37 | 0.0045835 | 0.0011487 | 0 | 0 |  | 1 | TRUE | wye
30 | LV_2526-5_0_4_load_21 | 38 | 0.0024584 | 0.00061613 | 0 | 0 |  | 1 | TRUE | wye
31 | LV_2526-5_0_4_load_116 | 39 | 0.0040003 | 0.0010026 | 0 | 0 |  | 1 | TRUE | wye
32 | LV_2526-5_0_4_load_99 | 40 | 0.0016633 | 0.00041687 | 0 | 0 |  | 1 | TRUE | wye
33 | LV_2526-5_0_4_load_100 | 41 | 0.0007413 | 0.00018579 | 0 | 0 |  | 1 | TRUE | wye
34 | LV_2526-5_0_4_load_97 | 42 | 0.0016469 | 0.00041276 | 0 | 0 |  | 1 | TRUE | wye
35 | LV_2526-5_0_4_load_98 | 43 | 0.0045982 | 0.0011524 | 0 | 0 |  | 1 | TRUE | wye
36 | LV_2526-5_0_4_load_25 | 44 | 0.0021667 | 0.00054302 | 0 | 0 |  | 1 | TRUE | wye
37 | LV_2526-5_0_4_load_26 | 45 | 0.0023516 | 0.00058938 | 0 | 0 |  | 1 | TRUE | wye
38 | LV_2526-5_0_4_load_27 | 46 | 0.0029979 | 0.00075134 | 0 | 0 |  | 1 | TRUE | wye
39 | LV_2526-5_0_4_load_28 | 47 | 0.0080627 | 0.0020207 | 0 | 0 |  | 1 | TRUE | wye
40 | LV_2526-5_0_4_load_29 | 48 | 0.0029906 | 0.00074951 | 0 | 0 |  | 1 | TRUE | wye
41 | LV_2526-5_0_4_load_93 | 49 | 0.0034196 | 0.00085703 | 0 | 0 |  | 1 | TRUE | wye
42 | LV_2526-5_0_4_load_53 | 50 | 0.0028245 | 0.00070788 | 0 | 0 |  | 1 | TRUE | wye
43 | LV_2526-5_0_4_load_110 | 51 | 0.0070683 | 0.0017715 | 0 | 0 |  | 1 | TRUE | wye
44 | LV_2526-5_0_4_load_52 | 52 | 0.0024832 | 0.00062234 | 0 | 0 |  | 1 | TRUE | wye
45 | LV_2526-5_0_4_load_30 | 53 | 0.0024812 | 0.00062185 | 0 | 0 |  | 1 | TRUE | wye
46 | LV_2526-5_0_4_load_31 | 54 | 0.0013704 | 0.00034346 | 0 | 0 |  | 1 | TRUE | wye
47 | LV_2526-5_0_4_load_32 | 55 | 0.0080979 | 0.0020295 | 0 | 0 |  | 1 | TRUE | wye
48 | LV_2526-5_0_4_load_105 | 58 | 0.0020702 | 0.00051885 | 0 | 0 |  | 1 | TRUE | wye
49 | LV_2526-5_0_4_load_112 | 59 | 0.0032538 | 0.00081547 | 0 | 0 |  | 1 | TRUE | wye
50 | LV_2526-5_0_4_load_61 | 61 | 0.0083928 | 0.0021034 | 0 | 0 |  | 1 | TRUE | wye
51 | LV_2526-5_0_4_load_103 | 62 | 0.0030602 | 0.00076697 | 0 | 0 |  | 1 | TRUE | wye
52 | LV_2526-5_0_4_load_91 | 64 | 0.010674 | 0.0026751 | 0 | 0 |  | 1 | TRUE | wye
53 | LV_2526-5_0_4_load_62 | 65 | 0.0044701 | 0.0011203 | 0 | 0 |  | 1 | TRUE | wye
54 | LV_2526-5_0_4_load_35 | 66 | 0.0039674 | 0.00099432 | 0 | 0 |  | 1 | TRUE | wye
55 | LV_2526-5_0_4_load_36 | 67 | 0.0028271 | 0.00070854 | 0 | 0 |  | 1 | TRUE | wye
56 | LV_2526-5_0_4_load_38 | 69 | 0.0011056 | 0.00027709 | 0 | 0 |  | 1 | TRUE | wye
57 | LV_2526-5_0_4_load_39 | 70 | 0.0043564 | 0.0010918 | 0 | 0 |  | 1 | TRUE | wye
58 | LV_2526-5_0_4_load_40 | 71 | 0.0025496 | 0.000639 | 0 | 0 |  | 1 | TRUE | wye
59 | LV_2526-5_0_4_load_64 | 72 | 0.004199 | 0.0010524 | 0 | 0 |  | 1 | TRUE | wye
60 | LV_2526-5_0_4_load_71 | 73 | 0.0043791 | 0.0010975 | 0 | 0 |  | 1 | TRUE | wye
61 | LV_2526-5_0_4_load_65 | 74 | 0.0046644 | 0.001169 | 0 | 0 |  | 1 | TRUE | wye
62 | LV_2526-5_0_4_load_69 | 75 | 0.0048561 | 0.0012171 | 0 | 0 |  | 1 | TRUE | wye
63 | LV_2526-5_0_4_load_41 | 76 | 0.0037485 | 0.00093945 | 0 | 0 |  | 1 | TRUE | wye
64 | LV_2526-5_0_4_load_42 | 77 | 0.002824 | 0.00070776 | 0 | 0 |  | 1 | TRUE | wye
65 | LV_2526-5_0_4_load_45 | 79 | 0.002277 | 0.00057068 | 0 | 0 |  | 1 | TRUE | wye
66 | LV_2526-5_0_4_load_46 | 80 | 0.0029159 | 0.00073081 | 0 | 0 |  | 1 | TRUE | wye
67 | LV_2526-5_0_4_load_47 | 81 | 0.0030454 | 0.00076324 | 0 | 0 |  | 1 | TRUE | wye
68 | LV_2526-5_0_4_load_49 | 82 | 0.0033082 | 0.00082911 | 0 | 0 |  | 1 | TRUE | wye
69 | LV_2526-5_0_4_load_82 | 83 | 0.0032481 | 0.00081406 | 0 | 0 |  | 1 | TRUE | wye
70 | LV_2526-5_0_4_load_50 | 84 | 0.0023654 | 0.00059283 | 0 | 0 |  | 1 | TRUE | wye
71 | LV_2526-5_0_4_load_81 | 85 | 0.0094909 | 0.0023786 | 0 | 0 |  | 1 | TRUE | wye
72 | LV_2526-5_0_4_load_55 | 86 | 0.0022249 | 0.00055762 | 0 | 0 |  | 1 | TRUE | wye
73 | LV_2526-5_0_4_load_56 | 87 | 0.0026873 | 0.0006735 | 0 | 0 |  | 1 | TRUE | wye
74 | LV_2526-5_0_4_load_57 | 88 | 0.0014429 | 0.00036163 | 0 | 0 |  | 1 | TRUE | wye
75 | LV_2526-5_0_4_load_58 | 89 | 0.0047053 | 0.0011792 | 0 | 0 |  | 1 | TRUE | wye
76 | LV_2526-5_0_4_load_59 | 90 | 0.0025469 | 0.00063831 | 0 | 0 |  | 1 | TRUE | wye
77 | LV_2526-5_0_4_load_70 | 91 | 0.0013076 | 0.00032772 | 0 | 0 |  | 1 | TRUE | wye
78 | LV_2526-5_0_4_load_92 | 92 | 0.0092355 | 0.0023146 | 0 | 0 |  | 1 | TRUE | wye
79 | LV_2526-5_0_4_load_106 | 93 | 0.0012686 | 0.00031794 | 0 | 0 |  | 1 | TRUE | wye
80 | LV_2526-5_0_4_load_107 | 94 | 0.0061558 | 0.0015428 | 0 | 0 |  | 1 | TRUE | wye
81 | LV_2526-5_0_4_load_66 | 95 | 0.0018651 | 0.00046743 | 0 | 0 |  | 1 | TRUE | wye
82 | LV_2526-5_0_4_load_67 | 96 | 0.0025007 | 0.00062672 | 0 | 0 |  | 1 | TRUE | wye
83 | LV_2526-5_0_4_load_68 | 97 | 0.0016071 | 0.00040278 | 0 | 0 |  | 1 | TRUE | wye
84 | LV_2526-5_0_4_load_87 | 98 | 0.0032572 | 0.00081632 | 0 | 0 |  | 1 | TRUE | wye
85 | LV_2526-5_0_4_load_72 | 100 | 0.0027337 | 0.00068514 | 0 | 0 |  | 1 | TRUE | wye
86 | LV_2526-5_0_4_load_73 | 101 | 0.0034955 | 0.00087606 | 0 | 0 |  | 1 | TRUE | wye
87 | LV_2526-5_0_4_load_74 | 102 | 0.0025859 | 0.00064808 | 0 | 0 |  | 1 | TRUE | wye
88 | LV_2526-5_0_4_load_75 | 103 | 0.00084519 | 0.00021183 | 0 | 0 |  | 1 | TRUE | wye
89 | LV_2526-5_0_4_load_76 | 104 | 0.0021467 | 0.000538 | 0 | 0 |  | 1 | TRUE | wye
90 | LV_2526-5_0_4_load_90 | 105 | 0.0025497 | 0.00063901 | 0 | 0 |  | 1 | TRUE | wye
91 | LV_2526-5_0_4_load_77 | 106 | 0.0012527 | 0.00031395 | 0 | 0 |  | 1 | TRUE | wye
92 | LV_2526-5_0_4_load_96 | 107 | 0.0057191 | 0.0014333 | 0 | 0 |  | 1 | TRUE | wye
93 | LV_2526-5_0_4_load_78 | 108 | 0.0016438 | 0.00041199 | 0 | 0 |  | 1 | TRUE | wye
94 | LV_2526-5_0_4_load_86 | 109 | 0.0069581 | 0.0017439 | 0 | 0 |  | 1 | TRUE | wye
95 | LV_2526-5_0_4_load_84 | 111 | 0.0026865 | 0.0006733 | 0 | 0 |  | 1 | TRUE | wye
96 | LV_2526-5_0_4_load_102 | 112 | 0.0054854 | 0.0013748 | 0 | 0 |  | 1 | TRUE | wye
97 | LV_2526-5_0_4_load_109 | 113 | 0.0082288 | 0.0020623 | 0 | 0 |  | 1 | TRUE | wye
98 | LV_2526-5_0_4_load_114 | 114 | 0.0021286 | 0.00053347 | 0 | 0 |  | 1 | TRUE | wye
99 | LV_2526-5_0_4_load_101 | 115 | 0.0024679 | 0.0006185 | 0 | 0 |  | 1 | TRUE | wye

## ext_grid
| name | bus | vm_pu | va_degree | slack_weight | in_service
0 |  | 63 | 1 | 0 | 1 | TRUE

## line
| name | std_type | from_bus | to_bus | length_km | r_ohm_per_km | x_ohm_per_km | c_nf_per_km | g_us_per_km | max_i_ka | df | parallel | type | in_service
0 | LV_2526-5_0_4_line_0 |  | 0 | 1 | 0.018161 | 0.125 | 0.08 | 261 | 0 | 0.364 | 1 | 1 | cs | TRUE
1 | LV_2526-5_0_4_line_1 |  | 0 | 2 | 0.016224 | 0.125 | 0.08 | 261 | 0 | 0.364 | 1 | 1 | cs | TRUE
2 | LV_2526-5_0_4_line_2 |  | 1 | 3 | 0.011503 | 0.125 | 0.08 | 261 | 0 | 0.364 | 1 | 1 | cs | TRUE
3 | LV_2526-5_0_4_line_3 |  | 2 | 4 | 0.012246 | 0.125 | 0.08 | 261 | 0 | 0.364 | 1 | 1 | cs | TRUE
4 | LV_2526-5_0_4_line_4 |  | 2 | 5 | 0.009498 | 0.125 | 0.08 | 261 | 0 | 0.364 | 1 | 1 | cs | TRUE
5 | LV_2526-5_0_4_line_5 |  | 3 | 6 | 0.01136 | 0.125 | 0.08 | 261 | 0 | 0.364 | 1 | 1 | cs | TRUE
6 | LV_2526-5_0_4_line_6 |  | 3 | 7 | 0.022209 | 0.125 | 0.08 | 261 | 0 | 0.364 | 1 | 1 | cs | TRUE
7 | LV_2526-5_0_4_line_7 |  | 4 | 8 | 0.017863 | 0.125 | 0.08 | 261 | 0 | 0.364 | 1 | 1 | cs | TRUE
8 | LV_2526-5_0_4_line_8 |  | 6 | 9 | 0.020567 | 0.125 | 0.08 | 261 | 0 | 0.364 | 1 | 1 | cs | TRUE
9 | LV_2526-5_0_4_line_9 |  | 7 | 10 | 0.005046 | 0.125 | 0.08 | 261 | 0 | 0.364 | 1 | 1 | cs | TRUE
10 | LV_2526-5_0_4_line_10 |  | 8 | 11 | 0.011701 | 0.125 | 0.08 | 261 | 0 | 0.364 | 1 | 1 | cs | TRUE
11 | LV_2526-5_0_4_line_11 |  | 9 | 71 | 0.020445 | 0.125 | 0.08 | 261 | 0 | 0.364 | 1 | 1 | cs | TRUE
12 | LV_2526-5_0_4_line_12 |  | 10 | 77 | 0.020346 | 0.125 | 0.08 | 261 | 0 | 0.364 | 1 | 1 | cs | TRUE
13 | LV_2526-5_0_4_line_13 |  | 11 | 42 | 0.009319 | 0.125 | 0.08 | 261 | 0 | 0.364 | 1 | 1 | cs | TRUE
14 | LV_2526-5_0_4_line_14 |  | 12 | 13 | 0.030618 | 0.125 | 0.08 | 261 | 0 | 0.364 | 1 | 1 | cs | TRUE
15 | LV_2526-5_0_4_line_15 |  | 13 | 14 | 0.024614 | 0.125 | 0.08 | 261 | 0 | 0.364 | 1 | 1 | cs | TRUE
16 | LV_2526-5_0_4_line_16 |  | 14 | 15 | 0.00859 | 0.125 | 0.08 | 261 | 0 | 0.364 | 1 | 1 | cs | TRUE
17 | LV_2526-5_0_4_line_17 |  | 15 | 18 | 0.051736 | 0.125 | 0.08 | 261 | 0 | 0.364 | 1 | 1 | cs | TRUE
18 | LV_2526-5_0_4_line_18 |  | 15 | 19 | 0.005664 | 0.125 | 0.08 | 261 | 0 | 0.364 | 1 | 1 | cs | TRUE
19 | LV_2526-5_0_4_line_19 |  | 16 | 17 | 0.014339 | 0.125 | 0.08 | 261 | 0 | 0.364 | 1 | 1 | cs | TRUE
20 | LV_2526-5_0_4_line_20 |  | 17 | 20 | 0.00015289 | 0.125 | 0.08 | 261 | 0 | 0.364 | 1 | 1 | cs | TRUE
21 | LV_2526-5_0_4_line_21 |  | 18 | 39 | 0.019067 | 0.125 | 0.08 | 261 | 0 | 0.364 | 1 | 1 | cs | TRUE
22 | LV_2526-5_0_4_line_22 |  | 18 | 21 | 0.05745 | 0.125 | 0.08 | 261 | 0 | 0.364 | 1 | 1 | cs | TRUE
23 | LV_2526-5_0_4_line_23 |  | 19 | 36 | 0.023958 | 0.125 | 0.08 | 261 | 0 | 0.364 | 1 | 1 | cs | TRUE
24 | LV_2526-5_0_4_line_24 |  | 20 | 21 | 0.023458 | 0.125 | 0.08 | 261 | 0 | 0.364 | 1 | 1 | cs | TRUE
25 | LV_2526-5_0_4_line_25 |  | 21 | 37 | 0.010768 | 0.125 | 0.08 | 261 | 0 | 0.364 | 1 | 1 | cs | TRUE
26 | LV_2526-5_0_4_line_26 |  | 22 | 23 | 0.012518 | 0.125 | 0.08 | 261 | 0 | 0.364 | 1 | 1 | cs | TRUE
27 | LV_2526-5_0_4_line_27 |  | 22 | 24 | 0.015303 | 0.125 | 0.08 | 261 | 0 | 0.364 | 1 | 1 | cs | TRUE
28 | LV_2526-5_0_4_line_28 |  | 23 | 25 | 0.032443 | 0.125 | 0.08 | 261 | 0 | 0.364 | 1 | 1 | cs | TRUE
29 | LV_2526-5_0_4_line_29 |  | 24 | 26 | 0.021332 | 0.125 | 0.08 | 261 | 0 | 0.364 | 1 | 1 | cs | TRUE
30 | LV_2526-5_0_4_line_30 |  | 24 | 27 | 0.047945 | 0.125 | 0.08 | 261 | 0 | 0.364 | 1 | 1 | cs | TRUE
31 | LV_2526-5_0_4_line_31 |  | 25 | 28 | 0.010977 | 0.125 | 0.08 | 261 | 0 | 0.364 | 1 | 1 | cs | TRUE
32 | LV_2526-5_0_4_line_32 |  | 25 | 29 | 0.010691 | 0.125 | 0.08 | 261 | 0 | 0.364 | 1 | 1 | cs | TRUE
33 | LV_2526-5_0_4_line_33 |  | 26 | 30 | 0.0010616 | 0.125 | 0.08 | 261 | 0 | 0.364 | 1 | 1 | cs | TRUE
34 | LV_2526-5_0_4_line_34 |  | 27 | 31 | 0.031216 | 0.125 | 0.08 | 261 | 0 | 0.364 | 1 | 1 | cs | TRUE
35 | LV_2526-5_0_4_line_35 |  | 28 | 32 | 0.020532 | 0.125 | 0.08 | 261 | 0 | 0.364 | 1 | 1 | cs | TRUE
36 | LV_2526-5_0_4_line_36 |  | 29 | 33 | 0.0098213 | 0.125 | 0.08 | 261 | 0 | 0.364 | 1 | 1 | cs | TRUE
37 | LV_2526-5_0_4_line_37 |  | 30 | 34 | 0.0137 | 0.125 | 0.08 | 261 | 0 | 0.364 | 1 | 1 | cs | TRUE
38 | LV_2526-5_0_4_line_38 |  | 32 | 107 | 0.0060195 | 0.125 | 0.08 | 261 | 0 | 0.364 | 1 | 1 | cs | TRUE
39 | LV_2526-5_0_4_line_39 |  | 33 | 59 | 0.022913 | 0.125 | 0.08 | 261 | 0 | 0.364 | 1 | 1 | cs | TRUE
40 | LV_2526-5_0_4_line_40 |  | 34 | 84 | 0.01872 | 0.125 | 0.08 | 261 | 0 | 0.364 | 1 | 1 | cs | TRUE
41 | LV_2526-5_0_4_line_41 |  | 35 | 36 | 0.043534 | 0.125 | 0.08 | 261 | 0 | 0.364 | 1 | 1 | cs | TRUE
42 | LV_2526-5_0_4_line_42 |  | 37 | 38 | 0.0033171 | 0.125 | 0.08 | 261 | 0 | 0.364 | 1 | 1 | cs | TRUE
43 | LV_2526-5_0_4_line_43 |  | 38 | 40 | 0.019804 | 0.125 | 0.08 | 261 | 0 | 0.364 | 1 | 1 | cs | TRUE
44 | LV_2526-5_0_4_line_44 |  | 40 | 41 | 0.0089236 | 0.125 | 0.08 | 261 | 0 | 0.364 | 1 | 1 | cs | TRUE
45 | LV_2526-5_0_4_line_45 |  | 41 | 114 | 0.0041287 | 0.125 | 0.08 | 261 | 0 | 0.364 | 1 | 1 | cs | TRUE
46 | LV_2526-5_0_4_line_46 |  | 42 | 43 | 0.010131 | 0.125 | 0.08 | 261 | 0 | 0.364 | 1 | 1 | cs | TRUE
47 | LV_2526-5_0_4_line_47 |  | 43 | 113 | 0.012926 | 0.125 | 0.08 | 261 | 0 | 0.364 | 1 | 1 | cs | TRUE
48 | LV_2526-5_0_4_line_48 |  | 44 | 45 | 0.024681 | 0.125 | 0.08 | 261 | 0 | 0.364 | 1 | 1 | cs | TRUE
49 | LV_2526-5_0_4_line_49 |  | 44 | 46 | 0.0089581 | 0.125 | 0.08 | 261 | 0 | 0.364 | 1 | 1 | cs | TRUE
50 | LV_2526-5_0_4_line_50 |  | 45 | 47 | 0.0047604 | 0.125 | 0.08 | 261 | 0 | 0.364 | 1 | 1 | cs | TRUE
51 | LV_2526-5_0_4_line_51 |  | 46 | 48 | 0.020087 | 0.125 | 0.08 | 261 | 0 | 0.364 | 1 | 1 | cs | TRUE
52 | LV_2526-5_0_4_line_52 |  | 47 | 49 | 0.041186 | 0.125 | 0.08 | 261 | 0 | 0.364 | 1 | 1 | cs | TRUE
53 | LV_2526-5_0_4_line_53 |  | 48 | 50 | 0.0052685 | 0.125 | 0.08 | 261 | 0 | 0.364 | 1 | 1 | cs | TRUE
54 | LV_2526-5_0_4_line_54 |  | 49 | 51 | 0.0047459 | 0.125 | 0.08 | 261 | 0 | 0.364 | 1 | 1 | cs | TRUE
55 | LV_2526-5_0_4_line_55 |  | 50 | 52 | 0.031977 | 0.125 | 0.08 | 261 | 0 | 0.364 | 1 | 1 | cs | TRUE
56 | LV_2526-5_0_4_line_56 |  | 51 | 113 | 0.031069 | 0.125 | 0.08 | 261 | 0 | 0.364 | 1 | 1 | cs | TRUE
57 | LV_2526-5_0_4_line_57 |  | 53 | 54 | 0.0013493 | 0.125 | 0.08 | 261 | 0 | 0.364 | 1 | 3 | cs | TRUE
58 | LV_2526-5_0_4_line_58 |  | 53 | 55 | 0.025783 | 0.125 | 0.08 | 261 | 0 | 0.364 | 1 | 3 | cs | TRUE
59 | LV_2526-5_0_4_line_59 |  | 54 | 56 | 0.016352 | 0.125 | 0.08 | 261 | 0 | 0.364 | 1 | 2 | cs | TRUE
60 | LV_2526-5_0_4_line_60 |  | 55 | 57 | 0.031771 | 0.125 | 0.08 | 261 | 0 | 0.364 | 1 | 3 | cs | TRUE
61 | LV_2526-5_0_4_line_61 |  | 56 | 58 | 0.025751 | 0.125 | 0.08 | 261 | 0 | 0.364 | 1 | 1 | cs | TRUE
62 | LV_2526-5_0_4_line_62 |  | 56 | 59 | 0.011731 | 0.125 | 0.08 | 261 | 0 | 0.364 | 1 | 1 | cs | TRUE
63 | LV_2526-5_0_4_line_63 |  | 57 | 60 | 0.012107 | 0.125 | 0.08 | 261 | 0 | 0.364 | 1 | 3 | cs | TRUE
64 | LV_2526-5_0_4_line_64 |  | 57 | 61 | 0.0078934 | 0.125 | 0.08 | 261 | 0 | 0.364 | 1 | 1 | cs | TRUE
65 | LV_2526-5_0_4_line_65 |  | 58 | 62 | 0.0002683 | 0.125 | 0.08 | 261 | 0 | 0.364 | 1 | 1 | cs | TRUE
66 | LV_2526-5_0_4_line_66 |  | 60 | 63 | 0.017187 | 0.125 | 0.08 | 261 | 0 | 0.364 | 1 | 3 | cs | TRUE
67 | LV_2526-5_0_4_line_67 |  | 60 | 64 | 0.0098652 | 0.125 | 0.08 | 261 | 0 | 0.364 | 1 | 3 | cs | TRUE
68 | LV_2526-5_0_4_line_68 |  | 61 | 65 | 0.0099565 | 0.125 | 0.08 | 261 | 0 | 0.364 | 1 | 1 | cs | TRUE
69 | LV_2526-5_0_4_line_69 |  | 62 | 115 | 0.006089 | 0.125 | 0.08 | 261 | 0 | 0.364 | 1 | 1 | cs | TRUE
70 | LV_2526-5_0_4_line_70 |  | 63 | 85 | 0.023141 | 0.125 | 0.08 | 261 | 0 | 0.364 | 1 | 1 | cs | TRUE
71 | LV_2526-5_0_4_line_71 |  | 64 | 92 | 0.0043474 | 0.125 | 0.08 | 261 | 0 | 0.364 | 1 | 3 | cs | TRUE
72 | LV_2526-5_0_4_line_72 |  | 66 | 67 | 0.015045 | 0.125 | 0.08 | 261 | 0 | 0.364 | 1 | 1 | cs | TRUE
73 | LV_2526-5_0_4_line_73 |  | 66 | 68 | 0.0021665 | 0.125 | 0.08 | 261 | 0 | 0.364 | 1 | 1 | cs | TRUE
74 | LV_2526-5_0_4_line_74 |  | 67 | 69 | 0.00694 | 0.125 | 0.08 | 261 | 0 | 0.364 | 1 | 1 | cs | TRUE
75 | LV_2526-5_0_4_line_75 |  | 68 | 70 | 0.017936 | 0.125 | 0.08 | 261 | 0 | 0.364 | 1 | 2 | cs | TRUE
76 | LV_2526-5_0_4_line_76 |  | 68 | 71 | 0.028464 | 0.125 | 0.08 | 261 | 0 | 0.364 | 1 | 1 | cs | TRUE
77 | LV_2526-5_0_4_line_77 |  | 69 | 72 | 0.0054601 | 0.125 | 0.08 | 261 | 0 | 0.364 | 1 | 1 | cs | TRUE
78 | LV_2526-5_0_4_line_78 |  | 70 | 73 | 0.0084594 | 0.125 | 0.08 | 261 | 0 | 0.364 | 1 | 3 | cs | TRUE
79 | LV_2526-5_0_4_line_79 |  | 72 | 74 | 0.013196 | 0.125 | 0.08 | 261 | 0 | 0.364 | 1 | 1 | cs | TRUE
80 | LV_2526-5_0_4_line_80 |  | 73 | 75 | 0.015558 | 0.125 | 0.08 | 261 | 0 | 0.364 | 1 | 3 | cs | TRUE
81 | LV_2526-5_0_4_line_81 |  | 74 | 93 | 0.0027174 | 0.125 | 0.08 | 261 | 0 | 0.364 | 1 | 1 | cs | TRUE
82 | LV_2526-5_0_4_line_82 |  | 75 | 91 | 0.027323 | 0.125 | 0.08 | 261 | 0 | 0.364 | 1 | 3 | cs | TRUE
83 | LV_2526-5_0_4_line_83 |  | 76 | 77 | 0.0074964 | 0.125 | 0.08 | 261 | 0 | 0.364 | 1 | 1 | cs | TRUE
84 | LV_2526-5_0_4_line_84 |  | 76 | 78 | 0.01577 | 0.125 | 0.08 | 261 | 0 | 0.364 | 1 | 1 | cs | TRUE
85 | LV_2526-5_0_4_line_85 |  | 78 | 79 | 0.039366 | 0.125 | 0.08 | 261 | 0 | 0.364 | 1 | 1 | cs | TRUE
86 | LV_2526-5_0_4_line_86 |  | 80 | 81 | 0.0086987 | 0.125 | 0.08 | 261 | 0 | 0.364 | 1 | 1 | cs | TRUE
87 | LV_2526-5_0_4_line_87 |  | 81 | 82 | 0.019819 | 0.125 | 0.08 | 261 | 0 | 0.364 | 1 | 1 | cs | TRUE
88 | LV_2526-5_0_4_line_88 |  | 82 | 83 | 0.0027256 | 0.125 | 0.08 | 261 | 0 | 0.364 | 1 | 1 | cs | TRUE
89 | LV_2526-5_0_4_line_89 |  | 83 | 85 | 0.0086855 | 0.125 | 0.08 | 261 | 0 | 0.364 | 1 | 1 | cs | TRUE
90 | LV_2526-5_0_4_line_90 |  | 86 | 87 | 0.0026575 | 0.125 | 0.08 | 261 | 0 | 0.364 | 1 | 3 | cs | TRUE
91 | LV_2526-5_0_4_line_91 |  | 86 | 88 | 0.0085301 | 0.125 | 0.08 | 261 | 0 | 0.364 | 1 | 3 | cs | TRUE
92 | LV_2526-5_0_4_line_92 |  | 87 | 89 | 0.0016754 | 0.125 | 0.08 | 261 | 0 | 0.364 | 1 | 3 | cs | TRUE
93 | LV_2526-5_0_4_line_93 |  | 88 | 90 | 0.0007648 | 0.125 | 0.08 | 261 | 0 | 0.364 | 1 | 3 | cs | TRUE
94 | LV_2526-5_0_4_line_94 |  | 89 | 91 | 0.01302 | 0.125 | 0.08 | 261 | 0 | 0.364 | 1 | 3 | cs | TRUE
95 | LV_2526-5_0_4_line_95 |  | 90 | 92 | 0.026081 | 0.125 | 0.08 | 261 | 0 | 0.364 | 1 | 3 | cs | TRUE
96 | LV_2526-5_0_4_line_96 |  | 93 | 94 | 0.0020778 | 0.125 | 0.08 | 261 | 0 | 0.364 | 1 | 1 | cs | TRUE
97 | LV_2526-5_0_4_line_97 |  | 94 | 114 | 0.011027 | 0.125 | 0.08 | 261 | 0 | 0.364 | 1 | 1 | cs | TRUE
98 | LV_2526-5_0_4_line_98 |  | 95 | 96 | 0.024522 | 0.125 | 0.08 | 261 | 0 | 0.364 | 1 | 1 | cs | TRUE
99 | LV_2526-5_0_4_line_99 |  | 96 | 97 | 0.0013465 | 0.125 | 0.08 | 261 | 0 | 0.364 | 1 | 1 | cs | TRUE
100 | LV_2526-5_0_4_line_100 |  | 97 | 98 | 0.022727 | 0.125 | 0.08 | 261 | 0 | 0.364 | 1 | 1 | cs | TRUE
101 | LV_2526-5_0_4_line_101 |  | 98 | 99 | 0.013928 | 0.125 | 0.08 | 261 | 0 | 0.364 | 1 | 1 | cs | TRUE
102 | LV_2526-5_0_4_line_102 |  | 99 | 112 | 0.010912 | 0.125 | 0.08 | 261 | 0 | 0.364 | 1 | 1 | cs | TRUE
103 | LV_2526-5_0_4_line_103 |  | 100 | 101 | 0.0067148 | 0.125 | 0.08 | 261 | 0 | 0.364 | 1 | 1 | cs | TRUE
104 | LV_2526-5_0_4_line_104 |  | 100 | 102 | 0.027882 | 0.125 | 0.08 | 261 | 0 | 0.364 | 1 | 1 | cs | TRUE
105 | LV_2526-5_0_4_line_105 |  | 101 | 103 | 0.01764 | 0.125 | 0.08 | 261 | 0 | 0.364 | 1 | 1 | cs | TRUE
106 | LV_2526-5_0_4_line_106 |  | 102 | 104 | 0.010634 | 0.125 | 0.08 | 261 | 0 | 0.364 | 1 | 1 | cs | TRUE
107 | LV_2526-5_0_4_line_107 |  | 103 | 105 | 0.015621 | 0.125 | 0.08 | 261 | 0 | 0.364 | 1 | 1 | cs | TRUE
108 | LV_2526-5_0_4_line_108 |  | 104 | 106 | 0.011923 | 0.125 | 0.08 | 261 | 0 | 0.364 | 1 | 1 | cs | TRUE
109 | LV_2526-5_0_4_line_109 |  | 105 | 107 | 0.00028381 | 0.125 | 0.08 | 261 | 0 | 0.364 | 1 | 1 | cs | TRUE
110 | LV_2526-5_0_4_line_110 |  | 106 | 108 | 0.021885 | 0.125 | 0.08 | 261 | 0 | 0.364 | 1 | 1 | cs | TRUE
111 | LV_2526-5_0_4_line_111 |  | 108 | 109 | 0.018846 | 0.125 | 0.08 | 261 | 0 | 0.364 | 1 | 1 | cs | TRUE
112 | LV_2526-5_0_4_line_112 |  | 109 | 110 | 0.016958 | 0.125 | 0.08 | 261 | 0 | 0.364 | 1 | 1 | cs | TRUE
113 | LV_2526-5_0_4_line_113 |  | 110 | 111 | 0.061477 | 0.125 | 0.08 | 261 | 0 | 0.364 | 1 | 1 | cs | TRUE
114 | LV_2526-5_0_4_line_114 |  | 112 | 115 | 0.026039 | 0.125 | 0.08 | 261 | 0 | 0.364 | 1 | 1 | cs | TRUE

## trafo
| name | std_type | hv_bus | lv_bus | sn_mva | vn_hv_kv | vn_lv_kv | vk_percent | vkr_percent | pfe_kw | i0_percent | shift_degree | tap_side | tap_neutral | tap_min | tap_max | tap_step_percent | tap_step_degree | tap_pos | tap_phase_shifter | parallel | df | in_service
0 | LV_2526-5_0_4_trafo_83 | 0.63 MVA 20/0.4 kV | 116 | 63 | 0.63 | 20 | 0.4 | 6 | 1.206 | 1.65 | 0.2619 | 150 | hv | 0 | -2 | 2 | 2.5 | 0 | 0 | FALSE | 1 | 1 | TRUE

## line_geodata
| x0 | y0 | x1 | y1 | x2 | y2 | x3 | y3 | x4 | y4 | x5 | y5 | x6 | y6
0 | 2606252.7464 | 1224445.2959 | 2606241.2032 | 1224442.8016 | 2606235.2004 | 1224441.2055 | 2606235.0759 | 1224441.1412
1 | 2606268.6039 | 1224448.7224 | 2606252.7464 | 1224445.2959
2 | 2606226.2011 | 1224434.0031 | 2606228.7986 | 1224436.7963 | 2606231.9042 | 1224439.5011 | 2606235.0759 | 1224441.1412
3 | 2606268.6039 | 1224448.7224 | 2606280.5736 | 1224451.3088
4 | 2606266.5852 | 1224458.0035 | 2606268.6039 | 1224448.7224
5 | 2606226.2011 | 1224434.0031 | 2606235.4634 | 1224427.4258
6 | 2606226.2011 | 1224434.0031 | 2606208.3499 | 1224447.2155
7 | 2606298.0338 | 1224455.0815 | 2606280.5736 | 1224451.3088
8 | 2606235.4634 | 1224427.4258 | 2606238.5983 | 1224425.1997 | 2606248.0974 | 1224418.4056 | 2606252.1212 | 1224415.3648
9 | 2606208.3499 | 1224447.2155 | 2606204.2939 | 1224450.2174
10 | 2606298.0338 | 1224455.0815 | 2606309.4708 | 1224457.5528
11 | 2606266.8345 | 1224401.2349 | 2606265.2017 | 1224403.3035 | 2606261.3994 | 1224407.1017 | 2606257.5973 | 1224410.7999 | 2606253.401 | 1224414.3977 | 2606252.1212 | 1224415.3648
12 | 2606204.2939 | 1224450.2174 | 2606196.831 | 1224455.741 | 2606188.2678 | 1224462.7424
13 | 2606309.4708 | 1224457.5528 | 2606311.1033 | 1224457.9055 | 2606318.4404 | 1224460.0669
14 | 2606422.5014 | 1224248.0011 | 2606415.3009 | 1224246.0034 | 2606409.5027 | 1224244.2962 | 2606404.198 | 1224242.0003 | 2606400.3031 | 1224240.0061 | 2606395.9009 | 1224237.3999 | 2606394.3711 | 1224236.3972
15 | 2606376.9356 | 1224219.3248 | 2606378.6009 | 1224221.8058 | 2606382.0006 | 1224226.0007 | 2606386.0979 | 1224230.1964 | 2606389.8019 | 1224233.4022 | 2606394.3711 | 1224236.3972
16 | 2606376.9356 | 1224219.3248 | 2606375.1037 | 1224216.5991 | 2606372.4398 | 1224212.0047
17 | 2606372.4398 | 1224212.0047 | 2606357.4036 | 1224249.355 | 2606346.6233 | 1224245.429
18 | 2606369.6018 | 1224207.0988 | 2606372.4398 | 1224212.0047
19 | 2606372.089 | 1224304.5824 | 2606376.1998 | 1224305.3964 | 2606386.2388 | 1224306.8794
20 | 2606372.089 | 1224304.5824 | 2606371.939 | 1224304.5527
21 | 2606333.2505 | 1224232.9533 | 2606340.503 | 1224243.2002 | 2606346.6233 | 1224245.429
22 | 2606348.6627 | 1224302.8426 | 2606346.6233 | 1224245.429
23 | 2606369.6018 | 1224207.0988 | 2606363.5997 | 1224204.6021 | 2606357.8025 | 1224202.0056 | 2606352.3988 | 1224199.9987 | 2606347.1894 | 1224198.8197
24 | 2606371.939 | 1224304.5527 | 2606366.6035 | 1224303.4962 | 2606357.4005 | 1224302.497 | 2606352.7986 | 1224302.4032 | 2606348.6627 | 1224302.8426
25 | 2606348.6627 | 1224302.8426 | 2606347.2027 | 1224302.9977 | 2606341.9021 | 1224304.0038 | 2606338.2042 | 1224305.2562
26 | 2606482.4468 | 1224329.6023 | 2606483.4008 | 1224336.2067 | 2606484.7627 | 1224341.8913
27 | 2606483.4016 | 1224314.4051 | 2606482.6005 | 1224319.0959 | 2606482.1017 | 1224324.5985 | 2606482.3021 | 1224328.6011 | 2606482.4468 | 1224329.6023
28 | 2606492.0035 | 1224373.5044 | 2606491.4012 | 1224369.6014 | 2606484.7627 | 1224341.8913
29 | 2606483.4016 | 1224314.4051 | 2606475.1993 | 1224313.4957 | 2606463.9038 | 1224312.5052 | 2606462.1661 | 1224312.4047
30 | 2606483.4016 | 1224314.4051 | 2606489.1043 | 1224299.1023 | 2606517.414 | 1224313.1745
31 | 2606492.0035 | 1224373.5044 | 2606500.502 | 1224373.9027 | 2606502.8263 | 1224374.7368
32 | 2606492.0035 | 1224373.5044 | 2606492.1025 | 1224380.1973 | 2606491.3696 | 1224384.1271
33 | 2606462.1661 | 1224312.4047 | 2606461.1063 | 1224312.3434
34 | 2606517.414 | 1224313.1745 | 2606545.3679 | 1224327.0673
35 | 2606518.3872 | 1224388.0491 | 2606506.1015 | 1224376.8994 | 2606503.2985 | 1224374.9063 | 2606502.8263 | 1224374.7368
36 | 2606491.3696 | 1224384.1271 | 2606489.5692 | 1224393.782
37 | 2606447.4255 | 1224311.7421 | 2606450 | 1224311.701 | 2606461.1063 | 1224312.3434
38 | 2606518.3872 | 1224388.0491 | 2606522.8447 | 1224392.0945
39 | 2606485.369 | 1224416.3067 | 2606489.5692 | 1224393.782
40 | 2606447.4255 | 1224311.7421 | 2606437.6039 | 1224311.8989 | 2606428.7087 | 1224312.0914
41 | 2606304.9769 | 1224188.1823 | 2606340.9 | 1224197.3962 | 2606347.1894 | 1224198.8197
42 | 2606335.0824 | 1224306.3761 | 2606336.6007 | 1224305.7992 | 2606338.2042 | 1224305.2562
43 | 2606335.0824 | 1224306.3761 | 2606332.3988 | 1224307.3957 | 2606328.2041 | 1224309.4036 | 2606322.9998 | 1224312.4999 | 2606318.5997 | 1224315.1969 | 2606317.7678 | 1224315.864
44 | 2606317.7678 | 1224315.864 | 2606314.1 | 1224318.8054 | 2606311.1555 | 1224321.8313
45 | 2606308.4499 | 1224324.9468 | 2606310.4038 | 1224322.6037 | 2606311.1555 | 1224321.8313
46 | 2606328.1586 | 1224462.9298 | 2606318.4404 | 1224460.0669
47 | 2606328.1586 | 1224462.9298 | 2606338.6001 | 1224466.0058 | 2606340.5158 | 1224466.7093
48 | 2606414.3497 | 1224501.6403 | 2606431.3031 | 1224510.797 | 2606436.1305 | 1224513.2456
49 | 2606444.1196 | 1224517.2979 | 2606436.1305 | 1224513.2456
50 | 2606414.3497 | 1224501.6403 | 2606410.1612 | 1224499.378
51 | 2606444.1196 | 1224517.2979 | 2606453.0042 | 1224521.8044 | 2606462.2503 | 1224525.9307
52 | 2606410.1612 | 1224499.378 | 2606392.7968 | 1224489.9993 | 2606376.7024 | 1224482.0999 | 2606373.4796 | 1224480.6795
53 | 2606467.0614 | 1224528.0778 | 2606462.2503 | 1224525.9307
54 | 2606373.4796 | 1224480.6795 | 2606369.1368 | 1224478.7655
55 | 2606496.4987 | 1224540.561 | 2606475.4039 | 1224531.801 | 2606467.0614 | 1224528.0778
56 | 2606340.5158 | 1224466.7093 | 2606348.1035 | 1224469.4956 | 2606369.1368 | 1224478.7655
57 | 2606466.6297 | 1224422.9792 | 2606467.89 | 1224423.4613
58 | 2606442.7472 | 1224413.2803 | 2606453.8207 | 1224418.0781 | 2606466.6297 | 1224422.9792
59 | 2606483.5446 | 1224427.8936 | 2606476.3738 | 1224426.7074 | 2606467.89 | 1224423.4613
60 | 2606420.3019 | 1224419.1651 | 2606426.7598 | 1224406.3535 | 2606442.7472 | 1224413.2803
61 | 2606483.5446 | 1224427.8936 | 2606484.1029 | 1224437.3998 | 2606485.303 | 1224442.404 | 2606487.298 | 1224448.3985 | 2606489.1644 | 1224452.7825
62 | 2606483.5446 | 1224427.8936 | 2606484.9039 | 1224418.8009 | 2606485.369 | 1224416.3067
63 | 2606420.3019 | 1224419.1651 | 2606409.2002 | 1224414.2615
64 | 2606420.3019 | 1224419.1651 | 2606427.5334 | 1224422.3291
65 | 2606489.2695 | 1224453.0294 | 2606489.1644 | 1224452.7825
66 | 2606409.2002 | 1224414.2615 | 2606413.7568 | 1224407.0622 | 2606417.965 | 1224399.4734
67 | 2606409.2002 | 1224414.2615 | 2606400.0108 | 1224410.6731
68 | 2606436.655 | 1224426.3201 | 2606427.5334 | 1224422.3291
69 | 2606491.6546 | 1224458.6318 | 2606489.2695 | 1224453.0294
70 | 2606417.965 | 1224399.4734 | 2606427.3129 | 1224378.3044
71 | 2606400.0108 | 1224410.6731 | 2606395.9611 | 1224409.0918
72 | 2606287.837 | 1224360.7304 | 2606283.5997 | 1224369.2028 | 2606281.0779 | 1224374.1712
73 | 2606280.0974 | 1224376.1032 | 2606281.0779 | 1224374.1712
74 | 2606290.9619 | 1224354.5339 | 2606290.2018 | 1224356.002 | 2606287.837 | 1224360.7304
75 | 2606280.0974 | 1224376.1032 | 2606296.761 | 1224382.7376
76 | 2606280.0974 | 1224376.1032 | 2606271.2006 | 1224394.2044 | 2606268.2003 | 1224399.5044 | 2606266.8345 | 1224401.2349
77 | 2606290.9619 | 1224354.5339 | 2606293.4723 | 1224349.6852
78 | 2606296.761 | 1224382.7376 | 2606304.6204 | 1224385.8667
79 | 2606299.5724 | 1224337.9841 | 2606298.9003 | 1224339.2013 | 2606293.4723 | 1224349.6852
80 | 2606319.0748 | 1224391.6216 | 2606304.6204 | 1224385.8667
81 | 2606299.5724 | 1224337.9841 | 2606300.8858 | 1224335.6051
82 | 2606319.0748 | 1224391.6216 | 2606323.8017 | 1224393.5035 | 2606329.099 | 1224395.4991 | 2606334.7004 | 1224396.8058 | 2606339.8025 | 1224397.0002 | 2606345.5167 | 1224396.8176
83 | 2606188.2678 | 1224462.7424 | 2606184.8802 | 1224465.5122 | 2606182.6612 | 1224467.7064
84 | 2606171.4475 | 1224478.7951 | 2606182.6612 | 1224467.7064
85 | 2606171.4475 | 1224478.7951 | 2606147.1023 | 1224502.4061 | 2606143.3267 | 1224506.3395
86 | 2606422.7907 | 1224346.1808 | 2606429.2743 | 1224351.98
87 | 2606423.735 | 1224371.0092 | 2606429.2743 | 1224351.98 | 2606429.2743 | 1224351.98
88 | 2606422.9732 | 1224373.6262 | 2606423.735 | 1224371.0092
89 | 2606427.3129 | 1224378.3044 | 2606427.3129 | 1224378.3044 | 2606422.0758 | 1224376.709 | 2606422.9732 | 1224373.6262
90 | 2606362.8199 | 1224396.8285 | 2606360.1974 | 1224396.3991 | 2606360.1974 | 1224396.3991
91 | 2606362.8199 | 1224396.8285 | 2606364.5029 | 1224397.1041 | 2606369.6035 | 1224398.7994 | 2606370.954 | 1224399.3267
92 | 2606358.5223 | 1224396.3698 | 2606360.1974 | 1224396.3991
93 | 2606370.954 | 1224399.3267 | 2606371.6664 | 1224399.6049
94 | 2606358.5223 | 1224396.3698 | 2606354.7994 | 1224396.3045 | 2606346.2015 | 1224396.7957 | 2606345.5167 | 1224396.8176
95 | 2606395.9611 | 1224409.0918 | 2606371.6664 | 1224399.6049
96 | 2606301.8901 | 1224333.7861 | 2606300.8858 | 1224335.6051
97 | 2606301.8901 | 1224333.7861 | 2606302.5995 | 1224332.5013 | 2606305.9022 | 1224328.0021 | 2606308.4499 | 1224324.9468
98 | 2606565.7609 | 1224506.1736 | 2606561.8004 | 1224504.2007 | 2606543.6029 | 1224495.6717
99 | 2606543.6029 | 1224495.6717 | 2606542.3838 | 1224495.1002
100 | 2606521.1488 | 1224487.5023 | 2606523.002 | 1224487.5044 | 2606525.7003 | 1224488.0965 | 2606528.603 | 1224489.0002 | 2606540.9017 | 1224494.4056 | 2606542.3838 | 1224495.1002
101 | 2606508.0015 | 1224491.7017 | 2606513.0001 | 1224489.4057 | 2606516.997 | 1224487.9981 | 2606520.1969 | 1224487.5013 | 2606521.1488 | 1224487.5023
102 | 2606508.0015 | 1224491.7017 | 2606502.8024 | 1224483.1021 | 2606502.4163 | 1224482.3303
103 | 2606554.1191 | 1224417.3593 | 2606553.1999 | 1224416.796 | 2606548.6427 | 1224413.4787
104 | 2606554.1191 | 1224417.3593 | 2606560.3974 | 1224421.2064 | 2606578.4958 | 1224430.8732
105 | 2606548.6427 | 1224413.4787 | 2606539.6019 | 1224406.8976 | 2606534.6906 | 1224402.7055
106 | 2606587.8757 | 1224435.8832 | 2606578.4958 | 1224430.8732
107 | 2606534.6906 | 1224402.7055 | 2606532.1032 | 1224400.4968 | 2606523.0549 | 1224392.2852
108 | 2606587.8757 | 1224435.8832 | 2606591.0995 | 1224437.6051 | 2606598.4518 | 1224441.3873
109 | 2606522.8447 | 1224392.0945 | 2606523.0549 | 1224392.2852
110 | 2606598.4518 | 1224441.3873 | 2606617.9126 | 1224451.3987
111 | 2606617.9126 | 1224451.3987 | 2606634.6716 | 1224460.02
112 | 2606649.7237 | 1224467.8317 | 2606639.6992 | 1224462.6064 | 2606634.6716 | 1224460.02
113 | 2606649.7237 | 1224467.8317 | 2606672.8209 | 1224410.858
114 | 2606491.6546 | 1224458.6318 | 2606497.9002 | 1224473.3022 | 2606502.4163 | 1224482.3303

## bus_geodata
| x | y | coords
0 | 2606252.7464 | 1224445.2958
1 | 2606235.0759 | 1224441.1412
2 | 2606268.6039 | 1224448.7224
3 | 2606226.2011 | 1224434.0031
4 | 2606280.5736 | 1224451.3088
5 | 2606266.5852 | 1224458.0035
6 | 2606235.4634 | 1224427.4258
7 | 2606208.3499 | 1224447.2155
8 | 2606298.0338 | 1224455.0815
9 | 2606252.1212 | 1224415.3648
10 | 2606204.2939 | 1224450.2174
11 | 2606309.4708 | 1224457.5528
12 | 2606422.5014 | 1224248.0011
13 | 2606394.3711 | 1224236.3972
14 | 2606376.9356 | 1224219.3248
15 | 2606372.4398 | 1224212.0047
16 | 2606386.2388 | 1224306.8794
17 | 2606372.089 | 1224304.5824
18 | 2606346.6233 | 1224245.429
19 | 2606369.6018 | 1224207.0988
20 | 2606371.939 | 1224304.5527
21 | 2606348.6627 | 1224302.8426
22 | 2606482.4468 | 1224329.6023
23 | 2606484.7627 | 1224341.8913
24 | 2606483.4016 | 1224314.4051
25 | 2606492.0035 | 1224373.5044
26 | 2606462.1661 | 1224312.4047
27 | 2606517.414 | 1224313.1745
28 | 2606502.8263 | 1224374.7368
29 | 2606491.3696 | 1224384.1271
30 | 2606461.1063 | 1224312.3434
31 | 2606545.3679 | 1224327.0673
32 | 2606518.3872 | 1224388.0491
33 | 2606489.5692 | 1224393.782
34 | 2606447.4255 | 1224311.7421
35 | 2606304.9769 | 1224188.1823
36 | 2606347.1894 | 1224198.8197
37 | 2606338.2042 | 1224305.2562
38 | 2606335.0824 | 1224306.3761
39 | 2606333.2505 | 1224232.9533
40 | 2606317.7678 | 1224315.864
41 | 2606311.1555 | 1224321.8313
42 | 2606318.4404 | 1224460.0669
43 | 2606328.1586 | 1224462.9298
44 | 2606436.1305 | 1224513.2456
45 | 2606414.3497 | 1224501.6403
46 | 2606444.1196 | 1224517.2979
47 | 2606410.1612 | 1224499.378
48 | 2606462.2503 | 1224525.9307
49 | 2606373.4796 | 1224480.6795
50 | 2606467.0614 | 1224528.0778
51 | 2606369.1368 | 1224478.7655
52 | 2606496.4987 | 1224540.561
53 | 2606466.6297 | 1224422.9792
54 | 2606467.89 | 1224423.4613
55 | 2606442.7472 | 1224413.2803
56 | 2606483.5446 | 1224427.8936
57 | 2606420.3019 | 1224419.1651
58 | 2606489.1644 | 1224452.7825
59 | 2606485.369 | 1224416.3067
60 | 2606409.2002 | 1224414.2615
61 | 2606427.5334 | 1224422.3291
62 | 2606489.2695 | 1224453.0294
63 | 2606417.965 | 1224399.4734
64 | 2606400.0108 | 1224410.6731
65 | 2606436.655 | 1224426.3201
66 | 2606281.0779 | 1224374.1712
67 | 2606287.837 | 1224360.7304
68 | 2606280.0974 | 1224376.1032
69 | 2606290.9619 | 1224354.5339
70 | 2606296.761 | 1224382.7376
71 | 2606266.8345 | 1224401.2349
72 | 2606293.4723 | 1224349.6852
73 | 2606304.6204 | 1224385.8667
74 | 2606299.5724 | 1224337.984
75 | 2606319.0748 | 1224391.6216
76 | 2606182.6612 | 1224467.7064
77 | 2606188.2678 | 1224462.7424
78 | 2606171.4475 | 1224478.7951
79 | 2606143.3267 | 1224506.3395
80 | 2606422.7907 | 1224346.1808
81 | 2606429.2743 | 1224351.98
82 | 2606423.735 | 1224371.0092
83 | 2606422.9732 | 1224373.6262
84 | 2606428.7087 | 1224312.0914
85 | 2606427.3129 | 1224378.3044
86 | 2606362.8199 | 1224396.8285
87 | 2606360.1974 | 1224396.3991
88 | 2606370.954 | 1224399.3267
89 | 2606358.5223 | 1224396.3698
90 | 2606371.6664 | 1224399.6049
91 | 2606345.5167 | 1224396.8176
92 | 2606395.9611 | 1224409.0918
93 | 2606300.8858 | 1224335.6051
94 | 2606301.8901 | 1224333.7861
95 | 2606565.7609 | 1224506.1736
96 | 2606543.6029 | 1224495.6717
97 | 2606542.3838 | 1224495.1002
98 | 2606521.1488 | 1224487.5023
99 | 2606508.0015 | 1224491.7017
100 | 2606554.1191 | 1224417.3593
101 | 2606548.6427 | 1224413.4787
102 | 2606578.4958 | 1224430.8732
103 | 2606534.6907 | 1224402.7055
104 | 2606587.8757 | 1224435.8832
105 | 2606523.0549 | 1224392.2852
106 | 2606598.4518 | 1224441.3873
107 | 2606522.8447 | 1224392.0945
108 | 2606617.9126 | 1224451.3987
109 | 2606634.6716 | 1224460.02
110 | 2606649.7237 | 1224467.8317
111 | 2606672.8209 | 1224410.858
112 | 2606502.4163 | 1224482.3304
113 | 2606340.5158 | 1224466.7093
114 | 2606308.4499 | 1224324.9468
115 | 2606491.6546 | 1224458.6318
116 | 2606417.0372 | 1224395.0921

## line_std_types
| c_nf_per_km | r_ohm_per_km | x_ohm_per_km | max_i_ka | type | q_mm2 | alpha | voltage_rating
NAYY 4x50 SE | 210 | 0.642 | 0.083 | 0.142 | cs | 50 | 0.00403 | LV
NAYY 4x120 SE | 264 | 0.225 | 0.08 | 0.242 | cs | 120 | 0.00403 | LV
NAYY 4x150 SE | 261 | 0.208 | 0.08 | 0.27 | cs | 150 | 0.00403 | LV
NA2XS2Y 1x95 RM/25 12/20 kV | 216 | 0.313 | 0.132 | 0.252 | cs | 95 | 0.00403 | MV
NA2XS2Y 1x185 RM/25 12/20 kV | 273 | 0.161 | 0.117 | 0.362 | cs | 185 | 0.00403 | MV
NA2XS2Y 1x240 RM/25 12/20 kV | 304 | 0.122 | 0.112 | 0.421 | cs | 240 | 0.00403 | MV
NA2XS2Y 1x95 RM/25 6/10 kV | 315 | 0.313 | 0.123 | 0.249 | cs | 95 | 0.00403 | MV
NA2XS2Y 1x185 RM/25 6/10 kV | 406 | 0.161 | 0.11 | 0.358 | cs | 185 | 0.00403 | MV
NA2XS2Y 1x240 RM/25 6/10 kV | 456 | 0.122 | 0.105 | 0.416 | cs | 240 | 0.00403 | MV
NA2XS2Y 1x150 RM/25 12/20 kV | 250 | 0.206 | 0.116 | 0.319 | cs | 150 | 0.00403 | MV
NA2XS2Y 1x120 RM/25 12/20 kV | 230 | 0.253 | 0.119 | 0.283 | cs | 120 | 0.00403 | MV
NA2XS2Y 1x70 RM/25 12/20 kV | 190 | 0.443 | 0.132 | 0.22 | cs | 70 | 0.00403 | MV
NA2XS2Y 1x150 RM/25 6/10 kV | 360 | 0.206 | 0.11 | 0.315 | cs | 150 | 0.00403 | MV
NA2XS2Y 1x120 RM/25 6/10 kV | 340 | 0.253 | 0.113 | 0.28 | cs | 120 | 0.00403 | MV
NA2XS2Y 1x70 RM/25 6/10 kV | 280 | 0.443 | 0.123 | 0.217 | cs | 70 | 0.00403 | MV
N2XS(FL)2Y 1x120 RM/35 64/110 kV | 112 | 0.153 | 0.166 | 0.366 | cs | 120 | 0.00393 | HV
N2XS(FL)2Y 1x185 RM/35 64/110 kV | 125 | 0.099 | 0.156 | 0.457 | cs | 185 | 0.00393 | HV
N2XS(FL)2Y 1x240 RM/35 64/110 kV | 135 | 0.075 | 0.149 | 0.526 | cs | 240 | 0.00393 | HV
N2XS(FL)2Y 1x300 RM/35 64/110 kV | 144 | 0.06 | 0.144 | 0.588 | cs | 300 | 0.00393 | HV
15-AL1/3-ST1A 0.4 | 11 | 1.8769 | 0.35 | 0.105 | ol | 16 | 0.00403 | LV
24-AL1/4-ST1A 0.4 | 11.25 | 1.2012 | 0.335 | 0.14 | ol | 24 | 0.00403 | LV
48-AL1/8-ST1A 0.4 | 12.2 | 0.5939 | 0.3 | 0.21 | ol | 48 | 0.00403 | LV
94-AL1/15-ST1A 0.4 | 13.2 | 0.306 | 0.29 | 0.35 | ol | 94 | 0.00403 | LV
34-AL1/6-ST1A 10.0 | 9.7 | 0.8342 | 0.36 | 0.17 | ol | 34 | 0.00403 | MV
48-AL1/8-ST1A 10.0 | 10.1 | 0.5939 | 0.35 | 0.21 | ol | 48 | 0.00403 | MV
70-AL1/11-ST1A 10.0 | 10.4 | 0.4132 | 0.339 | 0.29 | ol | 70 | 0.00403 | MV
94-AL1/15-ST1A 10.0 | 10.75 | 0.306 | 0.33 | 0.35 | ol | 94 | 0.00403 | MV
122-AL1/20-ST1A 10.0 | 11.1 | 0.2376 | 0.323 | 0.41 | ol | 122 | 0.00403 | MV
149-AL1/24-ST1A 10.0 | 11.25 | 0.194 | 0.315 | 0.47 | ol | 149 | 0.00403 | MV
34-AL1/6-ST1A 20.0 | 9.15 | 0.8342 | 0.382 | 0.17 | ol | 34 | 0.00403 | MV
48-AL1/8-ST1A 20.0 | 9.5 | 0.5939 | 0.372 | 0.21 | ol | 48 | 0.00403 | MV
70-AL1/11-ST1A 20.0 | 9.7 | 0.4132 | 0.36 | 0.29 | ol | 70 | 0.00403 | MV
94-AL1/15-ST1A 20.0 | 10 | 0.306 | 0.35 | 0.35 | ol | 94 | 0.00403 | MV
122-AL1/20-ST1A 20.0 | 10.3 | 0.2376 | 0.344 | 0.41 | ol | 122 | 0.00403 | MV
149-AL1/24-ST1A 20.0 | 10.5 | 0.194 | 0.337 | 0.47 | ol | 149 | 0.00403 | MV
184-AL1/30-ST1A 20.0 | 10.75 | 0.1571 | 0.33 | 0.535 | ol | 184 | 0.00403 | MV
243-AL1/39-ST1A 20.0 | 11 | 0.1188 | 0.32 | 0.645 | ol | 243 | 0.00403 | MV
48-AL1/8-ST1A 110.0 | 8 | 0.5939 | 0.46 | 0.21 | ol | 48 | 0.00403 | HV
70-AL1/11-ST1A 110.0 | 8.4 | 0.4132 | 0.45 | 0.29 | ol | 70 | 0.00403 | HV
94-AL1/15-ST1A 110.0 | 8.65 | 0.306 | 0.44 | 0.35 | ol | 94 | 0.00403 | HV
122-AL1/20-ST1A 110.0 | 8.5 | 0.2376 | 0.43 | 0.41 | ol | 122 | 0.00403 | HV
149-AL1/24-ST1A 110.0 | 8.75 | 0.194 | 0.41 | 0.47 | ol | 149 | 0.00403 | HV
184-AL1/30-ST1A 110.0 | 8.8 | 0.1571 | 0.4 | 0.535 | ol | 184 | 0.00403 | HV
243-AL1/39-ST1A 110.0 | 9 | 0.1188 | 0.39 | 0.645 | ol | 243 | 0.00403 | HV
305-AL1/39-ST1A 110.0 | 9.2 | 0.0949 | 0.38 | 0.74 | ol | 305 | 0.00403 | HV
490-AL1/64-ST1A 110.0 | 9.75 | 0.059 | 0.37 | 0.96 | ol | 490 | 0.00403 | HV
679-AL1/86-ST1A 110.0 | 9.95 | 0.042 | 0.36 | 1.15 | ol | 679 | 0.00403 | HV
490-AL1/64-ST1A 220.0 | 10 | 0.059 | 0.285 | 0.96 | ol | 490 | 0.00403 | HV
679-AL1/86-ST1A 220.0 | 11.7 | 0.042 | 0.275 | 1.15 | ol | 679 | 0.00403 | HV
490-AL1/64-ST1A 380.0 | 11 | 0.059 | 0.253 | 0.96 | ol | 490 | 0.00403 | HV
679-AL1/86-ST1A 380.0 | 14.6 | 0.042 | 0.25 | 1.15 | ol | 679 | 0.00403 | HV

## trafo_std_types
| i0_percent | pfe_kw | vkr_percent | sn_mva | vn_lv_kv | vn_hv_kv | vk_percent | shift_degree | vector_group | tap_side | tap_neutral | tap_min | tap_max | tap_step_degree | tap_step_percent | tap_phase_shifter
160 MVA 380/110 kV | 0.06 | 60 | 0.25 | 160 | 110 | 380 | 12.2 | 0 | Yy0 | hv | 0 | -9 | 9 | 0 | 1.5 | FALSE
100 MVA 220/110 kV | 0.06 | 55 | 0.26 | 100 | 110 | 220 | 12 | 0 | Yy0 | hv | 0 | -9 | 9 | 0 | 1.5 | FALSE
63 MVA 110/20 kV | 0.04 | 22 | 0.32 | 63 | 20 | 110 | 18 | 150 | YNd5 | hv | 0 | -9 | 9 | 0 | 1.5 | FALSE
40 MVA 110/20 kV | 0.05 | 18 | 0.34 | 40 | 20 | 110 | 16.2 | 150 | YNd5 | hv | 0 | -9 | 9 | 0 | 1.5 | FALSE
25 MVA 110/20 kV | 0.07 | 14 | 0.41 | 25 | 20 | 110 | 12 | 150 | YNd5 | hv | 0 | -9 | 9 | 0 | 1.5 | FALSE
63 MVA 110/10 kV | 0.04 | 22 | 0.32 | 63 | 10 | 110 | 18 | 150 | YNd5 | hv | 0 | -9 | 9 | 0 | 1.5 | FALSE
40 MVA 110/10 kV | 0.05 | 18 | 0.34 | 40 | 10 | 110 | 16.2 | 150 | YNd5 | hv | 0 | -9 | 9 | 0 | 1.5 | FALSE
25 MVA 110/10 kV | 0.07 | 14 | 0.41 | 25 | 10 | 110 | 12 | 150 | YNd5 | hv | 0 | -9 | 9 | 0 | 1.5 | FALSE
0.25 MVA 20/0.4 kV | 0.32 | 0.8 | 1.44 | 0.25 | 0.4 | 20 | 6 | 150 | Yzn5 | hv | 0 | -2 | 2 | 0 | 2.5 | FALSE
0.4 MVA 20/0.4 kV | 0.3375 | 1.35 | 1.425 | 0.4 | 0.4 | 20 | 6 | 150 | Dyn5 | hv | 0 | -2 | 2 | 0 | 2.5 | FALSE
0.63 MVA 20/0.4 kV | 0.2619 | 1.65 | 1.206 | 0.63 | 0.4 | 20 | 6 | 150 | Dyn5 | hv | 0 | -2 | 2 | 0 | 2.5 | FALSE
0.25 MVA 10/0.4 kV | 0.24 | 0.6 | 1.2 | 0.25 | 0.4 | 10 | 4 | 150 | Dyn5 | hv | 0 | -2 | 2 | 0 | 2.5 | FALSE
0.4 MVA 10/0.4 kV | 0.2375 | 0.95 | 1.325 | 0.4 | 0.4 | 10 | 4 | 150 | Dyn5 | hv | 0 | -2 | 2 | 0 | 2.5 | FALSE
0.63 MVA 10/0.4 kV | 0.1873 | 1.18 | 1.0794 | 0.63 | 0.4 | 10 | 4 | 150 | Dyn5 | hv | 0 | -2 | 2 | 0 | 2.5 | FALSE

## trafo3w_std_types
| sn_hv_mva | sn_mv_mva | sn_lv_mva | vn_hv_kv | vn_mv_kv | vn_lv_kv | vk_hv_percent | vk_mv_percent | vk_lv_percent | vkr_hv_percent | vkr_mv_percent | vkr_lv_percent | pfe_kw | i0_percent | shift_mv_degree | shift_lv_degree | vector_group | tap_side | tap_neutral | tap_min | tap_max | tap_step_percent
63/25/38 MVA 110/20/10 kV | 63 | 25 | 38 | 110 | 20 | 10 | 10.4 | 10.4 | 10.4 | 0.28 | 0.32 | 0.35 | 35 | 0.89 | 0 | 0 | YN0yn0yn0 | hv | 0 | -10 | 10 | 1.2
63/25/38 MVA 110/10/10 kV | 63 | 25 | 38 | 110 | 10 | 10 | 10.4 | 10.4 | 10.4 | 0.28 | 0.32 | 0.35 | 35 | 0.89 | 0 | 0 | YN0yn0yn0 | hv | 0 | -10 | 10 | 1.2

## fuse_std_types
| fuse_type | i_rated_a | t_avg | t_min | t_total | x_avg | x_min | x_total
HV 100A | HV 100A | 100 | 0 | [10.0, 3.64, 0.854, 0.281, 0.1, 0.0531, 0.022, 0.01] | [10.0, 4.267, 1.21, 0.403, 0.1, 0.058, 0.022, 0.01] | 0 | [300.0, 350.0, 450.0, 550.0, 700.0, 850.0, 1200.0, 1752.0] | [600.0, 700.0, 900.0, 1150.0, 1665.0, 2000.0, 3000.0, 4313.0]
HV 10A | HV 10A | 10 | 0 | [10.0, 1675.0, 0.344, 0.156, 0.1, 0.0417, 0.0171, 0.01] | [10.0, 1.3, 0.3, 0.155, 0.1, 0.0555, 0.023, 0.01] | 0 | [30.0, 32.0, 35.0, 37.0, 39.0, 50.0, 70.0, 88.0] | [60.0, 70.0, 80.0, 87.0, 94.0, 110.0, 150.0, 216.0]
HV 125A | HV 125A | 125 | 0 | [10.0, 1.82, 0.344, 0.1, 0.0467, 0.0269, 0.01] | [10.0, 2.478, 0.426, 0.1, 0.0427, 0.0211, 0.01] | 0 | [375.0, 500.0, 700.0, 925.0, 1200.0, 1500.0, 2341.0] | [750.0, 1000.0, 1500.0, 2200.0, 3000.0, 4000.0, 5765.0]
HV 160A | HV 160A | 160 | 0 | [10.0, 4.15, 1.03, 0.198, 0.1, 0.051, 0.0172, 0.01] | [10.0, 2.3, 0.734, 0.274, 0.1, 0.046, 0.0177, 0.01] | 0 | [480.0, 550.0, 700.0, 1000.0, 1260.0, 1600.0, 2500.0, 3227.0] | [960.0, 1300.0, 1700.0, 2200.0, 2996.0, 4000.0, 6000.0, 7946.0]
HV 16A | HV 16A | 16 | 0 | [10.0, 0.352, 0.164, 0.1, 0.0649, 0.0342, 0.01] | [10.0, 2.34, 0.722, 0.181, 0.1, 0.055, 0.0296, 0.01] | 0 | [48.0, 60.0, 65.0, 71.0, 80.0, 100.0, 162.0] | [96.0, 110.0, 125.0, 150.0, 168.0, 200.0, 250.0, 398.0]
HV 200A | HV 200A | 200 | 0 | [10.0, 4.267, 1.21, 0.403, 0.1, 0.058, 0.022, 0.01] | [10.0, 3.73, 1.654, 0.328, 0.1, 0.0531, 0.019, 0.01] | 0 | [600.0, 700.0, 900.0, 1150.0, 1665.0, 2000.0, 3000.0, 4313.0] | [1200.0, 1500.0, 1800.0, 2700.0, 3960.0, 5000.0, 7500.0, 10620.0]
HV 20A | HV 20A | 20 | 0 | [10.0, 1.3, 0.3, 0.155, 0.1, 0.0555, 0.023, 0.01] | [10.0, 1.3, 0.161, 0.1, 0.0611, 0.0399, 0.0141, 0.01] | 0 | [60.0, 70.0, 80.0, 87.0, 94.0, 110.0, 150.0, 216.0] | [120.0, 150.0, 200.0, 223.0, 260.0, 300.0, 450.0, 532.0]
HV 25A | HV 25A | 25 | 0 | [10.0, 2.512, 0.833, 0.299, 0.1, 0.0372, 0.0223, 0.01] | [10.0, 3.125, 0.597, 0.198, 0.1, 0.0378, 0.022, 0.01] | 0 | [75.0, 82.0, 90.0, 100.0, 124.0, 170.0, 200.0, 289.0] | [150.0, 170.0, 210.0, 250.0, 294.0, 400.0, 500.0, 711.0]
HV 31.5A | HV 31.5A | 31.5 | 0 | [10.0, 2.34, 0.722, 0.181, 0.1, 0.055, 0.0296, 0.01] | [10.0, 2.84, 0.368, 0.164, 0.1, 0.0621, 0.0378, 0.0195, 0.01] | 0 | [95.0, 110.0, 125.0, 150.0, 165.0, 200.0, 250.0, 390.0] | [189.0, 220.0, 300.0, 350.0, 393.0, 450.0, 530.0, 700.0, 960.0]
HV 40A | HV 40A | 40 | 0 | [10.0, 1.3, 0.161, 0.1, 0.0611, 0.0399, 0.0141, 0.01] | [10.0, 2.05, 0.369, 0.198, 0.1, 0.051, 0.0298, 0.01] | 0 | [120.0, 150.0, 200.0, 223.0, 260.0, 300.0, 450.0, 532.0] | [240.0, 300.0, 400.0, 450.0, 530.0, 650.0, 800.0, 1311.0]
HV 50A | HV 50A | 50 | 0 | [10.0, 3.215, 0.597, 0.198, 0.1, 0.0378, 0.022, 0.01] | [10.0, 3.64, 0.854, 0.281, 0.1, 0.0531, 0.022, 0.01] | 0 | [150.0, 170.0, 210.0, 250.0, 294.0, 400.0, 500.0, 711.0] | [300.0, 350.0, 450.0, 550.0, 700.0, 850.0, 1200.0, 1752.0]
HV 6.3A | HV 6.3A | 6.3 | 0 | [10.0, 1.39, 0.344, 0.168, 0.1, 0.056, 0.0263, 0.01] | [10.0, 1.711, 0.516, 0.198, 0.1, 0.0634, 0.0303, 0.01] | 0 | [19.0, 19.5, 20.4, 20.8, 22.0, 25.0, 32.0, 48.0] | [38.0, 40.0, 43.0, 48.0, 53.0, 60.0, 75.0, 118.0]
HV 63A | HV 63A | 63 | 0 | [10.0, 2.84, 0.368, 0.164, 0.1, 0.0621, 0.0378, 0.0195, 0.01] | [10.0, 1.82, 0.344, 0.1, 0.0467, 0.0269, 0.01] | 0 | [189.0, 220.0, 300.0, 350.0, 393.0, 450.0, 530.0, 700.0, 961.0] | [378.0, 500.0, 700.0, 934.0, 1200.0, 1500.0, 2366.0]
HV 80A | HV 80A | 80 | 0 | [10.0, 2.05, 0.369, 0.198, 0.1, 0.051, 0.0298, 0.01] | [10.0, 4.15, 1.03, 0.198, 0.1, 0.051, 0.0172, 0.01] | 0 | [240.0, 300.0, 400.0, 450.0, 530.0, 650.0, 800.0, 1311.0] | [480.0, 550.0, 700.0, 1000.0, 1260.0, 1600.0, 2500.0, 3227.0]
Siemens NH-1-100 | Siemens NH-1-100 | 100 | [5400.0, 2000.0, 400.0, 20.0, 1.0, 0.2, 0.012, 0.004] | 0 | 0 | [150.0, 190.0, 250.0, 430.0, 900.0, 1250.0, 2700.0, 3600.0] | 0 | 0
Siemens NH-1-125 | Siemens NH-1-125 | 125 | [4800.0, 120.0, 7.0, 0.1, 0.004] | 0 | 0 | [180.0, 400.0, 740.0, 2000.0, 4250.0] | 0 | 0
Siemens NH-1-16 | Siemens NH-1-16 | 16 | [4000.0, 400.0, 2.0, 0.1, 0.04, 0.01] | 0 | 0 | [26.0, 35.0, 75.0, 150.0, 200.0, 300.0] | 0 | 0
Siemens NH-1-160 | Siemens NH-1-160 | 160 | [4800.0, 120.0, 7.0, 0.1, 0.004] | 0 | 0 | [210.0, 500.0, 900.0, 2300.0, 5000.0] | 0 | 0
Siemens NH-1-25 | Siemens NH-1-25 | 25 | [4000.0, 1000.0, 10.0, 0.2, 0.02, 0.01] | 0 | 0 | [40.0, 50.0, 100.0, 210.0, 400.0, 500.0] | 0 | 0
Siemens NH-1-50 | Siemens NH-1-50 | 50 | [4000.0, 40.0, 4.0, 1.0, 0.02, 0.01] | 0 | 0 | [86.0, 200.0, 300.0, 400.0, 1000.0, 1280.0] | 0 | 0
Siemens NH-1-63 | Siemens NH-1-63 | 63 | [4000.0, 100.0, 10.0, 2.0, 0.04, 0.01] | 0 | 0 | [100.0, 200.0, 300.0, 400.0, 1000.0, 1500.0] | 0 | 0
Siemens NH-1-80 | Siemens NH-1-80 | 80 | [4800.0, 120.0, 7.0, 0.1, 0.01] | 0 | 0 | [150.58, 250.0, 450.0, 1150.0, 2470.0] | 0 | 0
Siemens NH-2-1000 | Siemens NH-2-1000 | 1000 | [4800.0, 120.0, 7.0, 0.1, 0.004] | 0 | 0 | [1900.0, 3500.0, 8400.0, 24000.0, 52000.0] | 0 | 0
Siemens NH-2-200 | Siemens NH-2-200 | 200 | [4800.0, 120.0, 7.0, 0.1, 0.004] | 0 | 0 | [280.0, 650.0, 1200.0, 3000.0, 7000.0] | 0 | 0
Siemens NH-2-224 | Siemens NH-2-224 | 224 | [4800.0, 120.0, 7.0, 0.2, 0.04, 0.004] | 0 | 0 | [400.0, 750.0, 1453.0, 3025.0, 4315.0, 7600.0] | 0 | 0
Siemens NH-2-250 | Siemens NH-2-250 | 250 | [4800.0, 120.0, 7.0, 0.1, 0.004] | 0 | 0 | [450.0, 800.0, 1650.0, 4000.0, 8500.0] | 0 | 0
Siemens NH-2-315 | Siemens NH-2-315 | 315 | [4800.0, 120.0, 7.0, 0.1, 0.004] | 0 | 0 | [550.0, 920.0, 1900.0, 5000.0, 11000.0] | 0 | 0
Siemens NH-2-355 | Siemens NH-2-355 | 355 | [4800.0, 120.0, 6.0, 0.1, 0.004] | 0 | 0 | [650.0, 1116.27, 2350.0, 5840.0, 12790.0] | 0 | 0
Siemens NH-2-400 | Siemens NH-2-400 | 400 | [4800.0, 120.0, 7.0, 0.1, 0.004] | 0 | 0 | [720.0, 1350.0, 2800.0, 6500.0, 15000.0] | 0 | 0
Siemens NH-2-425 | Siemens NH-2-425 | 425 | [4800.0, 120.0, 7.0, 0.1, 0.004] | 0 | 0 | [850.0, 1500.0, 3050.0, 7500.0, 16500.0] | 0 | 0
Siemens NH-2-630 | Siemens NH-2-630 | 630 | [4800.0, 120.0, 7.0, 0.1, 0.004] | 0 | 0 | [1200.0, 2000.0, 4800.0, 12000.0, 26000.0] | 0 | 0

## res_bus
| vm_pu | va_degree | p_mw | q_mvar
0 | 0.98161 | -0.35296 | 0.0027594 | 0.00069157
1 | 0.98268 | -0.33216 | 0.0022787 | 0.0005711
2 | 0.98069 | -0.37077 | 0 | 0
3 | 0.98338 | -0.31853 | 0 | 0
4 | 0.98004 | -0.38357 | 0.0022121 | 0.00055441
5 | 0.98067 | -0.3713 | 0.0030439 | 0.00076287
6 | 0.98419 | -0.30269 | 0.0040432 | 0.0010133
7 | 0.98314 | -0.32324 | 0.00078036 | 0.00019558
8 | 0.97912 | -0.40153 | 0.0026175 | 0.000656
9 | 0.98575 | -0.27258 | 0.0042606 | 0.0010678
10 | 0.98309 | -0.32424 | 0.0021312 | 0.00053414
11 | 0.97855 | -0.41277 | 0.0039187 | 0.00098213
12 | 0.97979 | -0.38925 | 0.016906 | 0.0042371
13 | 0.98027 | -0.37985 | 0.0050396 | 0.001263
14 | 0.98077 | -0.37006 | 0 | 0
15 | 0.98094 | -0.36664 | 0 | 0
16 | 0.98375 | -0.31189 | 0.0061242 | 0.0015349
17 | 0.98383 | -0.31031 | 0.00063923 | 0.00016021
18 | 0.98222 | -0.34159 | 0.0024986 | 0.00062621
19 | 0.98092 | -0.36714 | 0 | 0
20 | 0.98383 | -0.31029 | 0.00073455 | 0.0001841
21 | 0.98399 | -0.30713 | 0.0016706 | 0.00041868
22 | 0.98378 | -0.31177 | 0.0031813 | 0.00079732
23 | 0.98438 | -0.30013 | 0.019986 | 0.005009
24 | 0.9831 | -0.32515 | 0 | 0
25 | 0.98653 | -0.25841 | 0 | 0
26 | 0.98262 | -0.33451 | 0.0028938 | 0.00072526
27 | 0.98203 | -0.34605 | 0 | 0
28 | 0.98609 | -0.26689 | 0.0067111 | 0.001682
29 | 0.98766 | -0.23646 | 0.010369 | 0.0025986
30 | 0.9826 | -0.33492 | 0.008786 | 0.002202
31 | 0.98133 | -0.35969 | 0.024151 | 0.0060529
32 | 0.9854 | -0.28029 | 0.0037639 | 0.00094333
33 | 0.98879 | -0.21453 | 0.0069407 | 0.0017395
34 | 0.98244 | -0.33805 | 0.010284 | 0.0025774
35 | 0.98069 | -0.3717 | 0.0031302 | 0.00078451
36 | 0.98081 | -0.36923 | 0.001686 | 0.00042256
37 | 0.98441 | -0.2989 | 0.0045835 | 0.0011487
38 | 0.98456 | -0.2961 | 0.0024584 | 0.00061613
39 | 0.98215 | -0.34297 | 0.0040003 | 0.0010026
40 | 0.98546 | -0.2785 | 0.0016633 | 0.00041687
41 | 0.98588 | -0.27031 | 0.0007413 | 0.00018579
42 | 0.97812 | -0.42105 | 0.0016469 | 0.00041276
43 | 0.97768 | -0.42977 | 0.0045982 | 0.0011524
44 | 0.97476 | -0.48718 | 0.0021667 | 0.00054302
45 | 0.97507 | -0.48109 | 0.0023516 | 0.00058938
46 | 0.97467 | -0.48904 | 0.0029979 | 0.00075134
47 | 0.97514 | -0.47971 | 0.0080627 | 0.0020207
48 | 0.97451 | -0.4921 | 0.0029906 | 0.00074951
49 | 0.97606 | -0.4617 | 0.0034196 | 0.00085703
50 | 0.97449 | -0.49261 | 0.0028245 | 0.00070788
51 | 0.97618 | -0.45933 | 0.0070683 | 0.0017715
52 | 0.97441 | -0.49407 | 0.0024832 | 0.00062234
53 | 0.99429 | -0.10863 | 0.0024812 | 0.00062185
54 | 0.99423 | -0.10989 | 0.0013704 | 0.00034346
55 | 0.99557 | -0.084191 | 0.0080979 | 0.0020295
56 | 0.99304 | -0.13264 | 0 | 0
57 | 0.99723 | -0.052661 | 0 | 0
58 | 0.99252 | -0.1428 | 0.0020702 | 0.00051885
59 | 0.99158 | -0.16074 | 0.0032538 | 0.00081547
60 | 0.9979 | -0.039764 | 0 | 0
61 | 0.99713 | -0.054441 | 0.0083928 | 0.0021034
62 | 0.99251 | -0.1429 | 0.0030602 | 0.00076697
63 | 1 | 0 | -0.42639 | -0.10853
64 | 0.99725 | -0.052143 | 0.010674 | 0.0026751
65 | 0.99709 | -0.055221 | 0.0044701 | 0.0011203
66 | 0.98955 | -0.19937 | 0.0039674 | 0.00099432
67 | 0.98852 | -0.21927 | 0.0028271 | 0.00070854
68 | 0.9897 | -0.19636 | 0 | 0
69 | 0.98806 | -0.22812 | 0.0011056 | 0.00027709
70 | 0.99109 | -0.16982 | 0.0043564 | 0.0010918
71 | 0.98737 | -0.24118 | 0.0025496 | 0.000639
72 | 0.98771 | -0.23497 | 0.004199 | 0.0010524
73 | 0.99153 | -0.16128 | 0.0043791 | 0.0010975
74 | 0.9869 | -0.25057 | 0.0046644 | 0.001169
75 | 0.99237 | -0.14518 | 0.0048561 | 0.0012171
76 | 0.98288 | -0.3283 | 0.0037485 | 0.00093945
77 | 0.98292 | -0.32749 | 0.002824 | 0.00070776
78 | 0.98285 | -0.32895 | 0 | 0
79 | 0.98276 | -0.33057 | 0.002277 | 0.00057068
80 | 0.99929 | -0.013724 | 0.0029159 | 0.00073081
81 | 0.99931 | -0.013282 | 0.0030454 | 0.00076324
82 | 0.99942 | -0.01122 | 0.0033082 | 0.00082911
83 | 0.99944 | -0.010779 | 0.0032481 | 0.00081406
84 | 0.9824 | -0.33885 | 0.0023654 | 0.00059283
85 | 0.99954 | -0.0088816 | 0.0094909 | 0.0023786
86 | 0.99486 | -0.097533 | 0.0022249 | 0.00055762
87 | 0.99471 | -0.10048 | 0.0026873 | 0.0006735
88 | 0.99537 | -0.087973 | 0.0014429 | 0.00036163
89 | 0.99461 | -0.10231 | 0.0047053 | 0.0011792
90 | 0.99541 | -0.08711 | 0.0025469 | 0.00063831
91 | 0.99389 | -0.11619 | 0.0013076 | 0.00032772
92 | 0.99698 | -0.057332 | 0.0092355 | 0.0023146
93 | 0.98675 | -0.25356 | 0.0012686 | 0.00031794
94 | 0.98663 | -0.2558 | 0.0061558 | 0.0015428
95 | 0.99169 | -0.15892 | 0.0018651 | 0.00046743
96 | 0.99173 | -0.15811 | 0.0025007 | 0.00062672
97 | 0.99173 | -0.15801 | 0.0016071 | 0.00040278
98 | 0.99186 | -0.1556 | 0.0032572 | 0.00081632
99 | 0.99197 | -0.15332 | 0 | 0
100 | 0.98436 | -0.30066 | 0.0027337 | 0.00068514
101 | 0.98448 | -0.29824 | 0.0034955 | 0.00087606
102 | 0.98391 | -0.30933 | 0.0025859 | 0.00064808
103 | 0.98486 | -0.29079 | 0.00084519 | 0.00021183
104 | 0.98377 | -0.31214 | 0.0021467 | 0.000538
105 | 0.98521 | -0.28395 | 0.0025497 | 0.00063901
106 | 0.98363 | -0.31483 | 0.0012527 | 0.00031395
107 | 0.98522 | -0.28381 | 0.0057191 | 0.0014333
108 | 0.9834 | -0.31929 | 0.0016438 | 0.00041199
109 | 0.98324 | -0.32256 | 0.0069581 | 0.0017439
110 | 0.98319 | -0.32339 | 0 | 0
111 | 0.98304 | -0.32637 | 0.0026865 | 0.0006733
112 | 0.99207 | -0.15154 | 0.0054854 | 0.0013748
113 | 0.97717 | -0.43982 | 0.0082288 | 0.0020623
114 | 0.98608 | -0.26647 | 0.0021286 | 0.00053347
115 | 0.99242 | -0.14475 | 0.0024679 | 0.0006185
116 | 0.99998 | 149.9956 | 0 | 0

## res_line
| p_from_mw | q_from_mvar | p_to_mw | q_to_mvar | pl_mw | ql_mvar | i_from_ka | i_to_ka | i_ka | vm_from_pu | va_from_degree | vm_to_pu | va_to_degree | loading_percent
0 | -0.063677 | -0.016067 | 0.06374 | 0.016107 | 6.3507e-05 | 4.0414e-05 | 0.096566 | 0.096566 | 0.096566 | 0.98161 | -0.35296 | 0.98268 | -0.33216 | 26.529
1 | 0.060917 | 0.015375 | -0.060865 | -0.015342 | 5.1923e-05 | 3.3026e-05 | 0.092383 | 0.092383 | 0.092383 | 0.98161 | -0.35296 | 0.98069 | -0.37077 | 25.3799
2 | -0.066019 | -0.016678 | 0.066062 | 0.016706 | 4.3151e-05 | 2.7471e-05 | 0.10002 | 0.10002 | 0.10002 | 0.98268 | -0.33216 | 0.98338 | -0.31853 | 27.477
3 | 0.057821 | 0.014579 | -0.057786 | -0.014557 | 3.5372e-05 | 2.2484e-05 | 0.087764 | 0.087764 | 0.087764 | 0.98069 | -0.37077 | 0.98004 | -0.38357 | 24.1111
4 | 0.003044 | 0.0007628 | -0.0030439 | -0.00076287 | 7.5978e-08 | -7.1213e-08 | 0.0046186 | 0.0046186 | 0.0046186 | 0.98069 | -0.37077 | 0.98067 | -0.3713 | 1.2689
5 | -0.077828 | -0.019655 | 0.077887 | 0.019693 | 5.9136e-05 | 3.7703e-05 | 0.11782 | 0.11782 | 0.11782 | 0.98338 | -0.31853 | 0.98419 | -0.30269 | 32.3682
6 | 0.011766 | 0.0029494 | -0.011764 | -0.002948 | 2.64e-06 | 1.4079e-06 | 0.017804 | 0.017804 | 0.017804 | 0.98338 | -0.31853 | 0.98314 | -0.32324 | 4.8913
7 | 0.055574 | 0.014003 | -0.055526 | -0.013972 | 4.7723e-05 | 3.0318e-05 | 0.084406 | 0.084406 | 0.084406 | 0.98004 | -0.38357 | 0.97912 | -0.40153 | 23.1884
8 | -0.08193 | -0.020706 | 0.082049 | 0.020782 | 0.00011846 | 7.5554e-05 | 0.12393 | 0.12393 | 0.12393 | 0.98419 | -0.30269 | 0.98575 | -0.27258 | 34.0476
9 | 0.010983 | 0.0027524 | -0.010983 | -0.0027522 | 5.229e-07 | 2.7067e-07 | 0.016623 | 0.016623 | 0.016623 | 0.98314 | -0.32324 | 0.98309 | -0.32424 | 4.5669
10 | 0.052909 | 0.013316 | -0.05288 | -0.013298 | 2.8384e-05 | 1.8018e-05 | 0.080428 | 0.080428 | 0.080428 | 0.97912 | -0.40153 | 0.97855 | -0.41277 | 22.0956
11 | -0.086309 | -0.02185 | 0.08644 | 0.021933 | 0.0001303 | 8.3131e-05 | 0.13036 | 0.13036 | 0.13036 | 0.98575 | -0.27258 | 0.98737 | -0.24118 | 35.8145
12 | 0.0088514 | 0.002218 | -0.00885 | -0.0022174 | 1.3695e-06 | 6.1854e-07 | 0.013397 | 0.013398 | 0.013398 | 0.98309 | -0.32424 | 0.98292 | -0.32749 | 3.6806
13 | 0.048961 | 0.012316 | -0.048942 | -0.012304 | 1.938e-05 | 1.2286e-05 | 0.074469 | 0.074469 | 0.074469 | 0.97855 | -0.41277 | 0.97812 | -0.42105 | 20.4585
14 | -0.016906 | -0.0042371 | 0.016914 | 0.0042415 | 7.569e-06 | 4.4584e-06 | 0.025676 | 0.025675 | 0.025676 | 0.97979 | -0.38925 | 0.98027 | -0.37985 | 7.0537
15 | -0.021953 | -0.0055046 | 0.021964 | 0.0055108 | 1.0251e-05 | 6.2501e-06 | 0.033325 | 0.033325 | 0.033325 | 0.98027 | -0.37985 | 0.98077 | -0.37006 | 9.1553
16 | -0.021964 | -0.0055108 | 0.021967 | 0.005513 | 3.5774e-06 | 2.1811e-06 | 0.033325 | 0.033325 | 0.033325 | 0.98077 | -0.37006 | 0.98094 | -0.36664 | 9.1553
17 | -0.026784 | -0.0067198 | 0.026816 | 0.0067396 | 3.2031e-05 | 1.9846e-05 | 0.040632 | 0.040632 | 0.040632 | 0.98094 | -0.36664 | 0.98222 | -0.34159 | 11.1627
18 | 0.0048172 | 0.0012068 | -0.0048171 | -0.0012068 | 1.1341e-07 | 1.0821e-09 | 0.0073072 | 0.0073072 | 0.0073072 | 0.98094 | -0.36664 | 0.98092 | -0.36714 | 2.0075
19 | -0.0061242 | -0.0015349 | 0.0061247 | 0.001535 | 4.6141e-07 | 1.1324e-07 | 0.0092635 | 0.0092634 | 0.0092635 | 0.98375 | -0.31189 | 0.98383 | -0.31031 | 2.5449
20 | -0.0067639 | -0.0016952 | 0.0067639 | 0.0016952 | 6.0007e-09 | 1.899e-09 | 0.01023 | 0.01023 | 0.01023 | 0.98383 | -0.31031 | 0.98383 | -0.31029 | 2.8105
21 | 0.0040005 | 0.0010025 | -0.0040003 | -0.0010026 | 2.6263e-07 | -7.3232e-08 | 0.0060605 | 0.0060606 | 0.0060606 | 0.98222 | -0.34159 | 0.98215 | -0.34297 | 1.665
22 | -0.033316 | -0.0083683 | 0.03337 | 0.0084027 | 5.4893e-05 | 3.4403e-05 | 0.050478 | 0.050478 | 0.050478 | 0.98222 | -0.34159 | 0.98399 | -0.30713 | 13.8676
23 | 0.0048171 | 0.0012068 | -0.0048166 | -0.0012068 | 4.7973e-07 | 4.6234e-09 | 0.0073072 | 0.0073073 | 0.0073073 | 0.98092 | -0.36714 | 0.98081 | -0.36923 | 2.0075
24 | -0.0074985 | -0.0018793 | 0.0074996 | 0.0018797 | 1.1315e-06 | 4.2621e-07 | 0.011341 | 0.011341 | 0.011341 | 0.98383 | -0.31029 | 0.98399 | -0.30713 | 3.1157
25 | -0.042541 | -0.010701 | 0.042557 | 0.010712 | 1.6718e-05 | 1.0563e-05 | 0.064345 | 0.064345 | 0.064345 | 0.98399 | -0.30713 | 0.98441 | -0.2989 | 17.6772
26 | -0.051746 | -0.013 | 0.051775 | 0.013018 | 2.8765e-05 | 1.8251e-05 | 0.078279 | 0.078279 | 0.078279 | 0.98378 | -0.31177 | 0.98438 | -0.30013 | 21.5052
27 | 0.048565 | 0.012202 | -0.048534 | -0.012183 | 3.0974e-05 | 1.9629e-05 | 0.073467 | 0.073467 | 0.073467 | 0.98378 | -0.31177 | 0.9831 | -0.32515 | 20.1833
28 | -0.071761 | -0.018027 | 0.071904 | 0.018118 | 0.0001432 | 9.1234e-05 | 0.10849 | 0.10849 | 0.10849 | 0.98438 | -0.30013 | 0.98653 | -0.25841 | 29.805
29 | 0.024342 | 0.0061052 | -0.024331 | -0.0060985 | 1.086e-05 | 6.6803e-06 | 0.036846 | 0.036846 | 0.036846 | 0.9831 | -0.32515 | 0.98262 | -0.33451 | 10.1226
30 | 0.024191 | 0.0060774 | -0.024167 | -0.0060626 | 2.4112e-05 | 1.4825e-05 | 0.036621 | 0.036621 | 0.036621 | 0.9831 | -0.32515 | 0.98203 | -0.34605 | 10.0608
31 | 0.043172 | 0.010848 | -0.043155 | -0.010837 | 1.7461e-05 | 1.1035e-05 | 0.065128 | 0.065128 | 0.065128 | 0.98653 | -0.25841 | 0.98609 | -0.26689 | 17.8924
32 | -0.11508 | -0.028966 | 0.1152 | 0.029043 | 0.00012085 | 7.7208e-05 | 0.17362 | 0.17362 | 0.17362 | 0.98653 | -0.25841 | 0.98766 | -0.23646 | 47.6974
33 | 0.021438 | 0.0053733 | -0.021437 | -0.005373 | 4.1956e-07 | 2.5507e-07 | 0.032464 | 0.032464 | 0.032464 | 0.98262 | -0.33451 | 0.9826 | -0.33492 | 8.9187
34 | 0.024167 | 0.0060626 | -0.024151 | -0.0060529 | 1.5699e-05 | 9.6528e-06 | 0.036621 | 0.036621 | 0.036621 | 0.98203 | -0.34605 | 0.98133 | -0.35969 | 10.0608
35 | 0.036444 | 0.009155 | -0.03642 | -0.0091404 | 2.3292e-05 | 1.4645e-05 | 0.055001 | 0.055001 | 0.055001 | 0.98609 | -0.26689 | 0.9854 | -0.28029 | 15.1102
36 | -0.12557 | -0.031642 | 0.1257 | 0.031726 | 0.00013189 | 8.4287e-05 | 0.18924 | 0.18924 | 0.18924 | 0.98766 | -0.23646 | 0.98879 | -0.21453 | 51.9889
37 | 0.012651 | 0.003171 | -0.012649 | -0.00317 | 1.8857e-06 | 1.0333e-06 | 0.019159 | 0.019159 | 0.019159 | 0.9826 | -0.33492 | 0.98244 | -0.33805 | 5.2634
38 | 0.032656 | 0.008197 | -0.032651 | -0.0081936 | 5.4903e-06 | 3.4371e-06 | 0.049318 | 0.049318 | 0.049318 | 0.9854 | -0.28029 | 0.98522 | -0.28381 | 13.5488
39 | -0.13264 | -0.033466 | 0.13298 | 0.033685 | 0.00034261 | 0.00021898 | 0.19968 | 0.19968 | 0.19968 | 0.98879 | -0.21453 | 0.99158 | -0.16074 | 54.8584
40 | 0.0023655 | 0.00059265 | -0.0023654 | -0.00059283 | 9.0114e-08 | -1.7936e-07 | 0.0035828 | 0.0035829 | 0.0035829 | 0.98244 | -0.33805 | 0.9824 | -0.33885 | 0.98431
41 | -0.0031302 | -0.00078451 | 0.0031306 | 0.00078419 | 3.6826e-07 | -3.1368e-07 | 0.0047495 | 0.0047493 | 0.0047495 | 0.98069 | -0.3717 | 0.98081 | -0.36923 | 1.3048
42 | -0.047141 | -0.01186 | 0.047147 | 0.011864 | 6.319e-06 | 4.002e-06 | 0.071273 | 0.071273 | 0.071273 | 0.98441 | -0.2989 | 0.98456 | -0.2961 | 19.5806
43 | -0.049606 | -0.012481 | 0.049647 | 0.012507 | 4.1762e-05 | 2.6476e-05 | 0.074989 | 0.074989 | 0.074989 | 0.98456 | -0.2961 | 0.98546 | -0.2785 | 20.6013
44 | -0.051311 | -0.012924 | 0.051331 | 0.012937 | 2.0099e-05 | 1.275e-05 | 0.0775 | 0.0775 | 0.0775 | 0.98546 | -0.2785 | 0.98588 | -0.27031 | 21.2913
45 | -0.052072 | -0.013122 | 0.052082 | 0.013129 | 9.5698e-06 | 6.072e-06 | 0.078619 | 0.078619 | 0.078619 | 0.98588 | -0.27031 | 0.98608 | -0.26647 | 21.5987
46 | 0.047295 | 0.011891 | -0.047275 | -0.011879 | 1.9675e-05 | 1.2465e-05 | 0.071963 | 0.071963 | 0.071963 | 0.97812 | -0.42105 | 0.97768 | -0.42977 | 19.7702
47 | 0.042677 | 0.010726 | -0.042657 | -0.010713 | 2.0458e-05 | 1.2931e-05 | 0.064965 | 0.064965 | 0.064965 | 0.97768 | -0.42977 | 0.97717 | -0.43982 | 17.8476
48 | -0.013465 | -0.0033749 | 0.013469 | 0.0033771 | 3.9106e-06 | 2.195e-06 | 0.020555 | 0.020555 | 0.020555 | 0.97476 | -0.48718 | 0.97507 | -0.48109 | 5.6471
49 | 0.011299 | 0.0028319 | -0.011298 | -0.0028313 | 9.9935e-07 | 5.2793e-07 | 0.017248 | 0.017248 | 0.017248 | 0.97476 | -0.48718 | 0.97467 | -0.48904 | 4.7385
50 | -0.015821 | -0.0039665 | 0.015822 | 0.0039671 | 1.0406e-06 | 6.0663e-07 | 0.024144 | 0.024144 | 0.024144 | 0.97507 | -0.48109 | 0.97514 | -0.47971 | 6.633
51 | 0.0082998 | 0.00208 | -0.0082985 | -0.0020795 | 1.2094e-06 | 5.2373e-07 | 0.012671 | 0.012671 | 0.012671 | 0.97467 | -0.48904 | 0.97451 | -0.4921 | 3.4811
52 | -0.023885 | -0.0059878 | 0.023905 | 0.0060004 | 2.0517e-05 | 1.2616e-05 | 0.036447 | 0.036447 | 0.036447 | 0.97514 | -0.47971 | 0.97606 | -0.4617 | 10.013
53 | 0.005308 | 0.00133 | -0.0053078 | -0.0013299 | 1.2978e-07 | 1.7419e-08 | 0.0081048 | 0.0081048 | 0.0081048 | 0.97451 | -0.4921 | 0.97449 | -0.49261 | 2.2266
54 | -0.027325 | -0.0068574 | 0.027328 | 0.0068593 | 3.0888e-06 | 1.9175e-06 | 0.04166 | 0.04166 | 0.04166 | 0.97606 | -0.4617 | 0.97618 | -0.45933 | 11.4451
55 | 0.0024833 | 0.00062205 | -0.0024832 | -0.00062234 | 1.7242e-07 | -2.88e-07 | 0.0037919 | 0.003792 | 0.003792 | 0.97449 | -0.49261 | 0.97441 | -0.49407 | 1.0418
56 | -0.034396 | -0.0086308 | 0.034428 | 0.0086509 | 3.2032e-05 | 2.0112e-05 | 0.052435 | 0.052435 | 0.052435 | 0.97618 | -0.45933 | 0.97717 | -0.43982 | 14.4051
57 | 0.16031 | 0.040681 | -0.1603 | -0.040675 | 9.7221e-06 | 6.1697e-06 | 0.24009 | 0.24009 | 0.24009 | 0.99429 | -0.10863 | 0.99423 | -0.10989 | 21.9858
58 | -0.16279 | -0.041303 | 0.16298 | 0.041425 | 0.00019156 | 0.00012159 | 0.2438 | 0.2438 | 0.2438 | 0.99429 | -0.10863 | 0.99557 | -0.084191 | 22.3259
59 | 0.15893 | 0.040332 | -0.15875 | -0.040221 | 0.00017372 | 0.00011076 | 0.23803 | 0.23803 | 0.23803 | 0.99423 | -0.10989 | 0.99304 | -0.13264 | 32.6971
60 | -0.17108 | -0.043454 | 0.17134 | 0.04362 | 0.00026007 | 0.0001652 | 0.2559 | 0.2559 | 0.2559 | 0.99557 | -0.084191 | 0.99723 | -0.052661 | 23.4342
61 | 0.022333 | 0.0056033 | -0.022323 | -0.0055967 | 1.0816e-05 | 6.5894e-06 | 0.033467 | 0.033468 | 0.033468 | 0.99304 | -0.13264 | 0.99252 | -0.1428 | 9.1944
62 | 0.13642 | 0.034618 | -0.13623 | -0.0345 | 0.00018409 | 0.00011767 | 0.20457 | 0.20457 | 0.20457 | 0.99304 | -0.13264 | 0.99158 | -0.16074 | 56.1998
63 | -0.1842 | -0.046844 | 0.18431 | 0.046917 | 0.00011453 | 7.2824e-05 | 0.2751 | 0.2751 | 0.2751 | 0.99723 | -0.052661 | 0.9979 | -0.039764 | 25.192
64 | 0.012864 | 0.0032243 | -0.012863 | -0.0032237 | 1.0907e-06 | 5.9505e-07 | 0.019195 | 0.019195 | 0.019195 | 0.99723 | -0.052661 | 0.99713 | -0.054441 | 5.2734
65 | 0.020252 | 0.0050778 | -0.020252 | -0.0050778 | 9.276e-08 | 5.5899e-08 | 0.030364 | 0.030364 | 0.030364 | 0.99252 | -0.1428 | 0.99251 | -0.1429 | 8.3417
66 | -0.40195 | -0.10251 | 0.40272 | 0.103 | 0.00077338 | 0.00049429 | 0.59999 | 0.59999 | 0.59999 | 0.9979 | -0.039764 | 1 | 0 | 54.944
67 | 0.21763 | 0.055594 | -0.2175 | -0.055511 | 0.00013017 | 8.292e-05 | 0.32489 | 0.32489 | 0.32489 | 0.9979 | -0.039764 | 0.99725 | -0.052143 | 29.752
68 | 0.0044702 | 0.0011203 | -0.0044701 | -0.0011203 | 1.6615e-07 | -2.3531e-08 | 0.0066709 | 0.0066709 | 0.0066709 | 0.99713 | -0.054441 | 0.99709 | -0.055221 | 1.8327
69 | 0.017192 | 0.0043108 | -0.017191 | -0.0043099 | 1.5171e-06 | 8.9223e-07 | 0.025776 | 0.025776 | 0.025776 | 0.99251 | -0.1429 | 0.99242 | -0.14475 | 7.0813
70 | 0.02202 | 0.0055223 | -0.022011 | -0.0055166 | 9.3174e-06 | 5.6597e-06 | 0.032767 | 0.032767 | 0.032767 | 1 | 0 | 0.99954 | -0.0088816 | 9.002
71 | 0.20683 | 0.052836 | -0.20678 | -0.052803 | 5.1876e-05 | 3.303e-05 | 0.30897 | 0.30897 | 0.30897 | 0.99725 | -0.052143 | 0.99698 | -0.057332 | 28.2936
72 | 0.074648 | 0.018868 | -0.074577 | -0.018823 | 7.1159e-05 | 4.5349e-05 | 0.11231 | 0.11231 | 0.11231 | 0.98955 | -0.19937 | 0.98852 | -0.21927 | 30.8537
73 | -0.078615 | -0.019862 | 0.078627 | 0.01987 | 1.1365e-05 | 7.2458e-06 | 0.11827 | 0.11827 | 0.11827 | 0.98955 | -0.19937 | 0.9897 | -0.19636 | 32.4927
74 | 0.07175 | 0.018114 | -0.071719 | -0.018095 | 3.0385e-05 | 1.9357e-05 | 0.10805 | 0.10805 | 0.10805 | 0.98852 | -0.21927 | 0.98806 | -0.22812 | 29.6846
75 | -0.16781 | -0.042564 | 0.16802 | 0.042701 | 0.00021438 | 0.00013674 | 0.25248 | 0.25248 | 0.25248 | 0.9897 | -0.19636 | 0.99109 | -0.16982 | 34.6813
76 | 0.089182 | 0.022694 | -0.088989 | -0.022572 | 0.00019226 | 0.00012268 | 0.13421 | 0.13421 | 0.13421 | 0.9897 | -0.19636 | 0.98737 | -0.24118 | 36.8701
77 | 0.070614 | 0.017818 | -0.070591 | -0.017803 | 2.3174e-05 | 1.4762e-05 | 0.10639 | 0.10639 | 0.10639 | 0.98806 | -0.22812 | 0.98771 | -0.23497 | 29.2272
78 | -0.17238 | -0.043793 | 0.17245 | 0.043838 | 7.0944e-05 | 4.5077e-05 | 0.25902 | 0.25902 | 0.25902 | 0.99109 | -0.16982 | 0.99153 | -0.16128 | 23.7198
79 | 0.066392 | 0.016751 | -0.066342 | -0.016719 | 4.9546e-05 | 3.1541e-05 | 0.10006 | 0.10006 | 0.10006 | 0.98771 | -0.23497 | 0.9869 | -0.25057 | 27.4893
80 | -0.17683 | -0.044935 | 0.17697 | 0.045022 | 0.00013718 | 8.7193e-05 | 0.26559 | 0.26559 | 0.26559 | 0.99153 | -0.16128 | 0.99237 | -0.14518 | 24.3216
81 | 0.061678 | 0.01555 | -0.061669 | -0.015544 | 8.819e-06 | 5.6094e-06 | 0.093028 | 0.093028 | 0.093028 | 0.9869 | -0.25057 | 0.98675 | -0.25356 | 25.5572
82 | -0.18182 | -0.046239 | 0.18208 | 0.046401 | 0.00025431 | 0.0001617 | 0.27287 | 0.27287 | 0.27287 | 0.99237 | -0.14518 | 0.99389 | -0.11619 | 24.9884
83 | -0.0060258 | -0.0015096 | 0.006026 | 0.0015096 | 2.3394e-07 | 5.4708e-08 | 0.0091224 | 0.0091224 | 0.0091224 | 0.98288 | -0.3283 | 0.98292 | -0.32749 | 2.5062
84 | 0.0022773 | 0.00057014 | -0.0022772 | -0.0005703 | 7.0288e-08 | -1.5488e-07 | 0.0034475 | 0.0034475 | 0.0034475 | 0.98288 | -0.3283 | 0.98285 | -0.32895 | 0.94713
85 | 0.0022772 | 0.0005703 | -0.002277 | -0.00057068 | 1.7547e-07 | -3.8655e-07 | 0.0034475 | 0.0034477 | 0.0034477 | 0.98285 | -0.32895 | 0.98276 | -0.33057 | 0.94717
86 | -0.0029159 | -0.00073081 | 0.002916 | 0.00073073 | 6.15e-08 | -7.4601e-08 | 0.0043421 | 0.004342 | 0.0043421 | 0.99929 | -0.013724 | 0.99931 | -0.013282 | 1.1929
87 | -0.0059614 | -0.001494 | 0.0059619 | 0.0014941 | 5.8562e-07 | 1.1511e-07 | 0.0088767 | 0.0088766 | 0.0088767 | 0.99931 | -0.013282 | 0.99942 | -0.01122 | 2.4387
88 | -0.0092702 | -0.0023232 | 0.0092703 | 0.0023233 | 1.9471e-07 | 8.8896e-08 | 0.013802 | 0.013802 | 0.013802 | 0.99942 | -0.01122 | 0.99944 | -0.010779 | 3.7918
89 | -0.012518 | -0.0031373 | 0.01252 | 0.003138 | 1.1314e-06 | 6.1028e-07 | 0.018638 | 0.018638 | 0.018638 | 0.99944 | -0.010779 | 0.99954 | -0.0088816 | 5.1204
90 | 0.19094 | 0.048688 | -0.19092 | -0.04867 | 2.7151e-05 | 1.7273e-05 | 0.28589 | 0.28589 | 0.28589 | 0.99486 | -0.097533 | 0.99471 | -0.10048 | 26.1804
91 | -0.19317 | -0.049245 | 0.19326 | 0.049302 | 8.919e-05 | 5.6749e-05 | 0.28922 | 0.28922 | 0.28922 | 0.99486 | -0.097533 | 0.99537 | -0.087973 | 26.4851
92 | 0.18823 | 0.047997 | -0.18821 | -0.047986 | 1.6639e-05 | 1.0584e-05 | 0.28187 | 0.28187 | 0.28187 | 0.99471 | -0.10048 | 0.99461 | -0.10231 | 25.8123
93 | -0.1947 | -0.049664 | 0.19471 | 0.049669 | 8.1164e-06 | 5.1646e-06 | 0.29137 | 0.29137 | 0.29137 | 0.99537 | -0.087973 | 0.99541 | -0.08711 | 26.6827
94 | 0.18351 | 0.046807 | -0.18338 | -0.046729 | 0.00012293 | 7.817e-05 | 0.27483 | 0.27483 | 0.27483 | 0.99461 | -0.10231 | 0.99389 | -0.11619 | 25.1677
95 | -0.19726 | -0.050307 | 0.19754 | 0.050488 | 0.00028407 | 0.00018078 | 0.29518 | 0.29518 | 0.29518 | 0.99541 | -0.08711 | 0.99698 | -0.057332 | 27.0313
96 | 0.0604 | 0.015226 | -0.060394 | -0.015222 | 6.4687e-06 | 4.1134e-06 | 0.091115 | 0.091115 | 0.091115 | 0.98675 | -0.25356 | 0.98663 | -0.2558 | 25.0316
97 | 0.054238 | 0.01368 | -0.05421 | -0.013662 | 2.769e-05 | 1.7581e-05 | 0.081831 | 0.081831 | 0.081831 | 0.98663 | -0.2558 | 0.98608 | -0.26647 | 22.4811
98 | -0.0018651 | -0.00046743 | 0.0018651 | 0.00046716 | 7.2013e-08 | -2.703e-07 | 0.0027985 | 0.0027984 | 0.0027985 | 0.99169 | -0.15892 | 0.99173 | -0.15811 | 0.76882
99 | -0.0043658 | -0.0010939 | 0.0043658 | 0.0010939 | 2.1665e-08 | -3.5078e-09 | 0.0065504 | 0.0065504 | 0.0065504 | 0.99173 | -0.15811 | 0.99173 | -0.15801 | 1.7996
100 | -0.0059729 | -0.0014967 | 0.0059736 | 0.0014968 | 6.8446e-07 | 1.4477e-07 | 0.0089618 | 0.0089616 | 0.0089618 | 0.99173 | -0.15801 | 0.99186 | -0.1556 | 2.462
101 | -0.0092307 | -0.0023131 | 0.0092317 | 0.0023136 | 1.0016e-06 | 4.6126e-07 | 0.013848 | 0.013848 | 0.013848 | 0.99186 | -0.1556 | 0.99197 | -0.15332 | 3.8044
102 | -0.0092317 | -0.0023136 | 0.0092325 | 0.0023139 | 7.8472e-07 | 3.6134e-07 | 0.013848 | 0.013848 | 0.013848 | 0.99197 | -0.15332 | 0.99207 | -0.15154 | 3.8044
103 | -0.020022 | -0.0050218 | 0.020025 | 0.0050232 | 2.307e-06 | 1.3911e-06 | 0.030269 | 0.030269 | 0.030269 | 0.98436 | -0.30066 | 0.98448 | -0.29824 | 8.3155
104 | 0.017289 | 0.0043367 | -0.017282 | -0.0043325 | 7.1422e-06 | 4.2167e-06 | 0.026136 | 0.026136 | 0.026136 | 0.98436 | -0.30066 | 0.98391 | -0.30933 | 7.1803
105 | -0.02352 | -0.0058993 | 0.023529 | 0.0059044 | 8.3607e-06 | 5.1265e-06 | 0.035552 | 0.035552 | 0.035552 | 0.98448 | -0.29824 | 0.98486 | -0.29079 | 9.767
106 | 0.014696 | 0.0036844 | -0.014694 | -0.0036833 | 1.9699e-06 | 1.1257e-06 | 0.022226 | 0.022226 | 0.022226 | 0.98391 | -0.30933 | 0.98377 | -0.31214 | 6.1059
107 | -0.024374 | -0.0061162 | 0.024382 | 0.0061211 | 7.9453e-06 | 4.8862e-06 | 0.036829 | 0.036829 | 0.036829 | 0.98486 | -0.29079 | 0.98521 | -0.28395 | 10.1178
108 | 0.012547 | 0.0031453 | -0.012546 | -0.0031444 | 1.6104e-06 | 8.7932e-07 | 0.018979 | 0.018979 | 0.018979 | 0.98377 | -0.31214 | 0.98363 | -0.31483 | 5.2139
109 | -0.026932 | -0.0067601 | 0.026932 | 0.0067603 | 1.7612e-07 | 1.091e-07 | 0.04068 | 0.04068 | 0.04068 | 0.98521 | -0.28395 | 0.98522 | -0.28381 | 11.1758
110 | 0.011293 | 0.0028305 | -0.01129 | -0.0028292 | 2.3952e-06 | 1.2552e-06 | 0.017084 | 0.017084 | 0.017084 | 0.98363 | -0.31483 | 0.9834 | -0.31929 | 4.6933
111 | 0.0096466 | 0.0024172 | -0.0096451 | -0.0024165 | 1.5058e-06 | 7.2462e-07 | 0.014596 | 0.014597 | 0.014597 | 0.9834 | -0.31929 | 0.98324 | -0.32256 | 4.01
112 | 0.002687 | 0.00067262 | -0.0026869 | -0.00067277 | 1.0515e-07 | -1.4778e-07 | 0.0040662 | 0.0040662 | 0.0040662 | 0.98324 | -0.32256 | 0.98319 | -0.32339 | 1.1171
113 | 0.0026869 | 0.00067277 | -0.0026865 | -0.0006733 | 3.8121e-07 | -5.3556e-07 | 0.0040662 | 0.0040665 | 0.0040665 | 0.98319 | -0.32339 | 0.98304 | -0.32637 | 1.1172
114 | -0.014718 | -0.0036887 | 0.014723 | 0.0036914 | 4.7586e-06 | 2.7092e-06 | 0.022076 | 0.022076 | 0.022076 | 0.99207 | -0.15154 | 0.99242 | -0.14475 | 6.0647

## res_trafo
| p_hv_mw | q_hv_mvar | p_lv_mw | q_lv_mvar | pl_mw | ql_mvar | i_hv_ka | i_lv_ka | vm_hv_pu | va_hv_degree | vm_lv_pu | va_lv_degree | loading_percent
0 | -1.2729e-15 | -1.3162e-15 | 0.00165 | 1.2699e-07 | 0.00165 | 1.2699e-07 | 5.2857e-17 | 0.0023815 | 0.99998 | 149.9956 | 1 | 0 | 0.2619

## res_ext_grid
| p_mw | q_mvar
0 | 0.42639 | 0.10853

## res_load
| p_mw | q_mvar
0 | 0.0027594 | 0.00069157
1 | 0.0022787 | 0.0005711
2 | 0.0022121 | 0.00055441
3 | 0.0030439 | 0.00076287
4 | 0.0040432 | 0.0010133
5 | 0.00078036 | 0.00019558
6 | 0.0026175 | 0.000656
7 | 0.0042606 | 0.0010678
8 | 0.0021312 | 0.00053414
9 | 0.0039187 | 0.00098213
10 | 0.016906 | 0.0042371
11 | 0.0050396 | 0.001263
12 | 0.0061242 | 0.0015349
13 | 0.00063923 | 0.00016021
14 | 0.0024986 | 0.00062621
15 | 0.00073455 | 0.0001841
16 | 0.0016706 | 0.00041868
17 | 0.0031813 | 0.00079732
18 | 0.019986 | 0.005009
19 | 0.0028938 | 0.00072526
20 | 0.0067111 | 0.001682
21 | 0.010369 | 0.0025986
22 | 0.008786 | 0.002202
23 | 0.024151 | 0.0060529
24 | 0.0037639 | 0.00094333
25 | 0.0069407 | 0.0017395
26 | 0.010284 | 0.0025774
27 | 0.0031302 | 0.00078451
28 | 0.001686 | 0.00042256
29 | 0.0045835 | 0.0011487
30 | 0.0024584 | 0.00061613
31 | 0.0040003 | 0.0010026
32 | 0.0016633 | 0.00041687
33 | 0.0007413 | 0.00018579
34 | 0.0016469 | 0.00041276
35 | 0.0045982 | 0.0011524
36 | 0.0021667 | 0.00054302
37 | 0.0023516 | 0.00058938
38 | 0.0029979 | 0.00075134
39 | 0.0080627 | 0.0020207
40 | 0.0029906 | 0.00074951
41 | 0.0034196 | 0.00085703
42 | 0.0028245 | 0.00070788
43 | 0.0070683 | 0.0017715
44 | 0.0024832 | 0.00062234
45 | 0.0024812 | 0.00062185
46 | 0.0013704 | 0.00034346
47 | 0.0080979 | 0.0020295
48 | 0.0020702 | 0.00051885
49 | 0.0032538 | 0.00081547
50 | 0.0083928 | 0.0021034
51 | 0.0030602 | 0.00076697
52 | 0.010674 | 0.0026751
53 | 0.0044701 | 0.0011203
54 | 0.0039674 | 0.00099432
55 | 0.0028271 | 0.00070854
56 | 0.0011056 | 0.00027709
57 | 0.0043564 | 0.0010918
58 | 0.0025496 | 0.000639
59 | 0.004199 | 0.0010524
60 | 0.0043791 | 0.0010975
61 | 0.0046644 | 0.001169
62 | 0.0048561 | 0.0012171
63 | 0.0037485 | 0.00093945
64 | 0.002824 | 0.00070776
65 | 0.002277 | 0.00057068
66 | 0.0029159 | 0.00073081
67 | 0.0030454 | 0.00076324
68 | 0.0033082 | 0.00082911
69 | 0.0032481 | 0.00081406
70 | 0.0023654 | 0.00059283
71 | 0.0094909 | 0.0023786
72 | 0.0022249 | 0.00055762
73 | 0.0026873 | 0.0006735
74 | 0.0014429 | 0.00036163
75 | 0.0047053 | 0.0011792
76 | 0.0025469 | 0.00063831
77 | 0.0013076 | 0.00032772
78 | 0.0092355 | 0.0023146
79 | 0.0012686 | 0.00031794
80 | 0.0061558 | 0.0015428
81 | 0.0018651 | 0.00046743
82 | 0.0025007 | 0.00062672
83 | 0.0016071 | 0.00040278
84 | 0.0032572 | 0.00081632
85 | 0.0027337 | 0.00068514
86 | 0.0034955 | 0.00087606
87 | 0.0025859 | 0.00064808
88 | 0.00084519 | 0.00021183
89 | 0.0021467 | 0.000538
90 | 0.0025497 | 0.00063901
91 | 0.0012527 | 0.00031395
92 | 0.0057191 | 0.0014333
93 | 0.0016438 | 0.00041199
94 | 0.0069581 | 0.0017439
95 | 0.0026865 | 0.0006733
96 | 0.0054854 | 0.0013748
97 | 0.0082288 | 0.0020623
98 | 0.0021286 | 0.00053347
99 | 0.0024679 | 0.0006185

## dtypes
| element | column | dtype
0 | bus | name | object
1 | bus | vn_kv | float64
2 | bus | type | object
3 | bus | zone | object
4 | bus | in_service | bool
5 | load | name | object
6 | load | bus | uint32
7 | load | p_mw | float64
8 | load | q_mvar | float64
9 | load | const_z_percent | float64
10 | load | const_i_percent | float64
11 | load | sn_mva | float64
12 | load | scaling | float64
13 | load | in_service | bool
14 | load | type | object
15 | ext_grid | name | object
16 | ext_grid | bus | uint32
17 | ext_grid | vm_pu | float64
18 | ext_grid | va_degree | float64
19 | ext_grid | slack_weight | float64
20 | ext_grid | in_service | bool
21 | line | name | object
22 | line | std_type | object
23 | line | from_bus | uint32
24 | line | to_bus | uint32
25 | line | length_km | float64
26 | line | r_ohm_per_km | float64
27 | line | x_ohm_per_km | float64
28 | line | c_nf_per_km | float64
29 | line | g_us_per_km | float64
30 | line | max_i_ka | float64
31 | line | df | float64
32 | line | parallel | uint32
33 | line | type | object
34 | line | in_service | bool
35 | trafo | name | object
36 | trafo | std_type | object
37 | trafo | hv_bus | uint32
38 | trafo | lv_bus | uint32
39 | trafo | sn_mva | float64
40 | trafo | vn_hv_kv | float64
41 | trafo | vn_lv_kv | float64
42 | trafo | vk_percent | float64
43 | trafo | vkr_percent | float64
44 | trafo | pfe_kw | float64
45 | trafo | i0_percent | float64
46 | trafo | shift_degree | float64
47 | trafo | tap_side | object
48 | trafo | tap_neutral | int32
49 | trafo | tap_min | int32
50 | trafo | tap_max | int32
51 | trafo | tap_step_percent | float64
52 | trafo | tap_step_degree | float64
53 | trafo | tap_pos | int32
54 | trafo | tap_phase_shifter | bool
55 | trafo | parallel | uint32
56 | trafo | df | float64
57 | trafo | in_service | bool
58 | line_geodata | coords | object
59 | bus_geodata | x | float64
60 | bus_geodata | y | float64
61 | bus_geodata | coords | object
62 | res_bus | vm_pu | float64
63 | res_bus | va_degree | float64
64 | res_bus | p_mw | float64
65 | res_bus | q_mvar | float64
66 | res_line | p_from_mw | float64
67 | res_line | q_from_mvar | float64
68 | res_line | p_to_mw | float64
69 | res_line | q_to_mvar | float64
70 | res_line | pl_mw | float64
71 | res_line | ql_mvar | float64
72 | res_line | i_from_ka | float64
73 | res_line | i_to_ka | float64
74 | res_line | i_ka | float64
75 | res_line | vm_from_pu | float64
76 | res_line | va_from_degree | float64
77 | res_line | vm_to_pu | float64
78 | res_line | va_to_degree | float64
79 | res_line | loading_percent | float64
80 | res_trafo | p_hv_mw | float64
81 | res_trafo | q_hv_mvar | float64
82 | res_trafo | p_lv_mw | float64
83 | res_trafo | q_lv_mvar | float64
84 | res_trafo | pl_mw | float64
85 | res_trafo | ql_mvar | float64
86 | res_trafo | i_hv_ka | float64
87 | res_trafo | i_lv_ka | float64
88 | res_trafo | vm_hv_pu | float64
89 | res_trafo | va_hv_degree | float64
90 | res_trafo | vm_lv_pu | float64
91 | res_trafo | va_lv_degree | float64
92 | res_trafo | loading_percent | float64
93 | res_ext_grid | p_mw | float64
94 | res_ext_grid | q_mvar | float64
95 | res_load | p_mw | float64
96 | res_load | q_mvar | float64

## parameters
| version | format_version | converged | OPF_converged | name | f_hz | sn_mva
0 | 2.14.6 | 2.14.0 | TRUE | FALSE |  | 50 | 1