## bus
| name | vn_kv | type | zone | in_service
0 | bus_LV_2527-7_0_4_node_0 | 0.4 | n |  | TRUE
1 | bus_LV_2527-7_0_4_node_1 | 0.4 | n |  | TRUE
2 | bus_LV_2527-7_0_4_node_2 | 0.4 | n |  | TRUE
3 | bus_LV_2527-7_0_4_node_3 | 0.4 | n |  | TRUE
4 | bus_LV_2527-7_0_4_node_4 | 0.4 | n |  | TRUE
5 | bus_LV_2527-7_0_4_node_52 | 0.4 | n |  | TRUE
6 | bus_LV_2527-7_0_4_node_105 | 0.4 | n |  | TRUE
7 | bus_LV_2527-7_0_4_node_49 | 0.4 | n |  | TRUE
8 | bus_LV_2527-7_0_4_node_108 | 0.4 | n |  | TRUE
9 | bus_LV_2527-7_0_4_node_103 | 0.4 | n |  | TRUE
10 | bus_LV_2527-7_0_4_node_5 | 0.4 | n |  | TRUE
11 | bus_LV_2527-7_0_4_node_6 | 0.4 | n |  | TRUE
12 | bus_LV_2527-7_0_4_node_7 | 0.4 | n |  | TRUE
13 | bus_LV_2527-7_0_4_node_8 | 0.4 | n |  | TRUE
14 | bus_LV_2527-7_0_4_node_9 | 0.4 | n |  | TRUE
15 | bus_LV_2527-7_0_4_node_10 | 0.4 | n |  | TRUE
16 | bus_LV_2527-7_0_4_node_11 | 0.4 | n |  | TRUE
17 | bus_LV_2527-7_0_4_node_136 | 0.4 | n |  | TRUE
18 | bus_LV_2527-7_0_4_node_60 | 0.4 | n |  | TRUE
19 | bus_LV_2527-7_0_4_node_144 | 0.4 | n |  | TRUE
20 | bus_LV_2527-7_0_4_node_26 | 0.4 | n |  | TRUE
21 | bus_LV_2527-7_0_4_node_148 | 0.4 | n |  | TRUE
22 | bus_LV_2527-7_0_4_node_58 | 0.4 | n |  | TRUE
23 | bus_LV_2527-7_0_4_node_145 | 0.4 | n |  | TRUE
24 | bus_LV_2527-7_0_4_node_23 | 0.4 | n |  | TRUE
25 | bus_LV_2527-7_0_4_node_12 | 0.4 | n |  | TRUE
26 | bus_LV_2527-7_0_4_node_13 | 0.4 | n |  | TRUE
27 | bus_LV_2527-7_0_4_node_14 | 0.4 | n |  | TRUE
28 | bus_LV_2527-7_0_4_node_15 | 0.4 | n |  | TRUE
29 | bus_LV_2527-7_0_4_node_16 | 0.4 | n |  | TRUE
30 | bus_LV_2527-7_0_4_node_28 | 0.4 | n |  | TRUE
31 | bus_LV_2527-7_0_4_node_45 | 0.4 | n |  | TRUE
32 | bus_LV_2527-7_0_4_node_27 | 0.4 | n |  | TRUE
33 | bus_LV_2527-7_0_4_node_43 | 0.4 | n |  | TRUE
34 | bus_LV_2527-7_0_4_node_17 | 0.4 | n |  | TRUE
35 | bus_LV_2527-7_0_4_node_18 | 0.4 | n |  | TRUE
36 | bus_LV_2527-7_0_4_node_19 | 0.4 | n |  | TRUE
37 | bus_LV_2527-7_0_4_node_20 | 0.4 | n |  | TRUE
38 | bus_LV_2527-7_0_4_node_118 | 0.4 | n |  | TRUE
39 | bus_LV_2527-7_0_4_node_82 | 0.4 | n |  | TRUE
40 | bus_LV_2527-7_0_4_node_75 | 0.4 | n |  | TRUE
41 | bus_LV_2527-7_0_4_node_81 | 0.4 | n |  | TRUE
42 | bus_LV_2527-7_0_4_node_21 | 0.4 | n |  | TRUE
43 | bus_LV_2527-7_0_4_node_22 | 0.4 | n |  | TRUE
44 | bus_LV_2527-7_0_4_node_24 | 0.4 | n |  | TRUE
45 | bus_LV_2527-7_0_4_node_25 | 0.4 | n |  | TRUE
46 | bus_LV_2527-7_0_4_node_54 | 0.4 | n |  | TRUE
47 | bus_LV_2527-7_0_4_node_53 | 0.4 | n |  | TRUE
48 | bus_LV_2527-7_0_4_node_29 | 0.4 | n |  | TRUE
49 | bus_LV_2527-7_0_4_node_96 | 0.4 | n |  | TRUE
50 | bus_LV_2527-7_0_4_node_68 | 0.4 | n |  | TRUE
51 | bus_LV_2527-7_0_4_node_95 | 0.4 | n |  | TRUE
52 | bus_LV_2527-7_0_4_node_31 | 0.4 | n |  | TRUE
53 | bus_LV_2527-7_0_4_node_32 | 0.4 | n |  | TRUE
54 | bus_LV_2527-7_0_4_node_33 | 0.4 | n |  | TRUE
55 | bus_LV_2527-7_0_4_node_34 | 0.4 | n |  | TRUE
56 | bus_LV_2527-7_0_4_node_35 | 0.4 | n |  | TRUE
57 | bus_LV_2527-7_0_4_node_101 | 0.4 | n |  | TRUE
58 | bus_LV_2527-7_0_4_node_154 | 0.4 | n |  | TRUE
59 | bus_LV_2527-7_0_4_node_98 | 0.4 | n |  | TRUE
60 | bus_LV_2527-7_0_4_node_36 | 0.4 | n |  | TRUE
61 | bus_LV_2527-7_0_4_node_37 | 0.4 | n |  | TRUE
62 | bus_LV_2527-7_0_4_node_39 | 0.4 | n |  | TRUE
63 | bus_LV_2527-7_0_4_node_38 | 0.4 | n |  | TRUE
64 | bus_LV_2527-7_0_4_node_40 | 0.4 | n |  | TRUE
65 | bus_LV_2527-7_0_4_node_61 | 0.4 | n |  | TRUE
66 | bus_LV_2527-7_0_4_node_106 | 0.4 | n |  | TRUE
67 | bus_LV_2527-7_0_4_node_62 | 0.4 | n |  | TRUE
68 | bus_LV_2527-7_0_4_node_139 | 0.4 | n |  | TRUE
69 | bus_LV_2527-7_0_4_node_104 | 0.4 | n |  | TRUE
70 | bus_LV_2527-7_0_4_node_42 | 0.4 | n |  | TRUE
71 | bus_LV_2527-7_0_4_node_44 | 0.4 | n |  | TRUE
72 | bus_LV_2527-7_0_4_node_46 | 0.4 | n |  | TRUE
73 | bus_LV_2527-7_0_4_node_55 | 0.4 | n |  | TRUE
74 | bus_LV_2527-7_0_4_node_117 | 0.4 | n |  | TRUE
75 | bus_LV_2527-7_0_4_node_47 | 0.4 | n |  | TRUE
76 | bus_LV_2527-7_0_4_node_48 | 0.4 | n |  | TRUE
77 | bus_LV_2527-7_0_4_node_50 | 0.4 | n |  | TRUE
78 | bus_LV_2527-7_0_4_node_51 | 0.4 | n |  | TRUE
79 | bus_LV_2527-7_0_4_node_94 | 0.4 | n |  | TRUE
80 | bus_LV_2527-7_0_4_node_84 | 0.4 | n |  | TRUE
81 | bus_LV_2527-7_0_4_node_83 | 0.4 | n |  | TRUE
82 | bus_LV_2527-7_0_4_node_56 | 0.4 | n |  | TRUE
83 | bus_LV_2527-7_0_4_node_57 | 0.4 | n |  | TRUE
84 | bus_LV_2527-7_0_4_node_59 | 0.4 | n |  | TRUE
85 | bus_LV_2527-7_0_4_node_113 | 0.4 | n |  | TRUE
86 | bus_LV_2527-7_0_4_node_114 | 0.4 | n |  | TRUE
87 | bus_LV_2527-7_0_4_node_122 | 0.4 | n |  | TRUE
88 | bus_LV_2527-7_0_4_node_74 | 0.4 | n |  | TRUE
89 | bus_LV_2527-7_0_4_node_63 | 0.4 | n |  | TRUE
90 | bus_LV_2527-7_0_4_node_64 | 0.4 | n |  | TRUE
91 | bus_LV_2527-7_0_4_node_115 | 0.4 | n |  | TRUE
92 | bus_LV_2527-7_0_4_node_143 | 0.4 | n |  | TRUE
93 | bus_LV_2527-7_0_4_node_92 | 0.4 | n |  | TRUE
94 | bus_LV_2527-7_0_4_node_65 | 0.4 | n |  | TRUE
95 | bus_LV_2527-7_0_4_node_66 | 0.4 | n |  | TRUE
96 | bus_LV_2527-7_0_4_node_67 | 0.4 | n |  | TRUE
97 | bus_LV_2527-7_0_4_node_69 | 0.4 | n |  | TRUE
98 | bus_LV_2527-7_0_4_node_70 | 0.4 | n |  | TRUE
99 | bus_LV_2527-7_0_4_node_119 | 0.4 | n |  | TRUE
100 | bus_LV_2527-7_0_4_node_102 | 0.4 | n |  | TRUE
101 | bus_LV_2527-7_0_4_node_88 | 0.4 | n |  | TRUE
102 | bus_LV_2527-7_0_4_node_97 | 0.4 | n |  | TRUE
103 | bus_LV_2527-7_0_4_node_147 | 0.4 | n |  | TRUE
104 | bus_LV_2527-7_0_4_node_120 | 0.4 | n |  | TRUE
105 | bus_LV_2527-7_0_4_node_86 | 0.4 | n |  | TRUE
106 | bus_LV_2527-7_0_4_node_99 | 0.4 | n |  | TRUE
107 | bus_LV_2527-7_0_4_node_71 | 0.4 | n |  | TRUE
108 | bus_LV_2527-7_0_4_node_72 | 0.4 | n |  | TRUE
109 | bus_LV_2527-7_0_4_node_73 | 0.4 | n |  | TRUE
110 | bus_LV_2527-7_0_4_node_76 | 0.4 | n |  | TRUE
111 | bus_LV_2527-7_0_4_node_78 | 0.4 | n |  | TRUE
112 | bus_LV_2527-7_0_4_node_79 | 0.4 | n |  | TRUE
113 | bus_LV_2527-7_0_4_node_80 | 0.4 | n |  | TRUE
114 | bus_LV_2527-7_0_4_node_137 | 0.4 | n |  | TRUE
115 | bus_LV_2527-7_0_4_node_85 | 0.4 | n |  | TRUE
116 | bus_LV_2527-7_0_4_node_87 | 0.4 | n |  | TRUE
117 | bus_LV_2527-7_0_4_node_89 | 0.4 | n |  | TRUE
118 | bus_LV_2527-7_0_4_node_90 | 0.4 | n |  | TRUE
119 | bus_LV_2527-7_0_4_node_91 | 0.4 | n |  | TRUE
120 | bus_LV_2527-7_0_4_node_93 | 0.4 | n |  | TRUE
121 | bus_LV_2527-7_0_4_node_116 | 0.4 | n |  | TRUE
122 | bus_LV_2527-7_0_4_node_151 | 0.4 | n |  | TRUE
123 | bus_LV_2527-7_0_4_node_152 | 0.4 | n |  | TRUE
124 | bus_LV_2527-7_0_4_node_100 | 0.4 | n |  | TRUE
125 | bus_LV_2527-7_0_4_node_124 | 0.4 | n |  | TRUE
126 | bus_LV_2527-7_0_4_node_125 | 0.4 | n |  | TRUE
127 | bus_LV_2527-7_0_4_node_107 | 0.4 | n |  | TRUE
128 | bus_LV_2527-7_0_4_node_149 | 0.4 | n |  | TRUE
129 | bus_LV_2527-7_0_4_node_150 | 0.4 | n |  | TRUE
130 | bus_LV_2527-7_0_4_node_109 | 0.4 | n |  | TRUE
131 | bus_LV_2527-7_0_4_node_110 | 0.4 | n |  | TRUE
132 | bus_LV_2527-7_0_4_node_111 | 0.4 | n |  | TRUE
133 | bus_LV_2527-7_0_4_node_112 | 0.4 | n |  | TRUE
134 | bus_LV_2527-7_0_4_node_126 | 0.4 | n |  | TRUE
135 | bus_LV_2527-7_0_4_node_123 | 0.4 | n |  | TRUE
136 | bus_LV_2527-7_0_4_node_146 | 0.4 | n |  | TRUE
137 | bus_LV_2527-7_0_4_node_127 | 0.4 | n |  | TRUE
138 | bus_LV_2527-7_0_4_node_128 | 0.4 | n |  | TRUE
139 | bus_LV_2527-7_0_4_node_129 | 0.4 | n |  | TRUE
140 | bus_LV_2527-7_0_4_node_130 | 0.4 | n |  | TRUE
141 | bus_LV_2527-7_0_4_node_131 | 0.4 | n |  | TRUE
142 | bus_LV_2527-7_0_4_node_141 | 0.4 | n |  | TRUE
143 | bus_LV_2527-7_0_4_node_153 | 0.4 | n |  | TRUE
144 | bus_LV_2527-7_0_4_node_140 | 0.4 | n |  | TRUE
145 | bus_LV_2527-7_0_4_node_132 | 0.4 | n |  | TRUE
146 | bus_LV_2527-7_0_4_node_133 | 0.4 | n |  | TRUE
147 | bus_LV_2527-7_0_4_node_134 | 0.4 | n |  | TRUE
148 | bus_LV_2527-7_0_4_node_135 | 0.4 | n |  | TRUE
149 | bus_LV_2527-7_0_4_node_142 | 0.4 | n |  | TRUE
150 | bus_MV_394_0_node_66 | 20 | n |  | TRUE

## load
| name | bus | p_mw | q_mvar | const_z_percent | const_i_percent | sn_mva | scaling | in_service | type
0 | LV_2527-7_0_4_load_0 | 0 | 0.0028851 | 0.00072308 | 0 | 0 |  | 1 | TRUE | wye
1 | LV_2527-7_0_4_load_1 | 1 | 0.00081005 | 0.00020302 | 0 | 0 |  | 1 | TRUE | wye
2 | LV_2527-7_0_4_load_2 | 2 | 0.0016721 | 0.00041906 | 0 | 0 |  | 1 | TRUE | wye
3 | LV_2527-7_0_4_load_3 | 3 | 0.0019579 | 0.00049071 | 0 | 0 |  | 1 | TRUE | wye
4 | LV_2527-7_0_4_load_4 | 4 | 0.0031067 | 0.00077862 | 0 | 0 |  | 1 | TRUE | wye
5 | LV_2527-7_0_4_load_52 | 5 | 0.0011022 | 0.00027625 | 0 | 0 |  | 1 | TRUE | wye
6 | LV_2527-7_0_4_load_108 | 8 | 0.0016399 | 0.00041101 | 0 | 0 |  | 1 | TRUE | wye
7 | LV_2527-7_0_4_load_103 | 9 | 0.0066573 | 0.0016685 | 0 | 0 |  | 1 | TRUE | wye
8 | LV_2527-7_0_4_load_5 | 10 | 0.0010967 | 0.00027487 | 0 | 0 |  | 1 | TRUE | wye
9 | LV_2527-7_0_4_load_6 | 11 | 0.00099278 | 0.00024881 | 0 | 0 |  | 1 | TRUE | wye
10 | LV_2527-7_0_4_load_8 | 13 | 0.0020884 | 0.00052341 | 0 | 0 |  | 1 | TRUE | wye
11 | LV_2527-7_0_4_load_10 | 15 | 0.0030604 | 0.00076701 | 0 | 0 |  | 1 | TRUE | wye
12 | LV_2527-7_0_4_load_11 | 16 | 0.0018296 | 0.00045854 | 0 | 0 |  | 1 | TRUE | wye
13 | LV_2527-7_0_4_load_136 | 17 | 0.002027 | 0.00050801 | 0 | 0 |  | 1 | TRUE | wye
14 | LV_2527-7_0_4_load_60 | 18 | 0.0016106 | 0.00040366 | 0 | 0 |  | 1 | TRUE | wye
15 | LV_2527-7_0_4_load_144 | 19 | 0.0020718 | 0.00051923 | 0 | 0 |  | 1 | TRUE | wye
16 | LV_2527-7_0_4_load_26 | 20 | 0.0012014 | 0.00030109 | 0 | 0 |  | 1 | TRUE | wye
17 | LV_2527-7_0_4_load_148 | 21 | 0.0018648 | 0.00046735 | 0 | 0 |  | 1 | TRUE | wye
18 | LV_2527-7_0_4_load_58 | 22 | 0.0026329 | 0.00065986 | 0 | 0 |  | 1 | TRUE | wye
19 | LV_2527-7_0_4_load_145 | 23 | 0.001947 | 0.00048797 | 0 | 0 |  | 1 | TRUE | wye
20 | LV_2527-7_0_4_load_12 | 25 | 0.0056505 | 0.0014162 | 0 | 0 |  | 1 | TRUE | wye
21 | LV_2527-7_0_4_load_13 | 26 | 0.0032839 | 0.00082301 | 0 | 0 |  | 1 | TRUE | wye
22 | LV_2527-7_0_4_load_14 | 27 | 0.0018746 | 0.00046983 | 0 | 0 |  | 1 | TRUE | wye
23 | LV_2527-7_0_4_load_15 | 28 | 0.0014258 | 0.00035734 | 0 | 0 |  | 1 | TRUE | wye
24 | LV_2527-7_0_4_load_16 | 29 | 0.0010212 | 0.00025594 | 0 | 0 |  | 1 | TRUE | wye
25 | LV_2527-7_0_4_load_28 | 30 | 0.001562 | 0.00039148 | 0 | 0 |  | 1 | TRUE | wye
26 | LV_2527-7_0_4_load_45 | 31 | 0.00193 | 0.00048371 | 0 | 0 |  | 1 | TRUE | wye
27 | LV_2527-7_0_4_load_27 | 32 | 0.0028581 | 0.0007163 | 0 | 0 |  | 1 | TRUE | wye
28 | LV_2527-7_0_4_load_43 | 33 | 0.002477 | 0.00062079 | 0 | 0 |  | 1 | TRUE | wye
29 | LV_2527-7_0_4_load_17 | 34 | 0.0020711 | 0.00051907 | 0 | 0 |  | 1 | TRUE | wye
30 | LV_2527-7_0_4_load_18 | 35 | 0.0017113 | 0.00042889 | 0 | 0 |  | 1 | TRUE | wye
31 | LV_2527-7_0_4_load_19 | 36 | 0.0013033 | 0.00032663 | 0 | 0 |  | 1 | TRUE | wye
32 | LV_2527-7_0_4_load_118 | 38 | 0.0052907 | 0.001326 | 0 | 0 |  | 1 | TRUE | wye
33 | LV_2527-7_0_4_load_82 | 39 | 0.0012591 | 0.00031557 | 0 | 0 |  | 1 | TRUE | wye
34 | LV_2527-7_0_4_load_75 | 40 | 0.0010966 | 0.00027485 | 0 | 0 |  | 1 | TRUE | wye
35 | LV_2527-7_0_4_load_81 | 41 | 0.0010887 | 0.00027285 | 0 | 0 |  | 1 | TRUE | wye
36 | LV_2527-7_0_4_load_21 | 42 | 0.0018323 | 0.00045923 | 0 | 0 |  | 1 | TRUE | wye
37 | LV_2527-7_0_4_load_22 | 43 | 0.0017533 | 0.00043942 | 0 | 0 |  | 1 | TRUE | wye
38 | LV_2527-7_0_4_load_24 | 44 | 0.0023918 | 0.00059944 | 0 | 0 |  | 1 | TRUE | wye
39 | LV_2527-7_0_4_load_25 | 45 | 0.003208 | 0.00080401 | 0 | 0 |  | 1 | TRUE | wye
40 | LV_2527-7_0_4_load_54 | 46 | 0.001685 | 0.00042229 | 0 | 0 |  | 1 | TRUE | wye
41 | LV_2527-7_0_4_load_53 | 47 | 0.0020725 | 0.00051943 | 0 | 0 |  | 1 | TRUE | wye
42 | LV_2527-7_0_4_load_29 | 48 | 0.0037681 | 0.00094437 | 0 | 0 |  | 1 | TRUE | wye
43 | LV_2527-7_0_4_load_95 | 51 | 0.0013116 | 0.00032872 | 0 | 0 |  | 1 | TRUE | wye
44 | LV_2527-7_0_4_load_31 | 52 | 0.0053205 | 0.0013334 | 0 | 0 |  | 1 | TRUE | wye
45 | LV_2527-7_0_4_load_32 | 53 | 0.09002 | 0.022561 | 0 | 0 |  | 1 | TRUE | wye
46 | LV_2527-7_0_4_load_34 | 55 | 0.0079942 | 0.0020035 | 0 | 0 |  | 1 | TRUE | wye
47 | LV_2527-7_0_4_load_101 | 57 | 0.0055208 | 0.0013836 | 0 | 0 |  | 1 | TRUE | wye
48 | LV_2527-7_0_4_load_154 | 58 | 0.02756 | 0.0069071 | 0 | 0 |  | 1 | TRUE | wye
49 | LV_2527-7_0_4_load_36 | 60 | 0.0010386 | 0.0002603 | 0 | 0 |  | 1 | TRUE | wye
50 | LV_2527-7_0_4_load_37 | 61 | 0.0011694 | 0.00029308 | 0 | 0 |  | 1 | TRUE | wye
51 | LV_2527-7_0_4_load_39 | 62 | 0.00084458 | 0.00021167 | 0 | 0 |  | 1 | TRUE | wye
52 | LV_2527-7_0_4_load_38 | 63 | 0.0015322 | 0.00038401 | 0 | 0 |  | 1 | TRUE | wye
53 | LV_2527-7_0_4_load_40 | 64 | 0.0016025 | 0.00040164 | 0 | 0 |  | 1 | TRUE | wye
54 | LV_2527-7_0_4_load_61 | 65 | 0.00077038 | 0.00019308 | 0 | 0 |  | 1 | TRUE | wye
55 | LV_2527-7_0_4_load_139 | 68 | 0.0014537 | 0.00036433 | 0 | 0 |  | 1 | TRUE | wye
56 | LV_2527-7_0_4_load_42 | 70 | 0.0022464 | 0.00056301 | 0 | 0 |  | 1 | TRUE | wye
57 | LV_2527-7_0_4_load_44 | 71 | 0.0011812 | 0.00029604 | 0 | 0 |  | 1 | TRUE | wye
58 | LV_2527-7_0_4_load_55 | 73 | 0.0024386 | 0.00061118 | 0 | 0 |  | 1 | TRUE | wye
59 | LV_2527-7_0_4_load_117 | 74 | 0.0031792 | 0.00079678 | 0 | 0 |  | 1 | TRUE | wye
60 | LV_2527-7_0_4_load_47 | 75 | 0.0014606 | 0.00036607 | 0 | 0 |  | 1 | TRUE | wye
61 | LV_2527-7_0_4_load_48 | 76 | 0.00128 | 0.00032079 | 0 | 0 |  | 1 | TRUE | wye
62 | LV_2527-7_0_4_load_50 | 77 | 0.0017518 | 0.00043904 | 0 | 0 |  | 1 | TRUE | wye
63 | LV_2527-7_0_4_load_51 | 78 | 0.0012769 | 0.00032001 | 0 | 0 |  | 1 | TRUE | wye
64 | LV_2527-7_0_4_load_94 | 79 | 0.0015645 | 0.0003921 | 0 | 0 |  | 1 | TRUE | wye
65 | LV_2527-7_0_4_load_84 | 80 | 0.0011823 | 0.00029632 | 0 | 0 |  | 1 | TRUE | wye
66 | LV_2527-7_0_4_load_56 | 82 | 0.00215 | 0.00053883 | 0 | 0 |  | 1 | TRUE | wye
67 | LV_2527-7_0_4_load_57 | 83 | 0.0010351 | 0.00025942 | 0 | 0 |  | 1 | TRUE | wye
68 | LV_2527-7_0_4_load_113 | 85 | 0.0035775 | 0.00089661 | 0 | 0 |  | 1 | TRUE | wye
69 | LV_2527-7_0_4_load_114 | 86 | 0.0015628 | 0.00039167 | 0 | 0 |  | 1 | TRUE | wye
70 | LV_2527-7_0_4_load_122 | 87 | 0.0018337 | 0.00045956 | 0 | 0 |  | 1 | TRUE | wye
71 | LV_2527-7_0_4_load_74 | 88 | 0.002714 | 0.00068019 | 0 | 0 |  | 1 | TRUE | wye
72 | LV_2527-7_0_4_load_63 | 89 | 0.00073089 | 0.00018318 | 0 | 0 |  | 1 | TRUE | wye
73 | LV_2527-7_0_4_load_64 | 90 | 0.00052607 | 0.00013184 | 0 | 0 |  | 1 | TRUE | wye
74 | LV_2527-7_0_4_load_115 | 91 | 0.0015995 | 0.00040087 | 0 | 0 |  | 1 | TRUE | wye
75 | LV_2527-7_0_4_load_143 | 92 | 0.00082701 | 0.00020727 | 0 | 0 |  | 1 | TRUE | wye
76 | LV_2527-7_0_4_load_65 | 94 | 0.0018765 | 0.00047029 | 0 | 0 |  | 1 | TRUE | wye
77 | LV_2527-7_0_4_load_66 | 95 | 0.0064637 | 0.00162 | 0 | 0 |  | 1 | TRUE | wye
78 | LV_2527-7_0_4_load_70 | 98 | 0.01452 | 0.0036391 | 0 | 0 |  | 1 | TRUE | wye
79 | LV_2527-7_0_4_load_102 | 100 | 0.0064245 | 0.0016101 | 0 | 0 |  | 1 | TRUE | wye
80 | LV_2527-7_0_4_load_88 | 101 | 0.0020943 | 0.00052488 | 0 | 0 |  | 1 | TRUE | wye
81 | LV_2527-7_0_4_load_97 | 102 | 0.0032364 | 0.00081111 | 0 | 0 |  | 1 | TRUE | wye
82 | LV_2527-7_0_4_load_147 | 103 | 0.0045742 | 0.0011464 | 0 | 0 |  | 1 | TRUE | wye
83 | LV_2527-7_0_4_load_86 | 105 | 0.00086266 | 0.0002162 | 0 | 0 |  | 1 | TRUE | wye
84 | LV_2527-7_0_4_load_71 | 107 | 0.0024462 | 0.00061307 | 0 | 0 |  | 1 | TRUE | wye
85 | LV_2527-7_0_4_load_72 | 108 | 0.0021766 | 0.0005455 | 0 | 0 |  | 1 | TRUE | wye
86 | LV_2527-7_0_4_load_73 | 109 | 0.0048249 | 0.0012092 | 0 | 0 |  | 1 | TRUE | wye
87 | LV_2527-7_0_4_load_76 | 110 | 0.001027 | 0.0002574 | 0 | 0 |  | 1 | TRUE | wye
88 | LV_2527-7_0_4_load_79 | 112 | 0.0016285 | 0.00040815 | 0 | 0 |  | 1 | TRUE | wye
89 | LV_2527-7_0_4_load_80 | 113 | 0.0014154 | 0.00035473 | 0 | 0 |  | 1 | TRUE | wye
90 | LV_2527-7_0_4_load_137 | 114 | 0.0017275 | 0.00043296 | 0 | 0 |  | 1 | TRUE | wye
91 | LV_2527-7_0_4_load_85 | 115 | 0.0016433 | 0.00041185 | 0 | 0 |  | 1 | TRUE | wye
92 | LV_2527-7_0_4_load_87 | 116 | 0.0030408 | 0.00076209 | 0 | 0 |  | 1 | TRUE | wye
93 | LV_2527-7_0_4_load_89 | 117 | 0.00059338 | 0.00014871 | 0 | 0 |  | 1 | TRUE | wye
94 | LV_2527-7_0_4_load_90 | 118 | 0.0028291 | 0.00070905 | 0 | 0 |  | 1 | TRUE | wye
95 | LV_2527-7_0_4_load_116 | 121 | 0.0016382 | 0.00041058 | 0 | 0 |  | 1 | TRUE | wye
96 | LV_2527-7_0_4_load_151 | 122 | 0.0025444 | 0.00063769 | 0 | 0 |  | 1 | TRUE | wye
97 | LV_2527-7_0_4_load_152 | 123 | 0.0025443 | 0.00063766 | 0 | 0 |  | 1 | TRUE | wye
98 | LV_2527-7_0_4_load_100 | 124 | 0.00089256 | 0.0002237 | 0 | 0 |  | 1 | TRUE | wye
99 | LV_2527-7_0_4_load_124 | 125 | 0.00076821 | 0.00019253 | 0 | 0 |  | 1 | TRUE | wye
100 | LV_2527-7_0_4_load_125 | 126 | 0.0008822 | 0.0002211 | 0 | 0 |  | 1 | TRUE | wye
101 | LV_2527-7_0_4_load_107 | 127 | 0.0017971 | 0.00045039 | 0 | 0 |  | 1 | TRUE | wye
102 | LV_2527-7_0_4_load_149 | 128 | 0.0011969 | 0.00029998 | 0 | 0 |  | 1 | TRUE | wye
103 | LV_2527-7_0_4_load_109 | 130 | 0.004264 | 0.0010687 | 0 | 0 |  | 1 | TRUE | wye
104 | LV_2527-7_0_4_load_110 | 131 | 0.00089361 | 0.00022396 | 0 | 0 |  | 1 | TRUE | wye
105 | LV_2527-7_0_4_load_111 | 132 | 0.0063769 | 0.0015982 | 0 | 0 |  | 1 | TRUE | wye
106 | LV_2527-7_0_4_load_126 | 134 | 0.0017749 | 0.00044482 | 0 | 0 |  | 1 | TRUE | wye
107 | LV_2527-7_0_4_load_123 | 135 | 0.0021254 | 0.00053267 | 0 | 0 |  | 1 | TRUE | wye
108 | LV_2527-7_0_4_load_146 | 136 | 0.0010573 | 0.000265 | 0 | 0 |  | 1 | TRUE | wye
109 | LV_2527-7_0_4_load_127 | 137 | 0.0028365 | 0.00071089 | 0 | 0 |  | 1 | TRUE | wye
110 | LV_2527-7_0_4_load_130 | 140 | 0.0021958 | 0.00055031 | 0 | 0 |  | 1 | TRUE | wye
111 | LV_2527-7_0_4_load_141 | 142 | 0.0016819 | 0.00042152 | 0 | 0 |  | 1 | TRUE | wye
112 | LV_2527-7_0_4_load_153 | 143 | 0.0021981 | 0.00055089 | 0 | 0 |  | 1 | TRUE | wye
113 | LV_2527-7_0_4_load_140 | 144 | 0.0020017 | 0.00050168 | 0 | 0 |  | 1 | TRUE | wye
114 | LV_2527-7_0_4_load_132 | 145 | 0.0022539 | 0.00056488 | 0 | 0 |  | 1 | TRUE | wye
115 | LV_2527-7_0_4_load_133 | 146 | 0.00351 | 0.00087969 | 0 | 0 |  | 1 | TRUE | wye
116 | LV_2527-7_0_4_load_134 | 147 | 0.010885 | 0.0027281 | 0 | 0 |  | 1 | TRUE | wye
117 | LV_2527-7_0_4_load_142 | 149 | 0.0048314 | 0.0012109 | 0 | 0 |  | 1 | TRUE | wye

## ext_grid
| name | bus | vm_pu | va_degree | slack_weight | in_service
0 |  | 135 | 1 | 0 | 1 | TRUE

## line
| name | std_type | from_bus | to_bus | length_km | r_ohm_per_km | x_ohm_per_km | c_nf_per_km | g_us_per_km | max_i_ka | df | parallel | type | in_service
0 | LV_2527-7_0_4_line_0 |  | 0 | 1 | 0.017737 | 0.125 | 0.08 | 261 | 0 | 0.364 | 1 | 1 | cs | TRUE
1 | LV_2527-7_0_4_line_1 |  | 0 | 2 | 0.023204 | 0.125 | 0.08 | 261 | 0 | 0.364 | 1 | 1 | cs | TRUE
2 | LV_2527-7_0_4_line_2 |  | 1 | 3 | 0.00047046 | 0.125 | 0.08 | 261 | 0 | 0.364 | 1 | 1 | cs | TRUE
3 | LV_2527-7_0_4_line_3 |  | 2 | 4 | 0.0041162 | 0.125 | 0.08 | 261 | 0 | 0.364 | 1 | 1 | cs | TRUE
4 | LV_2527-7_0_4_line_4 |  | 3 | 5 | 0.020319 | 0.125 | 0.08 | 261 | 0 | 0.364 | 1 | 1 | cs | TRUE
5 | LV_2527-7_0_4_line_5 |  | 4 | 6 | 0.02501 | 0.125 | 0.08 | 261 | 0 | 0.364 | 1 | 1 | cs | TRUE
6 | LV_2527-7_0_4_line_6 |  | 5 | 7 | 0.01187 | 0.125 | 0.08 | 261 | 0 | 0.364 | 1 | 1 | cs | TRUE
7 | LV_2527-7_0_4_line_7 |  | 6 | 8 | 0.023169 | 0.125 | 0.08 | 261 | 0 | 0.364 | 1 | 1 | cs | TRUE
8 | LV_2527-7_0_4_line_8 |  | 6 | 9 | 0.0065838 | 0.125 | 0.08 | 261 | 0 | 0.364 | 1 | 1 | cs | TRUE
9 | LV_2527-7_0_4_line_9 |  | 7 | 78 | 0.0093342 | 0.125 | 0.08 | 261 | 0 | 0.364 | 1 | 1 | cs | TRUE
10 | LV_2527-7_0_4_line_10 |  | 7 | 75 | 0.014021 | 0.125 | 0.08 | 261 | 0 | 0.364 | 1 | 1 | cs | TRUE
11 | LV_2527-7_0_4_line_11 |  | 8 | 115 | 0.017495 | 0.125 | 0.08 | 261 | 0 | 0.364 | 1 | 1 | cs | TRUE
12 | LV_2527-7_0_4_line_12 |  | 9 | 69 | 0.019184 | 0.125 | 0.08 | 261 | 0 | 0.364 | 1 | 1 | cs | TRUE
13 | LV_2527-7_0_4_line_13 |  | 10 | 11 | 0.010697 | 0.125 | 0.08 | 261 | 0 | 0.364 | 1 | 1 | cs | TRUE
14 | LV_2527-7_0_4_line_14 |  | 10 | 12 | 0.04348 | 0.125 | 0.08 | 261 | 0 | 0.364 | 1 | 1 | cs | TRUE
15 | LV_2527-7_0_4_line_15 |  | 11 | 13 | 0.0084549 | 0.125 | 0.08 | 261 | 0 | 0.364 | 1 | 1 | cs | TRUE
16 | LV_2527-7_0_4_line_16 |  | 12 | 14 | 0.022673 | 0.125 | 0.08 | 261 | 0 | 0.364 | 1 | 1 | cs | TRUE
17 | LV_2527-7_0_4_line_17 |  | 12 | 15 | 0.024036 | 0.125 | 0.08 | 261 | 0 | 0.364 | 1 | 1 | cs | TRUE
18 | LV_2527-7_0_4_line_18 |  | 12 | 16 | 0.017837 | 0.125 | 0.08 | 261 | 0 | 0.364 | 1 | 1 | cs | TRUE
19 | LV_2527-7_0_4_line_19 |  | 13 | 17 | 0.016829 | 0.125 | 0.08 | 261 | 0 | 0.364 | 1 | 1 | cs | TRUE
20 | LV_2527-7_0_4_line_20 |  | 14 | 18 | 0.0089142 | 0.125 | 0.08 | 261 | 0 | 0.364 | 1 | 4 | cs | TRUE
21 | LV_2527-7_0_4_line_21 |  | 14 | 19 | 0.032069 | 0.125 | 0.08 | 261 | 0 | 0.364 | 1 | 4 | cs | TRUE
22 | LV_2527-7_0_4_line_22 |  | 16 | 20 | 0.004517 | 0.125 | 0.08 | 261 | 0 | 0.364 | 1 | 1 | cs | TRUE
23 | LV_2527-7_0_4_line_23 |  | 17 | 21 | 0.0019301 | 0.125 | 0.08 | 261 | 0 | 0.364 | 1 | 1 | cs | TRUE
24 | LV_2527-7_0_4_line_24 |  | 18 | 22 | 0.0089181 | 0.125 | 0.08 | 261 | 0 | 0.364 | 1 | 4 | cs | TRUE
25 | LV_2527-7_0_4_line_25 |  | 19 | 23 | 0.056781 | 0.125 | 0.08 | 261 | 0 | 0.364 | 1 | 4 | cs | TRUE
26 | LV_2527-7_0_4_line_26 |  | 20 | 24 | 0.016125 | 0.125 | 0.08 | 261 | 0 | 0.364 | 1 | 1 | cs | TRUE
27 | LV_2527-7_0_4_line_27 |  | 21 | 148 | 0.043038 | 0.125 | 0.08 | 261 | 0 | 0.364 | 1 | 1 | cs | TRUE
28 | LV_2527-7_0_4_line_28 |  | 22 | 82 | 0.014111 | 0.125 | 0.08 | 261 | 0 | 0.364 | 1 | 4 | cs | TRUE
29 | LV_2527-7_0_4_line_29 |  | 23 | 49 | 0.023647 | 0.125 | 0.08 | 261 | 0 | 0.364 | 1 | 4 | cs | TRUE
30 | LV_2527-7_0_4_line_30 |  | 24 | 45 | 0.025966 | 0.125 | 0.08 | 261 | 0 | 0.364 | 1 | 1 | cs | TRUE
31 | LV_2527-7_0_4_line_31 |  | 24 | 42 | 0.017591 | 0.125 | 0.08 | 261 | 0 | 0.364 | 1 | 1 | cs | TRUE
32 | LV_2527-7_0_4_line_32 |  | 25 | 26 | 0.010525 | 0.125 | 0.08 | 261 | 0 | 0.364 | 1 | 1 | cs | TRUE
33 | LV_2527-7_0_4_line_33 |  | 25 | 27 | 0.0088914 | 0.125 | 0.08 | 261 | 0 | 0.364 | 1 | 1 | cs | TRUE
34 | LV_2527-7_0_4_line_34 |  | 26 | 28 | 0.010154 | 0.125 | 0.08 | 261 | 0 | 0.364 | 1 | 1 | cs | TRUE
35 | LV_2527-7_0_4_line_35 |  | 27 | 29 | 0.0071961 | 0.125 | 0.08 | 261 | 0 | 0.364 | 1 | 1 | cs | TRUE
36 | LV_2527-7_0_4_line_36 |  | 28 | 30 | 0.0006806 | 0.125 | 0.08 | 261 | 0 | 0.364 | 1 | 1 | cs | TRUE
37 | LV_2527-7_0_4_line_37 |  | 29 | 31 | 0.0078902 | 0.125 | 0.08 | 261 | 0 | 0.364 | 1 | 1 | cs | TRUE
38 | LV_2527-7_0_4_line_38 |  | 30 | 32 | 0.013355 | 0.125 | 0.08 | 261 | 0 | 0.364 | 1 | 1 | cs | TRUE
39 | LV_2527-7_0_4_line_39 |  | 31 | 33 | 0.016737 | 0.125 | 0.08 | 261 | 0 | 0.364 | 1 | 1 | cs | TRUE
40 | LV_2527-7_0_4_line_40 |  | 32 | 48 | 0.00043573 | 0.125 | 0.08 | 261 | 0 | 0.364 | 1 | 1 | cs | TRUE
41 | LV_2527-7_0_4_line_41 |  | 33 | 70 | 0.017167 | 0.125 | 0.08 | 261 | 0 | 0.364 | 1 | 1 | cs | TRUE
42 | LV_2527-7_0_4_line_42 |  | 34 | 35 | 0.028326 | 0.125 | 0.08 | 261 | 0 | 0.364 | 1 | 1 | cs | TRUE
43 | LV_2527-7_0_4_line_43 |  | 34 | 36 | 0.011117 | 0.125 | 0.08 | 261 | 0 | 0.364 | 1 | 1 | cs | TRUE
44 | LV_2527-7_0_4_line_44 |  | 35 | 37 | 0.011374 | 0.125 | 0.08 | 261 | 0 | 0.364 | 1 | 1 | cs | TRUE
45 | LV_2527-7_0_4_line_45 |  | 37 | 38 | 0.0093338 | 0.125 | 0.08 | 261 | 0 | 0.364 | 1 | 1 | cs | TRUE
46 | LV_2527-7_0_4_line_46 |  | 37 | 39 | 0.015675 | 0.125 | 0.08 | 261 | 0 | 0.364 | 1 | 1 | cs | TRUE
47 | LV_2527-7_0_4_line_47 |  | 38 | 40 | 0.02035 | 0.125 | 0.08 | 261 | 0 | 0.364 | 1 | 1 | cs | TRUE
48 | LV_2527-7_0_4_line_48 |  | 39 | 41 | 0.027825 | 0.125 | 0.08 | 261 | 0 | 0.364 | 1 | 1 | cs | TRUE
49 | LV_2527-7_0_4_line_49 |  | 40 | 109 | 0.003236 | 0.125 | 0.08 | 261 | 0 | 0.364 | 1 | 1 | cs | TRUE
50 | LV_2527-7_0_4_line_50 |  | 41 | 81 | 0.0068106 | 0.125 | 0.08 | 261 | 0 | 0.364 | 1 | 1 | cs | TRUE
51 | LV_2527-7_0_4_line_51 |  | 42 | 43 | 0.031834 | 0.125 | 0.08 | 261 | 0 | 0.364 | 1 | 1 | cs | TRUE
52 | LV_2527-7_0_4_line_52 |  | 43 | 44 | 0.0041404 | 0.125 | 0.08 | 261 | 0 | 0.364 | 1 | 1 | cs | TRUE
53 | LV_2527-7_0_4_line_53 |  | 45 | 46 | 0.0025871 | 0.125 | 0.08 | 261 | 0 | 0.364 | 1 | 1 | cs | TRUE
54 | LV_2527-7_0_4_line_54 |  | 46 | 47 | 0.021294 | 0.125 | 0.08 | 261 | 0 | 0.364 | 1 | 1 | cs | TRUE
55 | LV_2527-7_0_4_line_55 |  | 47 | 73 | 0.010152 | 0.125 | 0.08 | 261 | 0 | 0.364 | 1 | 1 | cs | TRUE
56 | LV_2527-7_0_4_line_56 |  | 49 | 50 | 0.059874 | 0.125 | 0.08 | 261 | 0 | 0.364 | 1 | 4 | cs | TRUE
57 | LV_2527-7_0_4_line_57 |  | 49 | 51 | 0.031435 | 0.125 | 0.08 | 261 | 0 | 0.364 | 1 | 1 | cs | TRUE
58 | LV_2527-7_0_4_line_58 |  | 50 | 99 | 0.005511 | 0.125 | 0.08 | 261 | 0 | 0.364 | 1 | 1 | cs | TRUE
59 | LV_2527-7_0_4_line_59 |  | 50 | 95 | 0.026198 | 0.125 | 0.08 | 261 | 0 | 0.364 | 1 | 4 | cs | TRUE
60 | LV_2527-7_0_4_line_60 |  | 51 | 112 | 0.047106 | 0.125 | 0.08 | 261 | 0 | 0.364 | 1 | 1 | cs | TRUE
61 | LV_2527-7_0_4_line_61 |  | 52 | 53 | 0.016041 | 0.125 | 0.08 | 261 | 0 | 0.364 | 1 | 1 | cs | TRUE
62 | LV_2527-7_0_4_line_62 |  | 52 | 54 | 0.012907 | 0.125 | 0.08 | 261 | 0 | 0.364 | 1 | 1 | cs | TRUE
63 | LV_2527-7_0_4_line_63 |  | 54 | 55 | 0.056579 | 0.125 | 0.08 | 261 | 0 | 0.364 | 1 | 2 | cs | TRUE
64 | LV_2527-7_0_4_line_64 |  | 54 | 56 | 0.092086 | 0.125 | 0.08 | 261 | 0 | 0.364 | 1 | 2 | cs | TRUE
65 | LV_2527-7_0_4_line_65 |  | 55 | 57 | 0.026511 | 0.125 | 0.08 | 261 | 0 | 0.364 | 1 | 4 | cs | TRUE
66 | LV_2527-7_0_4_line_66 |  | 56 | 58 | 0.01366 | 0.125 | 0.08 | 261 | 0 | 0.364 | 1 | 1 | cs | TRUE
67 | LV_2527-7_0_4_line_67 |  | 57 | 59 | 0.019486 | 0.125 | 0.08 | 261 | 0 | 0.364 | 1 | 4 | cs | TRUE
68 | LV_2527-7_0_4_line_68 |  | 59 | 106 | 0.004228 | 0.125 | 0.08 | 261 | 0 | 0.364 | 1 | 4 | cs | TRUE
69 | LV_2527-7_0_4_line_69 |  | 59 | 124 | 0.037525 | 0.125 | 0.08 | 261 | 0 | 0.364 | 1 | 1 | cs | TRUE
70 | LV_2527-7_0_4_line_70 |  | 60 | 61 | 0.0077664 | 0.125 | 0.08 | 261 | 0 | 0.364 | 1 | 1 | cs | TRUE
71 | LV_2527-7_0_4_line_71 |  | 61 | 62 | 0.0085677 | 0.125 | 0.08 | 261 | 0 | 0.364 | 1 | 1 | cs | TRUE
72 | LV_2527-7_0_4_line_72 |  | 62 | 65 | 0.012974 | 0.125 | 0.08 | 261 | 0 | 0.364 | 1 | 1 | cs | TRUE
73 | LV_2527-7_0_4_line_73 |  | 63 | 64 | 0.00078556 | 0.125 | 0.08 | 261 | 0 | 0.364 | 1 | 1 | cs | TRUE
74 | LV_2527-7_0_4_line_74 |  | 64 | 66 | 0.02168 | 0.125 | 0.08 | 261 | 0 | 0.364 | 1 | 1 | cs | TRUE
75 | LV_2527-7_0_4_line_75 |  | 65 | 67 | 0.017454 | 0.125 | 0.08 | 261 | 0 | 0.364 | 1 | 1 | cs | TRUE
76 | LV_2527-7_0_4_line_76 |  | 66 | 68 | 0.0048996 | 0.125 | 0.08 | 261 | 0 | 0.364 | 1 | 1 | cs | TRUE
77 | LV_2527-7_0_4_line_77 |  | 66 | 69 | 0.023176 | 0.125 | 0.08 | 261 | 0 | 0.364 | 1 | 1 | cs | TRUE
78 | LV_2527-7_0_4_line_78 |  | 67 | 89 | 0.0080755 | 0.125 | 0.08 | 261 | 0 | 0.364 | 1 | 1 | cs | TRUE
79 | LV_2527-7_0_4_line_79 |  | 67 | 90 | 0.020495 | 0.125 | 0.08 | 261 | 0 | 0.364 | 1 | 1 | cs | TRUE
80 | LV_2527-7_0_4_line_80 |  | 68 | 121 | 0.019124 | 0.125 | 0.08 | 261 | 0 | 0.364 | 1 | 1 | cs | TRUE
81 | LV_2527-7_0_4_line_81 |  | 69 | 127 | 0.013613 | 0.125 | 0.08 | 261 | 0 | 0.364 | 1 | 1 | cs | TRUE
82 | LV_2527-7_0_4_line_82 |  | 70 | 71 | 0.0079964 | 0.125 | 0.08 | 261 | 0 | 0.364 | 1 | 1 | cs | TRUE
83 | LV_2527-7_0_4_line_83 |  | 71 | 72 | 0.012359 | 0.125 | 0.08 | 261 | 0 | 0.364 | 1 | 1 | cs | TRUE
84 | LV_2527-7_0_4_line_84 |  | 72 | 73 | 0.029505 | 0.125 | 0.08 | 261 | 0 | 0.364 | 1 | 1 | cs | TRUE
85 | LV_2527-7_0_4_line_85 |  | 72 | 74 | 0.043429 | 0.125 | 0.08 | 261 | 0 | 0.364 | 1 | 1 | cs | TRUE
86 | LV_2527-7_0_4_line_86 |  | 75 | 76 | 0.0010442 | 0.125 | 0.08 | 261 | 0 | 0.364 | 1 | 1 | cs | TRUE
87 | LV_2527-7_0_4_line_87 |  | 76 | 77 | 0.020854 | 0.125 | 0.08 | 261 | 0 | 0.364 | 1 | 1 | cs | TRUE
88 | LV_2527-7_0_4_line_88 |  | 77 | 79 | 0.0021031 | 0.125 | 0.08 | 261 | 0 | 0.364 | 1 | 1 | cs | TRUE
89 | LV_2527-7_0_4_line_89 |  | 80 | 81 | 0.017196 | 0.125 | 0.08 | 261 | 0 | 0.364 | 1 | 1 | cs | TRUE
90 | LV_2527-7_0_4_line_90 |  | 81 | 115 | 0.012776 | 0.125 | 0.08 | 261 | 0 | 0.364 | 1 | 1 | cs | TRUE
91 | LV_2527-7_0_4_line_91 |  | 82 | 83 | 0.0013328 | 0.125 | 0.08 | 261 | 0 | 0.364 | 1 | 4 | cs | TRUE
92 | LV_2527-7_0_4_line_92 |  | 83 | 84 | 0.021786 | 0.125 | 0.08 | 261 | 0 | 0.364 | 1 | 4 | cs | TRUE
93 | LV_2527-7_0_4_line_93 |  | 84 | 85 | 0.03737 | 0.125 | 0.08 | 261 | 0 | 0.364 | 1 | 4 | cs | TRUE
94 | LV_2527-7_0_4_line_94 |  | 84 | 86 | 0.002608 | 0.125 | 0.08 | 261 | 0 | 0.364 | 1 | 1 | cs | TRUE
95 | LV_2527-7_0_4_line_95 |  | 85 | 87 | 0.0010297 | 0.125 | 0.08 | 261 | 0 | 0.364 | 1 | 4 | cs | TRUE
96 | LV_2527-7_0_4_line_96 |  | 86 | 88 | 0.011704 | 0.125 | 0.08 | 261 | 0 | 0.364 | 1 | 1 | cs | TRUE
97 | LV_2527-7_0_4_line_97 |  | 87 | 135 | 0.010802 | 0.125 | 0.08 | 261 | 0 | 0.364 | 1 | 4 | cs | TRUE
98 | LV_2527-7_0_4_line_98 |  | 88 | 108 | 0.013589 | 0.125 | 0.08 | 261 | 0 | 0.364 | 1 | 1 | cs | TRUE
99 | LV_2527-7_0_4_line_99 |  | 89 | 91 | 0.024351 | 0.125 | 0.08 | 261 | 0 | 0.364 | 1 | 1 | cs | TRUE
100 | LV_2527-7_0_4_line_100 |  | 90 | 92 | 0.00038356 | 0.125 | 0.08 | 261 | 0 | 0.364 | 1 | 1 | cs | TRUE
101 | LV_2527-7_0_4_line_101 |  | 91 | 93 | 0.020181 | 0.125 | 0.08 | 261 | 0 | 0.364 | 1 | 1 | cs | TRUE
102 | LV_2527-7_0_4_line_102 |  | 93 | 121 | 0.019279 | 0.125 | 0.08 | 261 | 0 | 0.364 | 1 | 1 | cs | TRUE
103 | LV_2527-7_0_4_line_103 |  | 93 | 118 | 0.0095087 | 0.125 | 0.08 | 261 | 0 | 0.364 | 1 | 1 | cs | TRUE
104 | LV_2527-7_0_4_line_104 |  | 94 | 95 | 0.035594 | 0.125 | 0.08 | 261 | 0 | 0.364 | 1 | 4 | cs | TRUE
105 | LV_2527-7_0_4_line_105 |  | 94 | 96 | 0.014419 | 0.125 | 0.08 | 261 | 0 | 0.364 | 1 | 4 | cs | TRUE
106 | LV_2527-7_0_4_line_106 |  | 96 | 97 | 0.004639 | 0.125 | 0.08 | 261 | 0 | 0.364 | 1 | 1 | cs | TRUE
107 | LV_2527-7_0_4_line_107 |  | 96 | 98 | 0.0036922 | 0.125 | 0.08 | 261 | 0 | 0.364 | 1 | 4 | cs | TRUE
108 | LV_2527-7_0_4_line_108 |  | 97 | 100 | 0.019115 | 0.125 | 0.08 | 261 | 0 | 0.364 | 1 | 1 | cs | TRUE
109 | LV_2527-7_0_4_line_109 |  | 97 | 101 | 0.03733 | 0.125 | 0.08 | 261 | 0 | 0.364 | 1 | 1 | cs | TRUE
110 | LV_2527-7_0_4_line_110 |  | 97 | 102 | 0.015223 | 0.125 | 0.08 | 261 | 0 | 0.364 | 1 | 1 | cs | TRUE
111 | LV_2527-7_0_4_line_111 |  | 98 | 103 | 0.014791 | 0.125 | 0.08 | 261 | 0 | 0.364 | 1 | 4 | cs | TRUE
112 | LV_2527-7_0_4_line_112 |  | 99 | 104 | 0.040977 | 0.125 | 0.08 | 261 | 0 | 0.364 | 1 | 1 | cs | TRUE
113 | LV_2527-7_0_4_line_113 |  | 101 | 105 | 0.024808 | 0.125 | 0.08 | 261 | 0 | 0.364 | 1 | 1 | cs | TRUE
114 | LV_2527-7_0_4_line_114 |  | 103 | 106 | 0.021882 | 0.125 | 0.08 | 261 | 0 | 0.364 | 1 | 4 | cs | TRUE
115 | LV_2527-7_0_4_line_115 |  | 104 | 136 | 0.0098205 | 0.125 | 0.08 | 261 | 0 | 0.364 | 1 | 1 | cs | TRUE
116 | LV_2527-7_0_4_line_116 |  | 105 | 116 | 0.0012936 | 0.125 | 0.08 | 261 | 0 | 0.364 | 1 | 1 | cs | TRUE
117 | LV_2527-7_0_4_line_117 |  | 107 | 108 | 0.0044623 | 0.125 | 0.08 | 261 | 0 | 0.364 | 1 | 1 | cs | TRUE
118 | LV_2527-7_0_4_line_118 |  | 107 | 109 | 0.015526 | 0.125 | 0.08 | 261 | 0 | 0.364 | 1 | 1 | cs | TRUE
119 | LV_2527-7_0_4_line_119 |  | 110 | 111 | 0.011017 | 0.125 | 0.08 | 261 | 0 | 0.364 | 1 | 1 | cs | TRUE
120 | LV_2527-7_0_4_line_120 |  | 111 | 112 | 0.0074861 | 0.125 | 0.08 | 261 | 0 | 0.364 | 1 | 1 | cs | TRUE
121 | LV_2527-7_0_4_line_121 |  | 111 | 113 | 0.020465 | 0.125 | 0.08 | 261 | 0 | 0.364 | 1 | 1 | cs | TRUE
122 | LV_2527-7_0_4_line_122 |  | 113 | 114 | 0.0088972 | 0.125 | 0.08 | 261 | 0 | 0.364 | 1 | 1 | cs | TRUE
123 | LV_2527-7_0_4_line_123 |  | 117 | 118 | 0.0070375 | 0.125 | 0.08 | 261 | 0 | 0.364 | 1 | 1 | cs | TRUE
124 | LV_2527-7_0_4_line_124 |  | 117 | 119 | 0.036421 | 0.125 | 0.08 | 261 | 0 | 0.364 | 1 | 1 | cs | TRUE
125 | LV_2527-7_0_4_line_125 |  | 119 | 120 | 0.045286 | 0.125 | 0.08 | 261 | 0 | 0.364 | 1 | 1 | cs | TRUE
126 | LV_2527-7_0_4_line_126 |  | 120 | 122 | 0.01295 | 0.125 | 0.08 | 261 | 0 | 0.364 | 1 | 1 | cs | TRUE
127 | LV_2527-7_0_4_line_127 |  | 122 | 123 | 0.016917 | 0.125 | 0.08 | 261 | 0 | 0.364 | 1 | 1 | cs | TRUE
128 | LV_2527-7_0_4_line_128 |  | 124 | 125 | 0.0010601 | 0.125 | 0.08 | 261 | 0 | 0.364 | 1 | 1 | cs | TRUE
129 | LV_2527-7_0_4_line_129 |  | 125 | 126 | 0.011784 | 0.125 | 0.08 | 261 | 0 | 0.364 | 1 | 1 | cs | TRUE
130 | LV_2527-7_0_4_line_130 |  | 126 | 134 | 0.011491 | 0.125 | 0.08 | 261 | 0 | 0.364 | 1 | 1 | cs | TRUE
131 | LV_2527-7_0_4_line_131 |  | 127 | 128 | 0.021873 | 0.125 | 0.08 | 261 | 0 | 0.364 | 1 | 1 | cs | TRUE
132 | LV_2527-7_0_4_line_132 |  | 128 | 129 | 0.035843 | 0.125 | 0.08 | 261 | 0 | 0.364 | 1 | 1 | cs | TRUE
133 | LV_2527-7_0_4_line_133 |  | 129 | 141 | 0.028674 | 0.125 | 0.08 | 261 | 0 | 0.364 | 1 | 1 | cs | TRUE
134 | LV_2527-7_0_4_line_134 |  | 130 | 131 | 0.015698 | 0.125 | 0.08 | 261 | 0 | 0.364 | 1 | 1 | cs | TRUE
135 | LV_2527-7_0_4_line_135 |  | 130 | 132 | 0.0093252 | 0.125 | 0.08 | 261 | 0 | 0.364 | 1 | 1 | cs | TRUE
136 | LV_2527-7_0_4_line_136 |  | 131 | 133 | 0.020725 | 0.125 | 0.08 | 261 | 0 | 0.364 | 1 | 1 | cs | TRUE
137 | LV_2527-7_0_4_line_137 |  | 133 | 134 | 0.0096795 | 0.125 | 0.08 | 261 | 0 | 0.364 | 1 | 1 | cs | TRUE
138 | LV_2527-7_0_4_line_138 |  | 137 | 138 | 0.014697 | 0.125 | 0.08 | 261 | 0 | 0.364 | 1 | 1 | cs | TRUE
139 | LV_2527-7_0_4_line_139 |  | 137 | 139 | 0.031871 | 0.125 | 0.08 | 261 | 0 | 0.364 | 1 | 1 | cs | TRUE
140 | LV_2527-7_0_4_line_140 |  | 138 | 140 | 0.003934 | 0.125 | 0.08 | 261 | 0 | 0.364 | 1 | 1 | cs | TRUE
141 | LV_2527-7_0_4_line_141 |  | 139 | 141 | 0.011265 | 0.125 | 0.08 | 261 | 0 | 0.364 | 1 | 1 | cs | TRUE
142 | LV_2527-7_0_4_line_142 |  | 140 | 142 | 0.012119 | 0.125 | 0.08 | 261 | 0 | 0.364 | 1 | 1 | cs | TRUE
143 | LV_2527-7_0_4_line_143 |  | 141 | 143 | 0.019469 | 0.125 | 0.08 | 261 | 0 | 0.364 | 1 | 1 | cs | TRUE
144 | LV_2527-7_0_4_line_144 |  | 142 | 144 | 0.011194 | 0.125 | 0.08 | 261 | 0 | 0.364 | 1 | 1 | cs | TRUE
145 | LV_2527-7_0_4_line_145 |  | 144 | 149 | 0.015646 | 0.125 | 0.08 | 261 | 0 | 0.364 | 1 | 1 | cs | TRUE
146 | LV_2527-7_0_4_line_146 |  | 145 | 146 | 0.016547 | 0.125 | 0.08 | 261 | 0 | 0.364 | 1 | 1 | cs | TRUE
147 | LV_2527-7_0_4_line_147 |  | 145 | 147 | 0.014017 | 0.125 | 0.08 | 261 | 0 | 0.364 | 1 | 1 | cs | TRUE
148 | LV_2527-7_0_4_line_148 |  | 146 | 148 | 0.020839 | 0.125 | 0.08 | 261 | 0 | 0.364 | 1 | 1 | cs | TRUE

## trafo
| name | std_type | hv_bus | lv_bus | sn_mva | vn_hv_kv | vn_lv_kv | vk_percent | vkr_percent | pfe_kw | i0_percent | shift_degree | tap_side | tap_neutral | tap_min | tap_max | tap_step_percent | tap_step_degree | tap_pos | tap_phase_shifter | parallel | df | in_service
0 | LV_2527-7_0_4_trafo_123 | 0.63 MVA 20/0.4 kV | 150 | 135 | 0.63 | 20 | 0.4 | 6 | 1.206 | 1.65 | 0.2619 | 150 | hv | 0 | -2 | 2 | 2.5 | 0 | 0 | FALSE | 1 | 1 | TRUE

## line_geodata
| x0 | y0 | x1 | y1 | x2 | y2 | x3 | y3 | x4 | y4 | x5 | y5
0 | 2610725.9196 | 1229393.1243 | 2610724.9968 | 1229395.2609 | 2610720.9615 | 1229398.2221 | 2610716.5818 | 1229398.9147 | 2610710.9417 | 1229396.9578
1 | 2610725.9196 | 1229393.1243 | 2610731.5994 | 1229379.9747 | 2610733.875 | 1229371.3911
2 | 2610710.4973 | 1229396.8036 | 2610710.9417 | 1229396.9578
3 | 2610734.9298 | 1229367.4124 | 2610733.875 | 1229371.3911
4 | 2610710.4973 | 1229396.8036 | 2610691.3008 | 1229390.1434
5 | 2610741.3389 | 1229343.237 | 2610734.9298 | 1229367.4124
6 | 2610680.7688 | 1229384.9979 | 2610684.2107 | 1229387.6834 | 2610691.3008 | 1229390.1434
7 | 2610741.3389 | 1229343.237 | 2610718.9374 | 1229337.3211
8 | 2610741.3389 | 1229343.237 | 2610747.5848 | 1229345.3191
9 | 2610680.7688 | 1229384.9979 | 2610680.897 | 1229381.0513 | 2610681.8021 | 1229375.7424
10 | 2610680.7688 | 1229384.9979 | 2610674.5806 | 1229384.62 | 2610667.13 | 1229382.2403
11 | 2610702.0224 | 1229332.854 | 2610718.9374 | 1229337.3211
12 | 2610765.7845 | 1229351.3858 | 2610747.5848 | 1229345.3191
13 | 2610551.3467 | 1229240.2706 | 2610561.2132 | 1229236.1377
14 | 2610511.3026 | 1229257.2107 | 2610527.0029 | 1229250.4676 | 2610551.3467 | 1229240.2706
15 | 2610569.0116 | 1229232.8712 | 2610561.2132 | 1229236.1377
16 | 2610511.3026 | 1229257.2107 | 2610510.2553 | 1229279.8556
17 | 2610511.3026 | 1229257.2107 | 2610489.8984 | 1229268.147
18 | 2610511.3026 | 1229257.2107 | 2610510.6037 | 1229245.4024 | 2610510.9644 | 1229239.4051
19 | 2610569.0116 | 1229232.8712 | 2610584.5339 | 1229226.3692
20 | 2610510.2553 | 1229279.8556 | 2610518.8469 | 1229282.2322
21 | 2610510.2553 | 1229279.8556 | 2610486.4995 | 1229279.7028 | 2610478.5207 | 1229282.0368
22 | 2610510.9644 | 1229239.4051 | 2610511.2355 | 1229234.8962
23 | 2610586.3141 | 1229225.6235 | 2610584.5339 | 1229226.3692
24 | 2610527.4422 | 1229284.6099 | 2610518.8469 | 1229282.2322
25 | 2610427.2898 | 1229306.1947 | 2610436.6981 | 1229302.2958 | 2610457.3528 | 1229290.9918 | 2610471.8035 | 1229284.0018 | 2610478.5207 | 1229282.0368
26 | 2610512.2034 | 1229218.8005 | 2610511.2355 | 1229234.8962
27 | 2610626.0102 | 1229208.9957 | 2610586.3141 | 1229225.6235
28 | 2610541.0425 | 1229288.372 | 2610527.4422 | 1229284.6099
29 | 2610404.6023 | 1229310.7005 | 2610415.6995 | 1229310.9977 | 2610427.2898 | 1229306.1947
30 | 2610512.2034 | 1229218.8005 | 2610489.1972 | 1229206.762
31 | 2610512.2034 | 1229218.8005 | 2610514.0699 | 1229201.3084
32 | 2610420.2927 | 1229240.076 | 2610429.4029 | 1229245.3457
33 | 2610420.2927 | 1229240.076 | 2610412.5961 | 1229235.624
34 | 2610429.4029 | 1229245.3457 | 2610438.1923 | 1229250.4298
35 | 2610406.6152 | 1229231.7385 | 2610407.2003 | 1229232.5029 | 2610412.5961 | 1229235.624
36 | 2610438.7815 | 1229250.7705 | 2610438.1923 | 1229250.4298
37 | 2610406.6152 | 1229231.7385 | 2610405.0614 | 1229229.7087 | 2610406.0856 | 1229224.474 | 2610406.0856 | 1229224.474
38 | 2610450.342 | 1229257.4576 | 2610438.7815 | 1229250.7705
39 | 2610406.0856 | 1229224.474 | 2610414.3573 | 1229209.9235
40 | 2610450.7192 | 1229257.6757 | 2610450.342 | 1229257.4576
41 | 2610422.8414 | 1229194.9995 | 2610414.3573 | 1229209.9235
42 | 2610634.7078 | 1229355.1691 | 2610639.3601 | 1229327.2278
43 | 2610632.882 | 1229366.1347 | 2610634.7078 | 1229355.1691
44 | 2610641.2281 | 1229316.0086 | 2610639.3601 | 1229327.2278
45 | 2610641.2281 | 1229316.0086 | 2610632.2298 | 1229313.5284
46 | 2610641.2281 | 1229316.0086 | 2610656.3208 | 1229320.2407
47 | 2610612.6118 | 1229308.121 | 2610632.2298 | 1229313.5284
48 | 2610683.1124 | 1229327.7531 | 2610656.3208 | 1229320.2407
49 | 2610612.6118 | 1229308.121 | 2610609.4922 | 1229307.2611
50 | 2610689.6701 | 1229329.5919 | 2610683.1124 | 1229327.7531
51 | 2610514.0699 | 1229201.3084 | 2610517.4474 | 1229169.6545
52 | 2610517.8867 | 1229165.5374 | 2610517.4474 | 1229169.6545
53 | 2610489.1972 | 1229206.762 | 2610486.905 | 1229205.5625
54 | 2610468.038 | 1229195.6899 | 2610486.905 | 1229205.5625
55 | 2610468.038 | 1229195.6899 | 2610459.043 | 1229190.9831
56 | 2610378.6635 | 1229341.9296 | 2610374.8198 | 1229339.3436 | 2610367.207 | 1229334.8055 | 2610375.4019 | 1229322.5568 | 2610382.7119 | 1229318.2447 | 2610404.6023 | 1229310.7005
57 | 2610404.6023 | 1229310.7005 | 2610405.1392 | 1229298.1717 | 2610400.0741 | 1229287.9124 | 2610393.5929 | 1229284.2318
58 | 2610378.6635 | 1229341.9296 | 2610374.1054 | 1229345.0457
59 | 2610378.6635 | 1229341.9296 | 2610395.6503 | 1229348.7965 | 2610403.1538 | 1229351.19
60 | 2610352.6307 | 1229260.9702 | 2610393.5929 | 1229284.2318
61 | 2610570.7247 | 1229449.2852 | 2610576.8542 | 1229434.4611
62 | 2610581.7861 | 1229422.5332 | 2610576.8542 | 1229434.4611
63 | 2610581.7861 | 1229422.5332 | 2610558.5998 | 1229409.0732 | 2610536.6339 | 1229399.3842 | 2610531.1734 | 1229397.5483
64 | 2610581.7861 | 1229422.5332 | 2610629.5186 | 1229451.3461 | 2610627.8772 | 1229454.2783 | 2610623.9941 | 1229461.1977 | 2610620.5365 | 1229467.3619 | 2610612.0092 | 1229483.1784
65 | 2610506.0359 | 1229389.1273 | 2610514.5958 | 1229391.9744 | 2610531.1734 | 1229397.5483
66 | 2610598.7133 | 1229479.8862 | 2610612.0092 | 1229483.1784
67 | 2610487.5456 | 1229382.9771 | 2610506.0359 | 1229389.1273
68 | 2610487.5456 | 1229382.9771 | 2610489.1281 | 1229379.0553
69 | 2610487.5456 | 1229382.9771 | 2610485.75 | 1229387.4433 | 2610470.4737 | 1229416.3687
70 | 2610767.7552 | 1229408.408 | 2610765.9008 | 1229413.0005 | 2610766.4564 | 1229415.7587
71 | 2610766.4564 | 1229415.7587 | 2610766.4564 | 1229415.7587 | 2610774.3547 | 1229419.0786
72 | 2610786.3153 | 1229424.106 | 2610774.3547 | 1229419.0786
73 | 2610778.2775 | 1229382.3495 | 2610778.5716 | 1229381.6211
74 | 2610786.6889 | 1229361.5184 | 2610778.5716 | 1229381.6211
75 | 2610802.6779 | 1229429.7879 | 2610798.9971 | 1229429.4366 | 2610786.3153 | 1229424.106
76 | 2610786.6889 | 1229361.5184 | 2610790.984 | 1229363.876
77 | 2610786.6889 | 1229361.5184 | 2610765.7845 | 1229351.3858
78 | 2610802.6779 | 1229429.7879 | 2610805.3128 | 1229426.3016 | 2610806.6538 | 1229422.8472
79 | 2610802.6779 | 1229429.7879 | 2610804.6913 | 1229434.8612 | 2610798.7868 | 1229448.6899
80 | 2610807.7483 | 1229373.0783 | 2610790.984 | 1229363.876
81 | 2610765.7845 | 1229351.3858 | 2610772.2713 | 1229339.418
82 | 2610422.8414 | 1229194.9995 | 2610426.7934 | 1229188.0479
83 | 2610432.9012 | 1229177.3038 | 2610426.7934 | 1229188.0479
84 | 2610432.9012 | 1229177.3038 | 2610459.043 | 1229190.9831
85 | 2610432.9012 | 1229177.3038 | 2610453.4071 | 1229139.0205
86 | 2610667.13 | 1229382.2403 | 2610666.1352 | 1229381.9226
87 | 2610646.2703 | 1229375.5778 | 2610666.1352 | 1229381.9226
88 | 2610644.2669 | 1229374.938 | 2610646.2703 | 1229375.5778
89 | 2610689.6701 | 1229329.5919 | 2610686.7802 | 1229346.5432
90 | 2610689.6701 | 1229329.5919 | 2610702.0224 | 1229332.854
91 | 2610541.0425 | 1229288.372 | 2610542.3271 | 1229288.7273
92 | 2610563.3245 | 1229294.5356 | 2610542.3271 | 1229288.7273
93 | 2610563.3245 | 1229294.5356 | 2610552.8413 | 1229330.4053
94 | 2610563.3245 | 1229294.5356 | 2610565.8387 | 1229295.2286
95 | 2610552.5525 | 1229331.3937 | 2610552.8413 | 1229330.4053
96 | 2610577.122 | 1229298.3387 | 2610565.8387 | 1229295.2286
97 | 2610549.5224 | 1229341.7616 | 2610552.5525 | 1229331.3937
98 | 2610577.122 | 1229298.3387 | 2610590.2226 | 1229301.9497
99 | 2610815.4661 | 1229400.1465 | 2610806.6538 | 1229422.8472
100 | 2610798.6362 | 1229449.0426 | 2610798.7868 | 1229448.6899
101 | 2610824.6482 | 1229382.3549 | 2610819.7348 | 1229389.1501 | 2610815.4661 | 1229400.1465
102 | 2610824.6482 | 1229382.3549 | 2610807.7483 | 1229373.0783
103 | 2610824.6482 | 1229382.3549 | 2610832.9156 | 1229387.0523
104 | 2610437.062 | 1229362.0158 | 2610414.1538 | 1229354.6988 | 2610403.1538 | 1229351.19
105 | 2610450.7972 | 1229366.403 | 2610437.062 | 1229362.0158
106 | 2610450.7972 | 1229366.403 | 2610449.108 | 1229370.7248
107 | 2610450.7972 | 1229366.403 | 2610454.3034 | 1229367.5603
108 | 2610449.108 | 1229370.7248 | 2610430.9347 | 1229364.8004
109 | 2610449.108 | 1229370.7248 | 2610446.529 | 1229377.0463 | 2610432.518 | 1229404.1402
110 | 2610449.108 | 1229370.7248 | 2610463.6117 | 1229375.348
111 | 2610468.3493 | 1229372.1966 | 2610454.3034 | 1229367.5603
112 | 2610338.7863 | 1229364.6741 | 2610347.0419 | 1229356.6502 | 2610370.2148 | 1229347.7072 | 2610371.2765 | 1229346.9864 | 2610374.1054 | 1229345.0457
113 | 2610421.1224 | 1229426.1765 | 2610432.518 | 1229404.1402
114 | 2610489.1281 | 1229379.0553 | 2610468.3493 | 1229372.1966
115 | 2610338.7863 | 1229364.6741 | 2610330.8242 | 1229358.9254
116 | 2610421.1224 | 1229426.1765 | 2610420.5282 | 1229427.3255
117 | 2610594.5245 | 1229303.1354 | 2610590.2226 | 1229301.9497
118 | 2610609.4922 | 1229307.2611 | 2610594.5245 | 1229303.1354
119 | 2610345.6046 | 1229259.1787 | 2610343.9032 | 1229257.3969 | 2610336.6151 | 1229252.9196
120 | 2610345.6046 | 1229259.1787 | 2610349.5664 | 1229259.23 | 2610352.6307 | 1229260.9702
121 | 2610345.6046 | 1229259.1787 | 2610341.4115 | 1229261.4728 | 2610332.0732 | 1229274.0759
122 | 2610326.7764 | 1229281.2247 | 2610332.0732 | 1229274.0759
123 | 2610839.0344 | 1229390.5289 | 2610832.9156 | 1229387.0523
124 | 2610871.5709 | 1229406.1541 | 2610864.0059 | 1229404.7173 | 2610839.0344 | 1229390.5289
125 | 2610868.0557 | 1229448.006 | 2610877.9742 | 1229421.5305 | 2610876.8435 | 1229414.2686 | 2610871.5709 | 1229406.1541
126 | 2610868.0557 | 1229448.006 | 2610855.9896 | 1229443.3035 | 2610855.9896 | 1229443.3035
127 | 2610855.9896 | 1229443.3035 | 2610849.105 | 1229458.7566
128 | 2610469.9786 | 1229417.3061 | 2610470.4737 | 1229416.3687
129 | 2610464.4756 | 1229427.7258 | 2610469.9786 | 1229417.3061
130 | 2610459.1092 | 1229437.8869 | 2610464.4756 | 1229427.7258
131 | 2610782.694 | 1229320.1884 | 2610772.2713 | 1229339.418
132 | 2610799.774 | 1229288.6764 | 2610782.694 | 1229320.1884
133 | 2610772.8997 | 1229278.7332 | 2610792.9541 | 1229285.6623 | 2610799.774 | 1229288.6764
134 | 2610473.7706 | 1229454.2944 | 2610483.5427 | 1229458.2927 | 2610487.0501 | 1229458.1988 | 2610488.1503 | 1229456.9952
135 | 2610492.3539 | 1229448.8136 | 2610489.9114 | 1229455.0686 | 2610488.1503 | 1229456.9952
136 | 2610454.5888 | 1229446.4461 | 2610473.7706 | 1229454.2944
137 | 2610454.5888 | 1229446.4461 | 2610459.1092 | 1229437.8869
138 | 2610716.4369 | 1229268.4368 | 2610731.0995 | 1229269.4419
139 | 2610762.2557 | 1229274.9562 | 2610750.771 | 1229271.0444 | 2610741.917 | 1229270.1835 | 2610731.0995 | 1229269.4419
140 | 2610716.4369 | 1229268.4368 | 2610715.8303 | 1229272.3237
141 | 2610772.8997 | 1229278.7332 | 2610762.2557 | 1229274.9562
142 | 2610713.9617 | 1229284.2973 | 2610715.8303 | 1229272.3237
143 | 2610772.8997 | 1229278.7332 | 2610763.5362 | 1229295.8154
144 | 2610702.9929 | 1229282.0613 | 2610713.9617 | 1229284.2973 | 2610713.9617 | 1229284.2973
145 | 2610687.6623 | 1229278.936 | 2610702.9929 | 1229282.0613
146 | 2610630.633 | 1229246.0948 | 2610628.587 | 1229229.6747
147 | 2610632.3662 | 1229260.004 | 2610630.633 | 1229246.0948
148 | 2610626.0102 | 1229208.9957 | 2610628.587 | 1229229.6747

## bus_geodata
| x | y | coords
0 | 2610725.9196 | 1229393.1243
1 | 2610710.9417 | 1229396.9578
2 | 2610733.875 | 1229371.3911
3 | 2610710.4973 | 1229396.8036
4 | 2610734.9298 | 1229367.4124
5 | 2610691.3008 | 1229390.1434
6 | 2610741.3389 | 1229343.237
7 | 2610680.7688 | 1229384.9979
8 | 2610718.9374 | 1229337.3211
9 | 2610747.5848 | 1229345.3191
10 | 2610551.3467 | 1229240.2706
11 | 2610561.2132 | 1229236.1377
12 | 2610511.3026 | 1229257.2107
13 | 2610569.0116 | 1229232.8712
14 | 2610510.2553 | 1229279.8556
15 | 2610489.8984 | 1229268.147
16 | 2610510.9644 | 1229239.4051
17 | 2610584.5339 | 1229226.3692
18 | 2610518.8469 | 1229282.2322
19 | 2610478.5207 | 1229282.0368
20 | 2610511.2355 | 1229234.8962
21 | 2610586.3141 | 1229225.6235
22 | 2610527.4422 | 1229284.6099
23 | 2610427.2898 | 1229306.1947
24 | 2610512.2034 | 1229218.8005
25 | 2610420.2927 | 1229240.076
26 | 2610429.4029 | 1229245.3457
27 | 2610412.5961 | 1229235.624
28 | 2610438.1923 | 1229250.4298
29 | 2610406.6152 | 1229231.7385
30 | 2610438.7815 | 1229250.7705
31 | 2610406.0856 | 1229224.474
32 | 2610450.342 | 1229257.4576
33 | 2610414.3573 | 1229209.9235
34 | 2610634.7078 | 1229355.1691
35 | 2610639.3601 | 1229327.2278
36 | 2610632.882 | 1229366.1347
37 | 2610641.2281 | 1229316.0086
38 | 2610632.2298 | 1229313.5284
39 | 2610656.3208 | 1229320.2407
40 | 2610612.6118 | 1229308.121
41 | 2610683.1124 | 1229327.7531
42 | 2610514.0699 | 1229201.3084
43 | 2610517.4474 | 1229169.6545
44 | 2610517.8867 | 1229165.5374
45 | 2610489.1972 | 1229206.762
46 | 2610486.905 | 1229205.5625
47 | 2610468.038 | 1229195.6899
48 | 2610450.7192 | 1229257.6757
49 | 2610404.6023 | 1229310.7005
50 | 2610378.6635 | 1229341.9296
51 | 2610393.5929 | 1229284.2318
52 | 2610576.8542 | 1229434.4611
53 | 2610570.7247 | 1229449.2852
54 | 2610581.7861 | 1229422.5332
55 | 2610531.1734 | 1229397.5483
56 | 2610612.0092 | 1229483.1784
57 | 2610506.0359 | 1229389.1273
58 | 2610598.7133 | 1229479.8862
59 | 2610487.5456 | 1229382.9771
60 | 2610767.7552 | 1229408.408
61 | 2610766.4564 | 1229415.7587
62 | 2610774.3547 | 1229419.0786
63 | 2610778.2775 | 1229382.3495
64 | 2610778.5716 | 1229381.6211
65 | 2610786.3153 | 1229424.106
66 | 2610786.6889 | 1229361.5184
67 | 2610802.6779 | 1229429.7879
68 | 2610790.984 | 1229363.876
69 | 2610765.7845 | 1229351.3858
70 | 2610422.8414 | 1229194.9995
71 | 2610426.7934 | 1229188.0479
72 | 2610432.9012 | 1229177.3038
73 | 2610459.043 | 1229190.9831
74 | 2610453.4071 | 1229139.0205
75 | 2610667.13 | 1229382.2403
76 | 2610666.1352 | 1229381.9226
77 | 2610646.2703 | 1229375.5778
78 | 2610681.8021 | 1229375.7424
79 | 2610644.2669 | 1229374.938
80 | 2610686.7802 | 1229346.5432
81 | 2610689.6701 | 1229329.5919
82 | 2610541.0425 | 1229288.372
83 | 2610542.3271 | 1229288.7273
84 | 2610563.3245 | 1229294.5356
85 | 2610552.8413 | 1229330.4053
86 | 2610565.8387 | 1229295.2286
87 | 2610552.5525 | 1229331.3937
88 | 2610577.122 | 1229298.3387
89 | 2610806.6538 | 1229422.8472
90 | 2610798.7868 | 1229448.6899
91 | 2610815.4661 | 1229400.1465
92 | 2610798.6362 | 1229449.0426
93 | 2610824.6482 | 1229382.3549
94 | 2610437.062 | 1229362.0158
95 | 2610403.1538 | 1229351.19
96 | 2610450.7972 | 1229366.403
97 | 2610449.108 | 1229370.7248
98 | 2610454.3034 | 1229367.5603
99 | 2610374.1054 | 1229345.0457
100 | 2610430.9347 | 1229364.8004
101 | 2610432.518 | 1229404.1402
102 | 2610463.6117 | 1229375.348
103 | 2610468.3493 | 1229372.1966
104 | 2610338.7863 | 1229364.6741
105 | 2610421.1224 | 1229426.1765
106 | 2610489.1281 | 1229379.0553
107 | 2610594.5245 | 1229303.1354
108 | 2610590.2226 | 1229301.9497
109 | 2610609.4922 | 1229307.2611
110 | 2610336.6151 | 1229252.9196
111 | 2610345.6046 | 1229259.1787
112 | 2610352.6307 | 1229260.9702
113 | 2610332.0732 | 1229274.0759
114 | 2610326.7764 | 1229281.2247
115 | 2610702.0224 | 1229332.854
116 | 2610420.5282 | 1229427.3255
117 | 2610839.0344 | 1229390.5289
118 | 2610832.9156 | 1229387.0523
119 | 2610871.5709 | 1229406.1541
120 | 2610868.0557 | 1229448.006
121 | 2610807.7483 | 1229373.0783
122 | 2610855.9896 | 1229443.3035
123 | 2610849.105 | 1229458.7566
124 | 2610470.4737 | 1229416.3687
125 | 2610469.9786 | 1229417.3061
126 | 2610464.4756 | 1229427.7258
127 | 2610772.2713 | 1229339.418
128 | 2610782.694 | 1229320.1884
129 | 2610799.774 | 1229288.6764
130 | 2610488.1503 | 1229456.9952
131 | 2610473.7706 | 1229454.2944
132 | 2610492.3539 | 1229448.8136
133 | 2610454.5888 | 1229446.4461
134 | 2610459.1092 | 1229437.8869
135 | 2610549.5224 | 1229341.7616
136 | 2610330.8242 | 1229358.9254
137 | 2610731.0995 | 1229269.4419
138 | 2610716.4369 | 1229268.4368
139 | 2610762.2557 | 1229274.9562
140 | 2610715.8303 | 1229272.3237
141 | 2610772.8997 | 1229278.7332
142 | 2610713.9617 | 1229284.2973
143 | 2610763.5362 | 1229295.8154
144 | 2610702.9929 | 1229282.0613
145 | 2610630.633 | 1229246.0948
146 | 2610628.587 | 1229229.6747
147 | 2610632.3662 | 1229260.004
148 | 2610626.0102 | 1229208.9957
149 | 2610687.6623 | 1229278.936
150 | 2610563.3245 | 1229294.5356

## line_std_types
| c_nf_per_km | r_ohm_per_km | x_ohm_per_km | max_i_ka | type | q_mm2 | alpha | voltage_rating
NAYY 4x50 SE | 210 | 0.642 | 0.083 | 0.142 | cs | 50 | 0.00403 | LV
NAYY 4x120 SE | 264 | 0.225 | 0.08 | 0.242 | cs | 120 | 0.00403 | LV
NAYY 4x150 SE | 261 | 0.208 | 0.08 | 0.27 | cs | 150 | 0.00403 | LV
NA2XS2Y 1x95 RM/25 12/20 kV | 216 | 0.313 | 0.132 | 0.252 | cs | 95 | 0.00403 | MV
NA2XS2Y 1x185 RM/25 12/20 kV | 273 | 0.161 | 0.117 | 0.362 | cs | 185 | 0.00403 | MV
NA2XS2Y 1x240 RM/25 12/20 kV | 304 | 0.122 | 0.112 | 0.421 | cs | 240 | 0.00403 | MV
NA2XS2Y 1x95 RM/25 6/10 kV | 315 | 0.313 | 0.123 | 0.249 | cs | 95 | 0.00403 | MV
NA2XS2Y 1x185 RM/25 6/10 kV | 406 | 0.161 | 0.11 | 0.358 | cs | 185 | 0.00403 | MV
NA2XS2Y 1x240 RM/25 6/10 kV | 456 | 0.122 | 0.105 | 0.416 | cs | 240 | 0.00403 | MV
NA2XS2Y 1x150 RM/25 12/20 kV | 250 | 0.206 | 0.116 | 0.319 | cs | 150 | 0.00403 | MV
NA2XS2Y 1x120 RM/25 12/20 kV | 230 | 0.253 | 0.119 | 0.283 | cs | 120 | 0.00403 | MV
NA2XS2Y 1x70 RM/25 12/20 kV | 190 | 0.443 | 0.132 | 0.22 | cs | 70 | 0.00403 | MV
NA2XS2Y 1x150 RM/25 6/10 kV | 360 | 0.206 | 0.11 | 0.315 | cs | 150 | 0.00403 | MV
NA2XS2Y 1x120 RM/25 6/10 kV | 340 | 0.253 | 0.113 | 0.28 | cs | 120 | 0.00403 | MV
NA2XS2Y 1x70 RM/25 6/10 kV | 280 | 0.443 | 0.123 | 0.217 | cs | 70 | 0.00403 | MV
N2XS(FL)2Y 1x120 RM/35 64/110 kV | 112 | 0.153 | 0.166 | 0.366 | cs | 120 | 0.00393 | HV
N2XS(FL)2Y 1x185 RM/35 64/110 kV | 125 | 0.099 | 0.156 | 0.457 | cs | 185 | 0.00393 | HV
N2XS(FL)2Y 1x240 RM/35 64/110 kV | 135 | 0.075 | 0.149 | 0.526 | cs | 240 | 0.00393 | HV
N2XS(FL)2Y 1x300 RM/35 64/110 kV | 144 | 0.06 | 0.144 | 0.588 | cs | 300 | 0.00393 | HV
15-AL1/3-ST1A 0.4 | 11 | 1.8769 | 0.35 | 0.105 | ol | 16 | 0.00403 | LV
24-AL1/4-ST1A 0.4 | 11.25 | 1.2012 | 0.335 | 0.14 | ol | 24 | 0.00403 | LV
48-AL1/8-ST1A 0.4 | 12.2 | 0.5939 | 0.3 | 0.21 | ol | 48 | 0.00403 | LV
94-AL1/15-ST1A 0.4 | 13.2 | 0.306 | 0.29 | 0.35 | ol | 94 | 0.00403 | LV
34-AL1/6-ST1A 10.0 | 9.7 | 0.8342 | 0.36 | 0.17 | ol | 34 | 0.00403 | MV
48-AL1/8-ST1A 10.0 | 10.1 | 0.5939 | 0.35 | 0.21 | ol | 48 | 0.00403 | MV
70-AL1/11-ST1A 10.0 | 10.4 | 0.4132 | 0.339 | 0.29 | ol | 70 | 0.00403 | MV
94-AL1/15-ST1A 10.0 | 10.75 | 0.306 | 0.33 | 0.35 | ol | 94 | 0.00403 | MV
122-AL1/20-ST1A 10.0 | 11.1 | 0.2376 | 0.323 | 0.41 | ol | 122 | 0.00403 | MV
149-AL1/24-ST1A 10.0 | 11.25 | 0.194 | 0.315 | 0.47 | ol | 149 | 0.00403 | MV
34-AL1/6-ST1A 20.0 | 9.15 | 0.8342 | 0.382 | 0.17 | ol | 34 | 0.00403 | MV
48-AL1/8-ST1A 20.0 | 9.5 | 0.5939 | 0.372 | 0.21 | ol | 48 | 0.00403 | MV
70-AL1/11-ST1A 20.0 | 9.7 | 0.4132 | 0.36 | 0.29 | ol | 70 | 0.00403 | MV
94-AL1/15-ST1A 20.0 | 10 | 0.306 | 0.35 | 0.35 | ol | 94 | 0.00403 | MV
122-AL1/20-ST1A 20.0 | 10.3 | 0.2376 | 0.344 | 0.41 | ol | 122 | 0.00403 | MV
149-AL1/24-ST1A 20.0 | 10.5 | 0.194 | 0.337 | 0.47 | ol | 149 | 0.00403 | MV
184-AL1/30-ST1A 20.0 | 10.75 | 0.1571 | 0.33 | 0.535 | ol | 184 | 0.00403 | MV
243-AL1/39-ST1A 20.0 | 11 | 0.1188 | 0.32 | 0.645 | ol | 243 | 0.00403 | MV
48-AL1/8-ST1A 110.0 | 8 | 0.5939 | 0.46 | 0.21 | ol | 48 | 0.00403 | HV
70-AL1/11-ST1A 110.0 | 8.4 | 0.4132 | 0.45 | 0.29 | ol | 70 | 0.00403 | HV
94-AL1/15-ST1A 110.0 | 8.65 | 0.306 | 0.44 | 0.35 | ol | 94 | 0.00403 | HV
122-AL1/20-ST1A 110.0 | 8.5 | 0.2376 | 0.43 | 0.41 | ol | 122 | 0.00403 | HV
149-AL1/24-ST1A 110.0 | 8.75 | 0.194 | 0.41 | 0.47 | ol | 149 | 0.00403 | HV
184-AL1/30-ST1A 110.0 | 8.8 | 0.1571 | 0.4 | 0.535 | ol | 184 | 0.00403 | HV
243-AL1/39-ST1A 110.0 | 9 | 0.1188 | 0.39 | 0.645 | ol | 243 | 0.00403 | HV
305-AL1/39-ST1A 110.0 | 9.2 | 0.0949 | 0.38 | 0.74 | ol | 305 | 0.00403 | HV
490-AL1/64-ST1A 110.0 | 9.75 | 0.059 | 0.37 | 0.96 | ol | 490 | 0.00403 | HV
679-AL1/86-ST1A 110.0 | 9.95 | 0.042 | 0.36 | 1.15 | ol | 679 | 0.00403 | HV
490-AL1/64-ST1A 220.0 | 10 | 0.059 | 0.285 | 0.96 | ol | 490 | 0.00403 | HV
679-AL1/86-ST1A 220.0 | 11.7 | 0.042 | 0.275 | 1.15 | ol | 679 | 0.00403 | HV
490-AL1/64-ST1A 380.0 | 11 | 0.059 | 0.253 | 0.96 | ol | 490 | 0.00403 | HV
679-AL1/86-ST1A 380.0 | 14.6 | 0.042 | 0.25 | 1.15 | ol | 679 | 0.00403 | HV

## trafo_std_types
| i0_percent | pfe_kw | vkr_percent | sn_mva | vn_lv_kv | vn_hv_kv | vk_percent | shift_degree | vector_group | tap_side | tap_neutral | tap_min | tap_max | tap_step_degree | tap_step_percent | tap_phase_shifter
160 MVA 380/110 kV | 0.06 | 60 | 0.25 | 160 | 110 | 380 | 12.2 | 0 | Yy0 | hv | 0 | -9 | 9 | 0 | 1.5 | FALSE
100 MVA 220/110 kV | 0.06 | 55 | 0.26 | 100 | 110 | 220 | 12 | 0 | Yy0 | hv | 0 | -9 | 9 | 0 | 1.5 | FALSE
63 MVA 110/20 kV | 0.04 | 22 | 0.32 | 63 | 20 | 110 | 18 | 150 | YNd5 | hv | 0 | -9 | 9 | 0 | 1.5 | FALSE
40 MVA 110/20 kV | 0.05 | 18 | 0.34 | 40 | 20 | 110 | 16.2 | 150 | YNd5 | hv | 0 | -9 | 9 | 0 | 1.5 | FALSE
25 MVA 110/20 kV | 0.07 | 14 | 0.41 | 25 | 20 | 110 | 12 | 150 | YNd5 | hv | 0 | -9 | 9 | 0 | 1.5 | FALSE
63 MVA 110/10 kV | 0.04 | 22 | 0.32 | 63 | 10 | 110 | 18 | 150 | YNd5 | hv | 0 | -9 | 9 | 0 | 1.5 | FALSE
40 MVA 110/10 kV | 0.05 | 18 | 0.34 | 40 | 10 | 110 | 16.2 | 150 | YNd5 | hv | 0 | -9 | 9 | 0 | 1.5 | FALSE
25 MVA 110/10 kV | 0.07 | 14 | 0.41 | 25 | 10 | 110 | 12 | 150 | YNd5 | hv | 0 | -9 | 9 | 0 | 1.5 | FALSE
0.25 MVA 20/0.4 kV | 0.32 | 0.8 | 1.44 | 0.25 | 0.4 | 20 | 6 | 150 | Yzn5 | hv | 0 | -2 | 2 | 0 | 2.5 | FALSE
0.4 MVA 20/0.4 kV | 0.3375 | 1.35 | 1.425 | 0.4 | 0.4 | 20 | 6 | 150 | Dyn5 | hv | 0 | -2 | 2 | 0 | 2.5 | FALSE
0.63 MVA 20/0.4 kV | 0.2619 | 1.65 | 1.206 | 0.63 | 0.4 | 20 | 6 | 150 | Dyn5 | hv | 0 | -2 | 2 | 0 | 2.5 | FALSE
0.25 MVA 10/0.4 kV | 0.24 | 0.6 | 1.2 | 0.25 | 0.4 | 10 | 4 | 150 | Dyn5 | hv | 0 | -2 | 2 | 0 | 2.5 | FALSE
0.4 MVA 10/0.4 kV | 0.2375 | 0.95 | 1.325 | 0.4 | 0.4 | 10 | 4 | 150 | Dyn5 | hv | 0 | -2 | 2 | 0 | 2.5 | FALSE
0.63 MVA 10/0.4 kV | 0.1873 | 1.18 | 1.0794 | 0.63 | 0.4 | 10 | 4 | 150 | Dyn5 | hv | 0 | -2 | 2 | 0 | 2.5 | FALSE

## trafo3w_std_types
| sn_hv_mva | sn_mv_mva | sn_lv_mva | vn_hv_kv | vn_mv_kv | vn_lv_kv | vk_hv_percent | vk_mv_percent | vk_lv_percent | vkr_hv_percent | vkr_mv_percent | vkr_lv_percent | pfe_kw | i0_percent | shift_mv_degree | shift_lv_degree | vector_group | tap_side | tap_neutral | tap_min | tap_max | tap_step_percent
63/25/38 MVA 110/20/10 kV | 63 | 25 | 38 | 110 | 20 | 10 | 10.4 | 10.4 | 10.4 | 0.28 | 0.32 | 0.35 | 35 | 0.89 | 0 | 0 | YN0yn0yn0 | hv | 0 | -10 | 10 | 1.2
63/25/38 MVA 110/10/10 kV | 63 | 25 | 38 | 110 | 10 | 10 | 10.4 | 10.4 | 10.4 | 0.28 | 0.32 | 0.35 | 35 | 0.89 | 0 | 0 | YN0yn0yn0 | hv | 0 | -10 | 10 | 1.2

## fuse_std_types
| fuse_type | i_rated_a | t_avg | t_min | t_total | x_avg | x_min | x_total
HV 100A | HV 100A | 100 | 0 | [10.0, 3.64, 0.854, 0.281, 0.1, 0.0531, 0.022, 0.01] | [10.0, 4.267, 1.21, 0.403, 0.1, 0.058, 0.022, 0.01] | 0 | [300.0, 350.0, 450.0, 550.0, 700.0, 850.0, 1200.0, 1752.0] | [600.0, 700.0, 900.0, 1150.0, 1665.0, 2000.0, 3000.0, 4313.0]
HV 10A | HV 10A | 10 | 0 | [10.0, 1675.0, 0.344, 0.156, 0.1, 0.0417, 0.0171, 0.01] | [10.0, 1.3, 0.3, 0.155, 0.1, 0.0555, 0.023, 0.01] | 0 | [30.0, 32.0, 35.0, 37.0, 39.0, 50.0, 70.0, 88.0] | [60.0, 70.0, 80.0, 87.0, 94.0, 110.0, 150.0, 216.0]
HV 125A | HV 125A | 125 | 0 | [10.0, 1.82, 0.344, 0.1, 0.0467, 0.0269, 0.01] | [10.0, 2.478, 0.426, 0.1, 0.0427, 0.0211, 0.01] | 0 | [375.0, 500.0, 700.0, 925.0, 1200.0, 1500.0, 2341.0] | [750.0, 1000.0, 1500.0, 2200.0, 3000.0, 4000.0, 5765.0]
HV 160A | HV 160A | 160 | 0 | [10.0, 4.15, 1.03, 0.198, 0.1, 0.051, 0.0172, 0.01] | [10.0, 2.3, 0.734, 0.274, 0.1, 0.046, 0.0177, 0.01] | 0 | [480.0, 550.0, 700.0, 1000.0, 1260.0, 1600.0, 2500.0, 3227.0] | [960.0, 1300.0, 1700.0, 2200.0, 2996.0, 4000.0, 6000.0, 7946.0]
HV 16A | HV 16A | 16 | 0 | [10.0, 0.352, 0.164, 0.1, 0.0649, 0.0342, 0.01] | [10.0, 2.34, 0.722, 0.181, 0.1, 0.055, 0.0296, 0.01] | 0 | [48.0, 60.0, 65.0, 71.0, 80.0, 100.0, 162.0] | [96.0, 110.0, 125.0, 150.0, 168.0, 200.0, 250.0, 398.0]
HV 200A | HV 200A | 200 | 0 | [10.0, 4.267, 1.21, 0.403, 0.1, 0.058, 0.022, 0.01] | [10.0, 3.73, 1.654, 0.328, 0.1, 0.0531, 0.019, 0.01] | 0 | [600.0, 700.0, 900.0, 1150.0, 1665.0, 2000.0, 3000.0, 4313.0] | [1200.0, 1500.0, 1800.0, 2700.0, 3960.0, 5000.0, 7500.0, 10620.0]
HV 20A | HV 20A | 20 | 0 | [10.0, 1.3, 0.3, 0.155, 0.1, 0.0555, 0.023, 0.01] | [10.0, 1.3, 0.161, 0.1, 0.0611, 0.0399, 0.0141, 0.01] | 0 | [60.0, 70.0, 80.0, 87.0, 94.0, 110.0, 150.0, 216.0] | [120.0, 150.0, 200.0, 223.0, 260.0, 300.0, 450.0, 532.0]
HV 25A | HV 25A | 25 | 0 | [10.0, 2.512, 0.833, 0.299, 0.1, 0.0372, 0.0223, 0.01] | [10.0, 3.125, 0.597, 0.198, 0.1, 0.0378, 0.022, 0.01] | 0 | [75.0, 82.0, 90.0, 100.0, 124.0, 170.0, 200.0, 289.0] | [150.0, 170.0, 210.0, 250.0, 294.0, 400.0, 500.0, 711.0]
HV 31.5A | HV 31.5A | 31.5 | 0 | [10.0, 2.34, 0.722, 0.181, 0.1, 0.055, 0.0296, 0.01] | [10.0, 2.84, 0.368, 0.164, 0.1, 0.0621, 0.0378, 0.0195, 0.01] | 0 | [95.0, 110.0, 125.0, 150.0, 165.0, 200.0, 250.0, 390.0] | [189.0, 220.0, 300.0, 350.0, 393.0, 450.0, 530.0, 700.0, 960.0]
HV 40A | HV 40A | 40 | 0 | [10.0, 1.3, 0.161, 0.1, 0.0611, 0.0399, 0.0141, 0.01] | [10.0, 2.05, 0.369, 0.198, 0.1, 0.051, 0.0298, 0.01] | 0 | [120.0, 150.0, 200.0, 223.0, 260.0, 300.0, 450.0, 532.0] | [240.0, 300.0, 400.0, 450.0, 530.0, 650.0, 800.0, 1311.0]
HV 50A | HV 50A | 50 | 0 | [10.0, 3.215, 0.597, 0.198, 0.1, 0.0378, 0.022, 0.01] | [10.0, 3.64, 0.854, 0.281, 0.1, 0.0531, 0.022, 0.01] | 0 | [150.0, 170.0, 210.0, 250.0, 294.0, 400.0, 500.0, 711.0] | [300.0, 350.0, 450.0, 550.0, 700.0, 850.0, 1200.0, 1752.0]
HV 6.3A | HV 6.3A | 6.3 | 0 | [10.0, 1.39, 0.344, 0.168, 0.1, 0.056, 0.0263, 0.01] | [10.0, 1.711, 0.516, 0.198, 0.1, 0.0634, 0.0303, 0.01] | 0 | [19.0, 19.5, 20.4, 20.8, 22.0, 25.0, 32.0, 48.0] | [38.0, 40.0, 43.0, 48.0, 53.0, 60.0, 75.0, 118.0]
HV 63A | HV 63A | 63 | 0 | [10.0, 2.84, 0.368, 0.164, 0.1, 0.0621, 0.0378, 0.0195, 0.01] | [10.0, 1.82, 0.344, 0.1, 0.0467, 0.0269, 0.01] | 0 | [189.0, 220.0, 300.0, 350.0, 393.0, 450.0, 530.0, 700.0, 961.0] | [378.0, 500.0, 700.0, 934.0, 1200.0, 1500.0, 2366.0]
HV 80A | HV 80A | 80 | 0 | [10.0, 2.05, 0.369, 0.198, 0.1, 0.051, 0.0298, 0.01] | [10.0, 4.15, 1.03, 0.198, 0.1, 0.051, 0.0172, 0.01] | 0 | [240.0, 300.0, 400.0, 450.0, 530.0, 650.0, 800.0, 1311.0] | [480.0, 550.0, 700.0, 1000.0, 1260.0, 1600.0, 2500.0, 3227.0]
Siemens NH-1-100 | Siemens NH-1-100 | 100 | [5400.0, 2000.0, 400.0, 20.0, 1.0, 0.2, 0.012, 0.004] | 0 | 0 | [150.0, 190.0, 250.0, 430.0, 900.0, 1250.0, 2700.0, 3600.0] | 0 | 0
Siemens NH-1-125 | Siemens NH-1-125 | 125 | [4800.0, 120.0, 7.0, 0.1, 0.004] | 0 | 0 | [180.0, 400.0, 740.0, 2000.0, 4250.0] | 0 | 0
Siemens NH-1-16 | Siemens NH-1-16 | 16 | [4000.0, 400.0, 2.0, 0.1, 0.04, 0.01] | 0 | 0 | [26.0, 35.0, 75.0, 150.0, 200.0, 300.0] | 0 | 0
Siemens NH-1-160 | Siemens NH-1-160 | 160 | [4800.0, 120.0, 7.0, 0.1, 0.004] | 0 | 0 | [210.0, 500.0, 900.0, 2300.0, 5000.0] | 0 | 0
Siemens NH-1-25 | Siemens NH-1-25 | 25 | [4000.0, 1000.0, 10.0, 0.2, 0.02, 0.01] | 0 | 0 | [40.0, 50.0, 100.0, 210.0, 400.0, 500.0] | 0 | 0
Siemens NH-1-50 | Siemens NH-1-50 | 50 | [4000.0, 40.0, 4.0, 1.0, 0.02, 0.01] | 0 | 0 | [86.0, 200.0, 300.0, 400.0, 1000.0, 1280.0] | 0 | 0
Siemens NH-1-63 | Siemens NH-1-63 | 63 | [4000.0, 100.0, 10.0, 2.0, 0.04, 0.01] | 0 | 0 | [100.0, 200.0, 300.0, 400.0, 1000.0, 1500.0] | 0 | 0
Siemens NH-1-80 | Siemens NH-1-80 | 80 | [4800.0, 120.0, 7.0, 0.1, 0.01] | 0 | 0 | [150.58, 250.0, 450.0, 1150.0, 2470.0] | 0 | 0
Siemens NH-2-1000 | Siemens NH-2-1000 | 1000 | [4800.0, 120.0, 7.0, 0.1, 0.004] | 0 | 0 | [1900.0, 3500.0, 8400.0, 24000.0, 52000.0] | 0 | 0
Siemens NH-2-200 | Siemens NH-2-200 | 200 | [4800.0, 120.0, 7.0, 0.1, 0.004] | 0 | 0 | [280.0, 650.0, 1200.0, 3000.0, 7000.0] | 0 | 0
Siemens NH-2-224 | Siemens NH-2-224 | 224 | [4800.0, 120.0, 7.0, 0.2, 0.04, 0.004] | 0 | 0 | [400.0, 750.0, 1453.0, 3025.0, 4315.0, 7600.0] | 0 | 0
Siemens NH-2-250 | Siemens NH-2-250 | 250 | [4800.0, 120.0, 7.0, 0.1, 0.004] | 0 | 0 | [450.0, 800.0, 1650.0, 4000.0, 8500.0] | 0 | 0
Siemens NH-2-315 | Siemens NH-2-315 | 315 | [4800.0, 120.0, 7.0, 0.1, 0.004] | 0 | 0 | [550.0, 920.0, 1900.0, 5000.0, 11000.0] | 0 | 0
Siemens NH-2-355 | Siemens NH-2-355 | 355 | [4800.0, 120.0, 6.0, 0.1, 0.004] | 0 | 0 | [650.0, 1116.27, 2350.0, 5840.0, 12790.0] | 0 | 0
Siemens NH-2-400 | Siemens NH-2-400 | 400 | [4800.0, 120.0, 7.0, 0.1, 0.004] | 0 | 0 | [720.0, 1350.0, 2800.0, 6500.0, 15000.0] | 0 | 0
Siemens NH-2-425 | Siemens NH-2-425 | 425 | [4800.0, 120.0, 7.0, 0.1, 0.004] | 0 | 0 | [850.0, 1500.0, 3050.0, 7500.0, 16500.0] | 0 | 0
Siemens NH-2-630 | Siemens NH-2-630 | 630 | [4800.0, 120.0, 7.0, 0.1, 0.004] | 0 | 0 | [1200.0, 2000.0, 4800.0, 12000.0, 26000.0] | 0 | 0

## res_bus
| vm_pu | va_degree | p_mw | q_mvar
0 | 0.98136 | -0.35799 | 0.0028851 | 0.00072308
1 | 0.98118 | -0.36159 | 0.00081005 | 0.00020302
2 | 0.98166 | -0.35208 | 0.0016721 | 0.00041906
3 | 0.98117 | -0.36168 | 0.0019579 | 0.00049071
4 | 0.98172 | -0.3509 | 0.0031067 | 0.00077862
5 | 0.98101 | -0.36478 | 0.0011022 | 0.00027625
6 | 0.98216 | -0.34237 | 0 | 0
7 | 0.98093 | -0.36636 | 0 | 0
8 | 0.98358 | -0.31456 | 0.0016399 | 0.00041101
9 | 0.98187 | -0.34804 | 0.0066573 | 0.0016685
10 | 0.98917 | -0.20618 | 0.0010967 | 0.00027487
11 | 0.98894 | -0.21069 | 0.00099278 | 0.00024881
12 | 0.99016 | -0.18705 | 0 | 0
13 | 0.98877 | -0.2141 | 0.0020884 | 0.00052341
14 | 0.9918 | -0.1554 | 0 | 0
15 | 0.99009 | -0.18836 | 0.0030604 | 0.00076701
16 | 0.98933 | -0.2032 | 0.0018296 | 0.00045854
17 | 0.98845 | -0.22026 | 0.002027 | 0.00050801
18 | 0.99239 | -0.1441 | 0.0016106 | 0.00040366
19 | 0.99025 | -0.18494 | 0.0020718 | 0.00051923
20 | 0.98912 | -0.20715 | 0.0012014 | 0.00030109
21 | 0.98842 | -0.2209 | 0.0018648 | 0.00046735
22 | 0.99299 | -0.13275 | 0.0026329 | 0.00065986
23 | 0.98754 | -0.23694 | 0.001947 | 0.00048797
24 | 0.98841 | -0.2209 | 0 | 0
25 | 0.98363 | -0.31394 | 0.0056505 | 0.0014162
26 | 0.98351 | -0.31638 | 0.0032839 | 0.00082301
27 | 0.98378 | -0.31097 | 0.0018746 | 0.00046983
28 | 0.98342 | -0.31814 | 0.0014258 | 0.00035734
29 | 0.98392 | -0.30832 | 0.0010212 | 0.00025594
30 | 0.98341 | -0.31824 | 0.001562 | 0.00039148
31 | 0.98407 | -0.30527 | 0.00193 | 0.00048371
32 | 0.98333 | -0.31984 | 0.0028581 | 0.0007163
33 | 0.98444 | -0.29823 | 0.002477 | 0.00062079
34 | 0.98874 | -0.21472 | 0.0020711 | 0.00051907
35 | 0.98882 | -0.21302 | 0.0017113 | 0.00042889
36 | 0.98872 | -0.21498 | 0.0013033 | 0.00032663
37 | 0.98888 | -0.21199 | 0 | 0
38 | 0.98955 | -0.19895 | 0.0052907 | 0.001326
39 | 0.98781 | -0.2325 | 0.0012591 | 0.00031557
40 | 0.99113 | -0.16867 | 0.0010966 | 0.00027485
41 | 0.98596 | -0.2684 | 0.0010887 | 0.00027285
42 | 0.98832 | -0.22278 | 0.0018323 | 0.00045923
43 | 0.98819 | -0.22513 | 0.0017533 | 0.00043942
44 | 0.98819 | -0.22531 | 0.0023918 | 0.00059944
45 | 0.98741 | -0.24032 | 0.003208 | 0.00080401
46 | 0.98732 | -0.24211 | 0.001685 | 0.00042229
47 | 0.98659 | -0.25619 | 0.0020725 | 0.00051943
48 | 0.98333 | -0.31987 | 0.0037681 | 0.00094437
49 | 0.98642 | -0.25847 | 0 | 0
50 | 0.98368 | -0.31129 | 0 | 0
51 | 0.98621 | -0.26248 | 0.0013116 | 0.00032872
52 | 0.97286 | -0.5227 | 0.0053205 | 0.0013334
53 | 0.97151 | -0.54933 | 0.09002 | 0.022561
54 | 0.974 | -0.50006 | 0 | 0
55 | 0.97725 | -0.4364 | 0.0079942 | 0.0020035
56 | 0.97282 | -0.52341 | 0 | 0
57 | 0.97806 | -0.42057 | 0.0055208 | 0.0013836
58 | 0.97247 | -0.53034 | 0.02756 | 0.0069071
59 | 0.97868 | -0.40847 | 0 | 0
60 | 0.97954 | -0.39359 | 0.0010386 | 0.0002603
61 | 0.97955 | -0.39344 | 0.0011694 | 0.00029308
62 | 0.97957 | -0.3931 | 0.00084458 | 0.00021167
63 | 0.9806 | -0.37287 | 0.0015322 | 0.00038401
64 | 0.9806 | -0.37285 | 0.0016025 | 0.00040164
65 | 0.97961 | -0.39238 | 0.00077038 | 0.00019308
66 | 0.98066 | -0.37162 | 0 | 0
67 | 0.97967 | -0.39117 | 0 | 0
68 | 0.98058 | -0.37331 | 0.0014537 | 0.00036433
69 | 0.98114 | -0.36227 | 0 | 0
70 | 0.98484 | -0.29025 | 0.0022464 | 0.00056301
71 | 0.98505 | -0.28622 | 0.0011812 | 0.00029604
72 | 0.98538 | -0.27972 | 0 | 0
73 | 0.98627 | -0.26254 | 0.0024386 | 0.00061118
74 | 0.98526 | -0.2822 | 0.0031792 | 0.00079678
75 | 0.98086 | -0.3679 | 0.0014606 | 0.00036607
76 | 0.98085 | -0.36799 | 0.00128 | 0.00032079
77 | 0.98079 | -0.36924 | 0.0017518 | 0.00043904
78 | 0.98092 | -0.36658 | 0.0012769 | 0.00032001
79 | 0.98078 | -0.3693 | 0.0015645 | 0.0003921
80 | 0.98549 | -0.27744 | 0.0011823 | 0.00029632
81 | 0.98551 | -0.27707 | 0 | 0
82 | 0.99394 | -0.11465 | 0.00215 | 0.00053883
83 | 0.99403 | -0.11293 | 0.0010351 | 0.00025942
84 | 0.99551 | -0.08475 | 0 | 0
85 | 0.99891 | -0.020516 | 0.0035775 | 0.00089661
86 | 0.99528 | -0.089271 | 0.0015628 | 0.00039167
87 | 0.999 | -0.018736 | 0.0018337 | 0.00045956
88 | 0.99423 | -0.10927 | 0.002714 | 0.00068019
89 | 0.97971 | -0.39041 | 0.00073089 | 0.00018318
90 | 0.97964 | -0.39167 | 0.00052607 | 0.00013184
91 | 0.97984 | -0.3878 | 0.0015995 | 0.00040087
92 | 0.97964 | -0.39168 | 0.00082701 | 0.00020727
93 | 0.97998 | -0.38504 | 0 | 0
94 | 0.98092 | -0.36478 | 0.0018765 | 0.00047029
95 | 0.98249 | -0.33437 | 0.0064637 | 0.00162
96 | 0.98029 | -0.377 | 0 | 0
97 | 0.98023 | -0.37832 | 0 | 0
98 | 0.98015 | -0.37987 | 0.01452 | 0.0036391
99 | 0.98367 | -0.3114 | 0 | 0
100 | 0.98011 | -0.38055 | 0.0064245 | 0.0016101
101 | 0.98002 | -0.38238 | 0.0020943 | 0.00052488
102 | 0.98018 | -0.37921 | 0.0032364 | 0.00081111
103 | 0.97961 | -0.3904 | 0.0045742 | 0.0011464
104 | 0.98363 | -0.31218 | 0 | 0
105 | 0.97993 | -0.38414 | 0.00086266 | 0.0002162
106 | 0.97883 | -0.40554 | 0 | 0
107 | 0.99267 | -0.13915 | 0.0024462 | 0.00061307
108 | 0.99305 | -0.13188 | 0.0021766 | 0.0005455
109 | 0.99138 | -0.1638 | 0.0048249 | 0.0012092
110 | 0.98592 | -0.26814 | 0.001027 | 0.0002574
111 | 0.98593 | -0.26794 | 0 | 0
112 | 0.98596 | -0.26738 | 0.0016285 | 0.00040815
113 | 0.98587 | -0.26909 | 0.0014154 | 0.00035473
114 | 0.98586 | -0.26936 | 0.0017275 | 0.00043296
115 | 0.98469 | -0.29309 | 0.0016433 | 0.00041185
116 | 0.97993 | -0.38421 | 0.0030408 | 0.00076209
117 | 0.97987 | -0.38724 | 0.00059338 | 0.00014871
118 | 0.9799 | -0.38651 | 0.0028291 | 0.00070905
119 | 0.9797 | -0.39061 | 0 | 0
120 | 0.97948 | -0.39479 | 0 | 0
121 | 0.98027 | -0.37944 | 0.0016382 | 0.00041058
122 | 0.97942 | -0.39599 | 0.0025444 | 0.00063769
123 | 0.97938 | -0.39677 | 0.0025443 | 0.00063766
124 | 0.97813 | -0.41931 | 0.00089256 | 0.0002237
125 | 0.97811 | -0.41959 | 0.00076821 | 0.00019253
126 | 0.97796 | -0.42264 | 0.0008822 | 0.0002211
127 | 0.98091 | -0.36689 | 0.0017971 | 0.00045039
128 | 0.98056 | -0.37361 | 0.0011969 | 0.00029998
129 | 0.98004 | -0.38385 | 0 | 0
130 | 0.97734 | -0.43487 | 0.004264 | 0.0010687
131 | 0.97749 | -0.43183 | 0.00089361 | 0.00022396
132 | 0.97728 | -0.43596 | 0.0063769 | 0.0015982
133 | 0.97771 | -0.42747 | 0 | 0
134 | 0.97782 | -0.42543 | 0.0017749 | 0.00044482
135 | 1 | 0 | -0.4066 | -0.10432
136 | 0.98362 | -0.31237 | 0.0010573 | 0.000265
137 | 0.97908 | -0.40267 | 0.0028365 | 0.00071089
138 | 0.97893 | -0.40553 | 0 | 0
139 | 0.97948 | -0.39482 | 0 | 0
140 | 0.9789 | -0.4063 | 0.0021958 | 0.00055031
141 | 0.97962 | -0.39205 | 0 | 0
142 | 0.9788 | -0.40818 | 0.0016819 | 0.00042152
143 | 0.97958 | -0.39283 | 0.0021981 | 0.00055089
144 | 0.97873 | -0.40957 | 0.0020017 | 0.00050168
145 | 0.98724 | -0.24378 | 0.0022539 | 0.00056488
146 | 0.98744 | -0.23989 | 0.00351 | 0.00087969
147 | 0.9871 | -0.24651 | 0.010885 | 0.0027281
148 | 0.98776 | -0.23369 | 0 | 0
149 | 0.97866 | -0.41095 | 0.0048314 | 0.0012109
150 | 0.99998 | 149.9956 | 0 | 0

## res_line
| p_from_mw | q_from_mvar | p_to_mw | q_to_mvar | pl_mw | ql_mvar | i_from_ka | i_to_ka | i_ka | vm_from_pu | va_from_degree | vm_to_pu | va_to_degree | loading_percent
0 | 0.011208 | 0.0028096 | -0.011207 | -0.0028086 | 1.9211e-06 | 1.0055e-06 | 0.016995 | 0.016995 | 0.016995 | 0.98136 | -0.35799 | 0.98118 | -0.36159 | 4.6691
1 | -0.014094 | -0.0035327 | 0.014098 | 0.0035349 | 3.9737e-06 | 2.2499e-06 | 0.02137 | 0.02137 | 0.02137 | 0.98136 | -0.35799 | 0.98166 | -0.35208 | 5.8709
2 | 0.010396 | 0.0026056 | -0.010396 | -0.0026056 | 4.3858e-08 | 2.2127e-08 | 0.015767 | 0.015767 | 0.015767 | 0.98118 | -0.36159 | 0.98117 | -0.36168 | 4.3316
3 | -0.01577 | -0.003954 | 0.015771 | 0.0039545 | 8.8202e-07 | 5.1245e-07 | 0.023904 | 0.023904 | 0.023904 | 0.98166 | -0.35208 | 0.98172 | -0.3509 | 6.5671
4 | 0.0084385 | 0.0021148 | -0.0084372 | -0.0021143 | 1.2479e-06 | 5.4209e-07 | 0.012798 | 0.012798 | 0.012798 | 0.98117 | -0.36168 | 0.98101 | -0.36478 | 3.5158
5 | -0.018877 | -0.0047331 | 0.018885 | 0.0047377 | 7.6787e-06 | 4.598e-06 | 0.028613 | 0.028613 | 0.028613 | 0.98172 | -0.3509 | 0.98216 | -0.34237 | 7.8608
6 | 0.007335 | 0.0018381 | -0.0073345 | -0.0018379 | 5.5101e-07 | 2.0278e-07 | 0.011126 | 0.011126 | 0.011126 | 0.98101 | -0.36478 | 0.98093 | -0.36636 | 3.0565
7 | -0.066627 | -0.016735 | 0.066716 | 0.016791 | 8.8555e-05 | 5.6381e-05 | 0.10096 | 0.10096 | 0.10096 | 0.98216 | -0.34237 | 0.98358 | -0.31456 | 27.7352
8 | 0.047742 | 0.011997 | -0.047729 | -0.011989 | 1.2921e-05 | 8.1863e-06 | 0.072343 | 0.072343 | 0.072343 | 0.98216 | -0.34237 | 0.98187 | -0.34804 | 19.8744
9 | 0.0012769 | 0.0003199 | -0.0012769 | -0.00032001 | 1.3132e-08 | -1.0943e-07 | 0.0019369 | 0.0019369 | 0.0019369 | 0.98093 | -0.36636 | 0.98092 | -0.36658 | 0.53213
10 | 0.0060576 | 0.001518 | -0.0060571 | -0.0015178 | 4.4396e-07 | 1.0715e-07 | 0.0091889 | 0.009189 | 0.009189 | 0.98093 | -0.36636 | 0.98086 | -0.3679 | 2.5244
11 | -0.068356 | -0.017202 | 0.068426 | 0.017247 | 7.0193e-05 | 4.4701e-05 | 0.10344 | 0.10344 | 0.10344 | 0.98358 | -0.31456 | 0.98469 | -0.29309 | 28.4167
12 | 0.041072 | 0.010321 | -0.041044 | -0.010303 | 2.7881e-05 | 1.7601e-05 | 0.062254 | 0.062254 | 0.062254 | 0.98187 | -0.34804 | 0.98114 | -0.36227 | 17.1027
13 | 0.023656 | 0.0059405 | -0.023651 | -0.0059374 | 5.0812e-06 | 3.1147e-06 | 0.03559 | 0.035591 | 0.035591 | 0.98917 | -0.20618 | 0.98894 | -0.21069 | 9.7776
14 | -0.024753 | -0.0062154 | 0.024776 | 0.0062293 | 2.2612e-05 | 1.3913e-05 | 0.03724 | 0.03724 | 0.03724 | 0.98917 | -0.20618 | 0.99016 | -0.18705 | 10.2309
15 | 0.022659 | 0.0056886 | -0.022655 | -0.0056863 | 3.6861e-06 | 2.2506e-06 | 0.034097 | 0.034097 | 0.034097 | 0.98894 | -0.21069 | 0.98877 | -0.2141 | 9.3672
16 | -0.078937 | -0.019888 | 0.079056 | 0.019964 | 0.00011972 | 7.633e-05 | 0.11866 | 0.11866 | 0.11866 | 0.99016 | -0.18705 | 0.9918 | -0.1554 | 32.5998
17 | 0.0030606 | 0.00076683 | -0.0030604 | -0.00076701 | 1.9068e-07 | -1.8711e-07 | 0.0045994 | 0.0045995 | 0.0045995 | 0.99016 | -0.18705 | 0.99009 | -0.18836 | 1.2636
18 | 0.0511 | 0.012892 | -0.051061 | -0.012867 | 3.9477e-05 | 2.5036e-05 | 0.076824 | 0.076824 | 0.076824 | 0.99016 | -0.18705 | 0.98933 | -0.2032 | 21.1055
19 | 0.020566 | 0.0051629 | -0.02056 | -0.0051593 | 6.0467e-06 | 3.6541e-06 | 0.030954 | 0.030954 | 0.030954 | 0.98877 | -0.2141 | 0.98845 | -0.22026 | 8.5038
20 | -0.28983 | -0.074017 | 0.28998 | 0.074118 | 0.00015837 | 0.0001009 | 0.43532 | 0.43532 | 0.43532 | 0.9918 | -0.1554 | 0.99239 | -0.1441 | 29.8985
21 | 0.21077 | 0.054052 | -0.21047 | -0.053861 | 0.00030147 | 0.00019129 | 0.31666 | 0.31666 | 0.31666 | 0.9918 | -0.1554 | 0.99025 | -0.18494 | 21.7487
22 | 0.049231 | 0.012408 | -0.049222 | -0.012403 | 9.2937e-06 | 5.89e-06 | 0.074072 | 0.074072 | 0.074072 | 0.98933 | -0.2032 | 0.98912 | -0.20715 | 20.3495
23 | 0.018533 | 0.0046513 | -0.018533 | -0.0046509 | 5.635e-07 | 3.359e-07 | 0.027902 | 0.027902 | 0.027902 | 0.98845 | -0.22026 | 0.98842 | -0.2209 | 7.6655
24 | -0.29159 | -0.074521 | 0.29176 | 0.074623 | 0.0001602 | 0.00010207 | 0.43774 | 0.43774 | 0.43774 | 0.99239 | -0.1441 | 0.99299 | -0.13275 | 30.0644
25 | 0.2084 | 0.053342 | -0.20787 | -0.05301 | 0.00052334 | 0.00033202 | 0.31355 | 0.31355 | 0.31355 | 0.99025 | -0.18494 | 0.98754 | -0.23694 | 21.5349
26 | 0.04802 | 0.012101 | -0.047989 | -0.012081 | 3.1577e-05 | 2.0003e-05 | 0.072265 | 0.072265 | 0.072265 | 0.98912 | -0.20715 | 0.98841 | -0.2209 | 19.853
27 | 0.016668 | 0.0041836 | -0.016658 | -0.0041776 | 1.0164e-05 | 5.9537e-06 | 0.025095 | 0.025095 | 0.025095 | 0.98842 | -0.2209 | 0.98776 | -0.23369 | 6.8943
28 | -0.29439 | -0.075283 | 0.29465 | 0.075448 | 0.00025808 | 0.00016444 | 0.44168 | 0.44168 | 0.44168 | 0.99299 | -0.13275 | 0.99394 | -0.11465 | 30.3354
29 | 0.20593 | 0.052522 | -0.20571 | -0.052386 | 0.00021389 | 0.00013568 | 0.31062 | 0.31062 | 0.31062 | 0.98754 | -0.23694 | 0.98642 | -0.25847 | 21.3335
30 | 0.04201 | 0.010583 | -0.041972 | -0.010559 | 3.8972e-05 | 2.461e-05 | 0.063265 | 0.063265 | 0.063265 | 0.98841 | -0.2209 | 0.98741 | -0.24032 | 17.3804
31 | 0.0059784 | 0.001498 | -0.0059779 | -0.0014979 | 5.3437e-07 | 1.1655e-07 | 0.0090002 | 0.0090003 | 0.0090003 | 0.98841 | -0.2209 | 0.98832 | -0.22278 | 2.4726
32 | 0.012901 | 0.0032339 | -0.012899 | -0.0032331 | 1.5032e-06 | 8.2849e-07 | 0.019516 | 0.019516 | 0.019516 | 0.98363 | -0.31394 | 0.98351 | -0.31638 | 5.3616
33 | -0.018551 | -0.00465 | 0.018554 | 0.0046516 | 2.6261e-06 | 1.5678e-06 | 0.028064 | 0.028064 | 0.028064 | 0.98363 | -0.31394 | 0.98378 | -0.31097 | 7.7099
34 | 0.0096153 | 0.00241 | -0.0096145 | -0.0024097 | 8.0586e-07 | 3.8691e-07 | 0.014548 | 0.014548 | 0.014548 | 0.98351 | -0.31638 | 0.98342 | -0.31814 | 3.9967
35 | -0.020428 | -0.0051214 | 0.020431 | 0.005123 | 2.5765e-06 | 1.5576e-06 | 0.0309 | 0.0309 | 0.0309 | 0.98378 | -0.31097 | 0.98392 | -0.30832 | 8.4889
36 | 0.0081887 | 0.0020523 | -0.0081887 | -0.0020523 | 3.9183e-08 | 1.6442e-08 | 0.01239 | 0.01239 | 0.01239 | 0.98342 | -0.31814 | 0.98341 | -0.31824 | 3.404
37 | -0.021452 | -0.0053789 | 0.021455 | 0.0053808 | 3.1145e-06 | 1.8931e-06 | 0.032444 | 0.032444 | 0.032444 | 0.98392 | -0.30832 | 0.98407 | -0.30527 | 8.9132
38 | 0.0066267 | 0.0016608 | -0.0066261 | -0.0016607 | 5.0353e-07 | 1.5282e-07 | 0.010027 | 0.010027 | 0.010027 | 0.98341 | -0.31824 | 0.98333 | -0.31984 | 2.7547
39 | -0.023385 | -0.0058645 | 0.023393 | 0.0058693 | 7.8487e-06 | 4.8104e-06 | 0.035362 | 0.035362 | 0.035362 | 0.98407 | -0.30527 | 0.98444 | -0.29823 | 9.7149
40 | 0.0037681 | 0.00094437 | -0.0037681 | -0.00094437 | 5.3126e-09 | -2.1274e-09 | 0.005702 | 0.005702 | 0.005702 | 0.98333 | -0.31984 | 0.98333 | -0.31987 | 1.5665
41 | -0.02587 | -0.0064901 | 0.02588 | 0.0064962 | 9.845e-06 | 6.0825e-06 | 0.039106 | 0.039106 | 0.039106 | 0.98444 | -0.29823 | 0.98484 | -0.29025 | 10.7435
42 | -0.0033744 | -0.00084556 | 0.0033747 | 0.00084538 | 2.7393e-07 | -1.8801e-07 | 0.0050783 | 0.0050782 | 0.0050783 | 0.98874 | -0.21472 | 0.98882 | -0.21302 | 1.3951
43 | 0.0013033 | 0.0003265 | -0.0013033 | -0.00032663 | 1.6037e-08 | -1.3231e-07 | 0.0019613 | 0.0019614 | 0.0019614 | 0.98874 | -0.21472 | 0.98872 | -0.21498 | 0.53884
44 | -0.0050859 | -0.0012743 | 0.0050862 | 0.0012743 | 2.4982e-07 | 1.398e-08 | 0.0076533 | 0.0076533 | 0.0076533 | 0.98882 | -0.21302 | 0.98888 | -0.21199 | 2.1026
45 | -0.078966 | -0.019997 | 0.079016 | 0.020028 | 4.9481e-05 | 3.1548e-05 | 0.1189 | 0.1189 | 0.1189 | 0.98888 | -0.21199 | 0.98955 | -0.19895 | 32.6643
46 | 0.07388 | 0.018722 | -0.073807 | -0.018676 | 7.2743e-05 | 4.6355e-05 | 0.11124 | 0.11124 | 0.11124 | 0.98888 | -0.21199 | 0.98781 | -0.2325 | 30.5618
47 | -0.084306 | -0.021354 | 0.084429 | 0.021433 | 0.0001228 | 7.8329e-05 | 0.12685 | 0.12685 | 0.12685 | 0.98955 | -0.19895 | 0.99113 | -0.16867 | 34.8499
48 | 0.072548 | 0.01836 | -0.072423 | -0.018281 | 0.00012476 | 7.9493e-05 | 0.10935 | 0.10935 | 0.10935 | 0.98781 | -0.2325 | 0.98596 | -0.2684 | 30.0407
49 | -0.085526 | -0.021707 | 0.085546 | 0.02172 | 2.0038e-05 | 1.2782e-05 | 0.1285 | 0.1285 | 0.1285 | 0.99113 | -0.16867 | 0.99138 | -0.1638 | 35.3022
50 | 0.071335 | 0.018008 | -0.071305 | -0.017989 | 2.9627e-05 | 1.8875e-05 | 0.10771 | 0.10771 | 0.10771 | 0.98596 | -0.2684 | 0.98551 | -0.27707 | 29.5893
51 | 0.0041456 | 0.0010387 | -0.0041451 | -0.0010388 | 4.6505e-07 | -1.1025e-07 | 0.0062415 | 0.0062416 | 0.0062416 | 0.98832 | -0.22278 | 0.98819 | -0.22513 | 1.7147
52 | 0.0023918 | 0.0005994 | -0.0023918 | -0.00059944 | 2.014e-08 | -4.0154e-08 | 0.0036015 | 0.0036016 | 0.0036016 | 0.98819 | -0.22513 | 0.98819 | -0.22531 | 0.98944
53 | 0.038763 | 0.0097548 | -0.03876 | -0.0097527 | 3.3123e-06 | 2.0868e-06 | 0.05843 | 0.05843 | 0.05843 | 0.98741 | -0.24032 | 0.98732 | -0.24211 | 16.0523
54 | 0.037075 | 0.0093304 | -0.03705 | -0.0093147 | 2.4944e-05 | 1.5692e-05 | 0.055891 | 0.055891 | 0.055891 | 0.98732 | -0.24211 | 0.98659 | -0.25619 | 15.3546
55 | 0.034978 | 0.0087953 | -0.034967 | -0.0087886 | 1.0599e-05 | 6.654e-06 | 0.052765 | 0.052765 | 0.052765 | 0.98659 | -0.25619 | 0.98627 | -0.26254 | 14.4959
56 | 0.1986 | 0.050604 | -0.19809 | -0.050284 | 0.0005048 | 0.00032002 | 0.29989 | 0.29989 | 0.29989 | 0.98642 | -0.25847 | 0.98368 | -0.31129 | 20.5966
57 | 0.0071131 | 0.0017823 | -0.0071118 | -0.0017818 | 1.3572e-06 | 4.6744e-07 | 0.01073 | 0.01073 | 0.01073 | 0.98642 | -0.25847 | 0.98621 | -0.26248 | 2.9479
58 | 0.0010574 | 0.00026432 | -0.0010574 | -0.00026438 | 5.286e-09 | -6.6576e-08 | 0.0015993 | 0.0015993 | 0.0015993 | 0.98368 | -0.31129 | 0.98367 | -0.3114 | 0.43937
59 | 0.19704 | 0.050019 | -0.19682 | -0.049881 | 0.00021853 | 0.00013853 | 0.29829 | 0.29829 | 0.29829 | 0.98368 | -0.31129 | 0.98249 | -0.33437 | 20.4868
60 | 0.0058001 | 0.0014531 | -0.0057988 | -0.0014528 | 1.3529e-06 | 2.6491e-07 | 0.0087512 | 0.0087514 | 0.0087514 | 0.98621 | -0.26248 | 0.98596 | -0.26738 | 2.4042
61 | 0.090134 | 0.022634 | -0.09002 | -0.022561 | 0.00011436 | 7.299e-05 | 0.13788 | 0.13788 | 0.13788 | 0.97286 | -0.5227 | 0.97151 | -0.54933 | 37.8788
62 | -0.095454 | -0.023967 | 0.095558 | 0.024033 | 0.0001032 | 6.5887e-05 | 0.14602 | 0.14602 | 0.14602 | 0.97286 | -0.5227 | 0.974 | -0.50006 | 40.1145
63 | -0.12316 | -0.030964 | 0.12353 | 0.031203 | 0.00037569 | 0.00023903 | 0.18819 | 0.18819 | 0.18819 | 0.974 | -0.50006 | 0.97725 | -0.4364 | 25.8497
64 | 0.0276 | 0.0069302 | -0.027569 | -0.0069128 | 3.0704e-05 | 1.7361e-05 | 0.042169 | 0.04217 | 0.04217 | 0.974 | -0.50006 | 0.97282 | -0.52341 | 5.7926
65 | -0.13153 | -0.033206 | 0.13163 | 0.033269 | 9.9771e-05 | 6.2524e-05 | 0.20036 | 0.20036 | 0.20036 | 0.97725 | -0.4364 | 0.97806 | -0.42057 | 13.7609
66 | 0.027569 | 0.0069128 | -0.02756 | -0.0069071 | 9.1095e-06 | 5.6606e-06 | 0.04217 | 0.04217 | 0.04217 | 0.97282 | -0.52341 | 0.97247 | -0.53034 | 11.5853
67 | -0.13715 | -0.034652 | 0.13723 | 0.034702 | 7.9612e-05 | 4.9973e-05 | 0.20876 | 0.20876 | 0.20876 | 0.97806 | -0.42057 | 0.97868 | -0.40847 | 14.3377
68 | -0.1531 | -0.038685 | 0.15312 | 0.038699 | 2.1498e-05 | 1.3546e-05 | 0.23289 | 0.23289 | 0.23289 | 0.97868 | -0.40847 | 0.97883 | -0.40554 | 15.995
69 | 0.01587 | 0.0039828 | -0.015862 | -0.003978 | 8.1943e-06 | 4.7731e-06 | 0.024131 | 0.024131 | 0.024131 | 0.97868 | -0.40847 | 0.97813 | -0.41931 | 6.6295
70 | -0.0010386 | -0.0002603 | 0.0010386 | 0.00026021 | 7.2497e-09 | -9.3124e-08 | 0.0015778 | 0.0015777 | 0.0015778 | 0.97954 | -0.39359 | 0.97955 | -0.39344 | 0.43345
71 | -0.002208 | -0.00055329 | 0.0022081 | 0.00055321 | 3.6146e-08 | -8.4721e-08 | 0.0033542 | 0.0033541 | 0.0033542 | 0.97955 | -0.39344 | 0.97957 | -0.3931 | 0.92147
72 | -0.0030527 | -0.00076488 | 0.0030528 | 0.00076478 | 1.0462e-07 | -9.6381e-08 | 0.0046371 | 0.004637 | 0.0046371 | 0.97957 | -0.3931 | 0.97961 | -0.39238 | 1.2739
73 | -0.0015322 | -0.00038401 | 0.0015322 | 0.000384 | 1.5925e-09 | -8.8907e-09 | 0.0023251 | 0.0023251 | 0.0023251 | 0.9806 | -0.37287 | 0.9806 | -0.37285 | 0.63876
74 | -0.0031348 | -0.00078564 | 0.003135 | 0.00078548 | 1.8396e-07 | -1.5578e-07 | 0.0047569 | 0.0047568 | 0.0047569 | 0.9806 | -0.37285 | 0.98066 | -0.37162 | 1.3068
75 | -0.0038231 | -0.00095786 | 0.0038234 | 0.00095778 | 2.2073e-07 | -7.8488e-08 | 0.0058072 | 0.0058071 | 0.0058072 | 0.97961 | -0.39238 | 0.97967 | -0.39117 | 1.5954
76 | 0.019126 | 0.0047961 | -0.019124 | -0.0047952 | 1.5476e-06 | 9.2862e-07 | 0.029022 | 0.029022 | 0.029022 | 0.98066 | -0.37162 | 0.98058 | -0.37331 | 7.973
77 | -0.022261 | -0.0055816 | 0.022271 | 0.0055876 | 9.9163e-06 | 6.0539e-06 | 0.033779 | 0.033778 | 0.033779 | 0.98066 | -0.37162 | 0.98114 | -0.36227 | 9.2798
78 | -0.0051765 | -0.0012967 | 0.0051767 | 0.0012967 | 1.872e-07 | 1.8121e-08 | 0.0078623 | 0.0078623 | 0.0078623 | 0.97967 | -0.39117 | 0.97971 | -0.39041 | 2.16
79 | 0.0013531 | 0.00033887 | -0.0013531 | -0.00033911 | 3.2462e-08 | -2.3727e-07 | 0.0020552 | 0.0020552 | 0.0020552 | 0.97967 | -0.39117 | 0.97964 | -0.39167 | 0.56463
80 | 0.017671 | 0.0044308 | -0.017666 | -0.0044278 | 5.1569e-06 | 3.0593e-06 | 0.026816 | 0.026816 | 0.026816 | 0.98058 | -0.37331 | 0.98027 | -0.37944 | 7.367
81 | 0.018773 | 0.0047154 | -0.018769 | -0.0047129 | 4.1392e-06 | 2.4772e-06 | 0.028475 | 0.028476 | 0.028476 | 0.98114 | -0.36227 | 0.98091 | -0.36689 | 7.8229
82 | -0.028127 | -0.0070592 | 0.028132 | 0.0070626 | 5.4164e-06 | 3.3647e-06 | 0.0425 | 0.0425 | 0.0425 | 0.98484 | -0.29025 | 0.98505 | -0.28622 | 11.6759
83 | -0.029313 | -0.0073586 | 0.029322 | 0.0073643 | 9.089e-06 | 5.6596e-06 | 0.044285 | 0.044285 | 0.044285 | 0.98505 | -0.28622 | 0.98538 | -0.27972 | 12.1661
84 | -0.032502 | -0.0081608 | 0.032528 | 0.0081774 | 2.6658e-05 | 1.6685e-05 | 0.049086 | 0.049086 | 0.049086 | 0.98538 | -0.27972 | 0.98627 | -0.26254 | 13.4851
85 | 0.0031796 | 0.00079647 | -0.0031792 | -0.00079678 | 3.7545e-07 | -3.1287e-07 | 0.0048013 | 0.0048015 | 0.0048015 | 0.98538 | -0.27972 | 0.98526 | -0.2822 | 1.3191
86 | 0.0045965 | 0.0011518 | -0.0045965 | -0.0011518 | 1.9041e-08 | -9.9399e-10 | 0.0069731 | 0.0069731 | 0.0069731 | 0.98086 | -0.3679 | 0.98085 | -0.36799 | 1.9157
87 | 0.0033165 | 0.00083099 | -0.0033163 | -0.00083112 | 1.9796e-07 | -1.3649e-07 | 0.0050313 | 0.0050314 | 0.0050314 | 0.98085 | -0.36799 | 0.98079 | -0.36924 | 1.3823
88 | 0.0015645 | 0.00039208 | -0.0015645 | -0.0003921 | 4.4433e-09 | -2.3697e-08 | 0.0023736 | 0.0023736 | 0.0023736 | 0.98079 | -0.36924 | 0.98078 | -0.3693 | 0.6521
89 | -0.0011823 | -0.00029632 | 0.0011824 | 0.00029612 | 2.0551e-08 | -2.0595e-07 | 0.0017852 | 0.0017852 | 0.0017852 | 0.98549 | -0.27744 | 0.98551 | -0.27707 | 0.49045
90 | 0.070123 | 0.017693 | -0.070069 | -0.017659 | 5.375e-05 | 3.4237e-05 | 0.10592 | 0.10592 | 0.10592 | 0.98551 | -0.27707 | 0.98469 | -0.29309 | 29.0989
91 | -0.2968 | -0.075986 | 0.29682 | 0.076002 | 2.4733e-05 | 1.576e-05 | 0.4449 | 0.4449 | 0.4449 | 0.99394 | -0.11465 | 0.99403 | -0.11293 | 30.5564
92 | -0.29786 | -0.076262 | 0.29826 | 0.076521 | 0.00040709 | 0.00025941 | 0.44645 | 0.44645 | 0.44645 | 0.99403 | -0.11293 | 0.99551 | -0.08475 | 30.6628
93 | -0.39789 | -0.10191 | 0.39914 | 0.1027 | 0.0012425 | 0.00079323 | 0.59552 | 0.59552 | 0.59552 | 0.99551 | -0.08475 | 0.99891 | -0.020516 | 40.901
94 | 0.09963 | 0.025389 | -0.099608 | -0.025376 | 2.1732e-05 | 1.3875e-05 | 0.14907 | 0.14907 | 0.14907 | 0.99551 | -0.08475 | 0.99528 | -0.089271 | 40.9528
95 | -0.40271 | -0.1036 | 0.40275 | 0.10362 | 3.4852e-05 | 2.2251e-05 | 0.60085 | 0.60085 | 0.60085 | 0.99891 | -0.020516 | 0.999 | -0.018736 | 41.2669
96 | 0.098046 | 0.024984 | -0.097951 | -0.024924 | 9.4497e-05 | 6.0326e-05 | 0.14673 | 0.14673 | 0.14673 | 0.99528 | -0.089271 | 0.99423 | -0.10927 | 40.311
97 | -0.40458 | -0.10408 | 0.40495 | 0.10432 | 0.00036891 | 0.00023554 | 0.60358 | 0.60358 | 0.60358 | 0.999 | -0.018736 | 1 | 0 | 41.4545
98 | 0.095237 | 0.024243 | -0.095133 | -0.024177 | 0.00010373 | 6.6209e-05 | 0.14267 | 0.14267 | 0.14267 | 0.99423 | -0.10927 | 0.99305 | -0.13188 | 39.1951
99 | -0.0059075 | -0.0014798 | 0.0059083 | 0.00148 | 7.3512e-07 | 1.638e-07 | 0.0089724 | 0.0089722 | 0.0089724 | 0.97971 | -0.39041 | 0.97984 | -0.3878 | 2.4649
100 | 0.00082701 | 0.00020726 | -0.00082701 | -0.00020727 | 2.2737e-10 | -4.6837e-09 | 0.0012562 | 0.0012562 | 0.0012562 | 0.97964 | -0.39167 | 0.97964 | -0.39168 | 0.34511
101 | -0.0075078 | -0.0018809 | 0.0075088 | 0.0018813 | 9.8376e-07 | 3.7537e-07 | 0.011401 | 0.011401 | 0.011401 | 0.97984 | -0.3878 | 0.97998 | -0.38504 | 3.1322
102 | -0.016023 | -0.0040147 | 0.016027 | 0.0040172 | 4.2792e-06 | 2.4957e-06 | 0.024329 | 0.024329 | 0.024329 | 0.97998 | -0.38504 | 0.98027 | -0.37944 | 6.6839
103 | 0.0085142 | 0.0021334 | -0.0085137 | -0.0021332 | 5.9596e-07 | 2.6162e-07 | 0.012928 | 0.012928 | 0.012928 | 0.97998 | -0.38504 | 0.9799 | -0.38651 | 3.5517
104 | -0.19008 | -0.048085 | 0.19035 | 0.048261 | 0.00027774 | 0.00017595 | 0.2885 | 0.2885 | 0.2885 | 0.98092 | -0.36478 | 0.98249 | -0.33437 | 19.8145
105 | 0.1882 | 0.047615 | -0.18809 | -0.047545 | 0.0001103 | 6.9865e-05 | 0.28565 | 0.28565 | 0.28565 | 0.98092 | -0.36478 | 0.98029 | -0.377 | 19.619
106 | 0.015662 | 0.0039252 | -0.015661 | -0.0039247 | 9.8321e-07 | 5.7077e-07 | 0.023774 | 0.023774 | 0.023774 | 0.98029 | -0.377 | 0.98023 | -0.37832 | 6.5312
107 | 0.17243 | 0.043619 | -0.1724 | -0.043604 | 2.3739e-05 | 1.5007e-05 | 0.26188 | 0.26188 | 0.26188 | 0.98029 | -0.377 | 0.98015 | -0.37987 | 17.9862
108 | 0.0064251 | 0.0016103 | -0.0064245 | -0.0016101 | 6.8191e-07 | 1.955e-07 | 0.0097536 | 0.0097537 | 0.0097537 | 0.98023 | -0.37832 | 0.98011 | -0.38055 | 2.6796
109 | 0.0059993 | 0.0015033 | -0.0059981 | -0.0015031 | 1.161e-06 | 2.7259e-07 | 0.009107 | 0.0091072 | 0.0091072 | 0.98023 | -0.37832 | 0.98002 | -0.38238 | 2.502
110 | 0.0032365 | 0.000811 | -0.0032364 | -0.00081111 | 1.3779e-07 | -1.0369e-07 | 0.004913 | 0.0049131 | 0.0049131 | 0.98023 | -0.37832 | 0.98018 | -0.37921 | 1.3498
111 | 0.15788 | 0.039965 | -0.1578 | -0.039915 | 7.9764e-05 | 5.0303e-05 | 0.23984 | 0.23984 | 0.23984 | 0.98015 | -0.37987 | 0.97961 | -0.3904 | 16.4722
112 | 0.0010574 | 0.00026438 | -0.0010574 | -0.00026488 | 3.9309e-08 | -4.95e-07 | 0.0015993 | 0.0015995 | 0.0015995 | 0.98367 | -0.3114 | 0.98363 | -0.31218 | 0.43942
113 | 0.0039038 | 0.00097818 | -0.0039035 | -0.00097829 | 3.2685e-07 | -1.0338e-07 | 0.0059273 | 0.0059274 | 0.0059274 | 0.98002 | -0.38238 | 0.97993 | -0.38414 | 1.6284
114 | 0.15323 | 0.038769 | -0.15312 | -0.038699 | 0.00011126 | 7.0106e-05 | 0.23289 | 0.23289 | 0.23289 | 0.97961 | -0.3904 | 0.97883 | -0.40554 | 15.995
115 | 0.0010574 | 0.00026488 | -0.0010573 | -0.000265 | 9.4221e-09 | -1.1862e-07 | 0.0015995 | 0.0015995 | 0.0015995 | 0.98363 | -0.31218 | 0.98362 | -0.31237 | 0.43944
116 | 0.0030408 | 0.00076208 | -0.0030408 | -0.00076209 | 1.0343e-08 | -9.6775e-09 | 0.0046174 | 0.0046174 | 0.0046174 | 0.97993 | -0.38414 | 0.97993 | -0.38421 | 1.2685
117 | -0.092924 | -0.023611 | 0.092957 | 0.023632 | 3.2521e-05 | 2.0756e-05 | 0.13941 | 0.13941 | 0.13941 | 0.99267 | -0.13915 | 0.99305 | -0.13188 | 38.2991
118 | 0.090478 | 0.022998 | -0.090371 | -0.022929 | 0.00010728 | 6.8458e-05 | 0.13574 | 0.13574 | 0.13574 | 0.99267 | -0.13915 | 0.99138 | -0.1638 | 37.2917
119 | -0.001027 | -0.0002574 | 0.0010271 | 0.00025727 | 9.9264e-09 | -1.3414e-07 | 0.0015501 | 0.00155 | 0.0015501 | 0.98592 | -0.26814 | 0.98593 | -0.26794 | 0.42585
120 | -0.0041702 | -0.0010447 | 0.0041703 | 0.0010447 | 1.112e-07 | -2.4305e-08 | 0.0062937 | 0.0062936 | 0.0062937 | 0.98593 | -0.26794 | 0.98596 | -0.26738 | 1.729
121 | 0.0031431 | 0.00078744 | -0.0031429 | -0.00078759 | 1.727e-07 | -1.5045e-07 | 0.0047436 | 0.0047437 | 0.0047437 | 0.98593 | -0.26794 | 0.98587 | -0.26909 | 1.3032
122 | 0.0017276 | 0.00043286 | -0.0017275 | -0.00043296 | 2.2684e-08 | -9.8931e-08 | 0.0026074 | 0.0026075 | 0.0026075 | 0.98587 | -0.26909 | 0.98586 | -0.26936 | 0.71634
123 | -0.0056843 | -0.0014241 | 0.0056845 | 0.0014241 | 1.9664e-07 | 3.7197e-08 | 0.0086319 | 0.0086319 | 0.0086319 | 0.97987 | -0.38724 | 0.9799 | -0.38651 | 2.3714
124 | 0.0050909 | 0.0012754 | -0.0050901 | -0.0012753 | 8.1629e-07 | 6.3735e-08 | 0.0077308 | 0.007731 | 0.007731 | 0.97987 | -0.38724 | 0.9797 | -0.39061 | 2.1239
125 | 0.0050901 | 0.0012753 | -0.0050891 | -0.0012752 | 1.015e-06 | 7.9503e-08 | 0.007731 | 0.0077312 | 0.0077312 | 0.9797 | -0.39061 | 0.97948 | -0.39479 | 2.124
126 | 0.0050891 | 0.0012752 | -0.0050888 | -0.0012752 | 2.9027e-07 | 2.2787e-08 | 0.0077312 | 0.0077313 | 0.0077313 | 0.97948 | -0.39479 | 0.97942 | -0.39599 | 2.124
127 | 0.0025444 | 0.0006375 | -0.0025443 | -0.00063766 | 9.4797e-08 | -1.5222e-07 | 0.0038656 | 0.0038656 | 0.0038656 | 0.97942 | -0.39599 | 0.97938 | -0.39677 | 1.062
128 | 0.014969 | 0.0037543 | -0.014969 | -0.0037542 | 2.0618e-07 | 1.1865e-07 | 0.022773 | 0.022773 | 0.022773 | 0.97813 | -0.41931 | 0.97811 | -0.41959 | 6.2564
129 | 0.014201 | 0.0035616 | -0.014199 | -0.0035605 | 2.0626e-06 | 1.1722e-06 | 0.021605 | 0.021605 | 0.021605 | 0.97811 | -0.41959 | 0.97796 | -0.42264 | 5.9354
130 | 0.013316 | 0.0033394 | -0.013315 | -0.0033384 | 1.7692e-06 | 9.8814e-07 | 0.020262 | 0.020263 | 0.020263 | 0.97796 | -0.42264 | 0.97782 | -0.42543 | 5.5666
131 | 0.016972 | 0.0042625 | -0.016967 | -0.0042593 | 5.4383e-06 | 3.2045e-06 | 0.025749 | 0.025749 | 0.025749 | 0.98091 | -0.36689 | 0.98056 | -0.37361 | 7.074
132 | 0.01577 | 0.0039593 | -0.015762 | -0.0039548 | 7.699e-06 | 4.4755e-06 | 0.023933 | 0.023933 | 0.023933 | 0.98056 | -0.37361 | 0.98004 | -0.38385 | 6.5751
133 | 0.015762 | 0.0039548 | -0.015756 | -0.0039513 | 6.1592e-06 | 3.5807e-06 | 0.023933 | 0.023933 | 0.023933 | 0.98004 | -0.38385 | 0.97962 | -0.39205 | 6.5751
134 | -0.010641 | -0.0026669 | 0.010643 | 0.0026677 | 1.5452e-06 | 7.9216e-07 | 0.016201 | 0.016201 | 0.016201 | 0.97734 | -0.43487 | 0.97749 | -0.43183 | 4.451
135 | 0.0063772 | 0.0015983 | -0.0063769 | -0.0015982 | 3.2967e-07 | 9.4139e-08 | 0.0097094 | 0.0097095 | 0.0097095 | 0.97734 | -0.43487 | 0.97728 | -0.43596 | 2.6674
136 | -0.011536 | -0.0028917 | 0.011539 | 0.002893 | 2.397e-06 | 1.2742e-06 | 0.017562 | 0.017562 | 0.017562 | 0.97749 | -0.43183 | 0.97771 | -0.42747 | 4.8246
137 | -0.011539 | -0.002893 | 0.01154 | 0.0028936 | 1.1195e-06 | 5.9506e-07 | 0.017562 | 0.017562 | 0.017562 | 0.97771 | -0.42747 | 0.97782 | -0.42543 | 4.8246
138 | 0.010714 | 0.0026858 | -0.010713 | -0.0026851 | 1.4614e-06 | 7.505e-07 | 0.016284 | 0.016284 | 0.016284 | 0.97908 | -0.40267 | 0.97893 | -0.40553 | 4.4736
139 | -0.013551 | -0.0033967 | 0.013556 | 0.0033996 | 5.0692e-06 | 2.8433e-06 | 0.020595 | 0.020595 | 0.020595 | 0.97908 | -0.40267 | 0.97948 | -0.39482 | 5.6579
140 | 0.010713 | 0.0026851 | -0.010712 | -0.0026849 | 3.9118e-07 | 2.009e-07 | 0.016284 | 0.016284 | 0.016284 | 0.97893 | -0.40553 | 0.9789 | -0.4063 | 4.4736
141 | -0.013556 | -0.0033996 | 0.013558 | 0.0034006 | 1.7917e-06 | 1.0049e-06 | 0.020595 | 0.020595 | 0.020595 | 0.97948 | -0.39482 | 0.97962 | -0.39205 | 5.6578
142 | 0.0085166 | 0.0021346 | -0.0085158 | -0.0021342 | 7.6165e-07 | 3.3513e-07 | 0.012946 | 0.012946 | 0.012946 | 0.9789 | -0.4063 | 0.9788 | -0.40818 | 3.5566
143 | 0.0021982 | 0.0005507 | -0.0021981 | -0.00055089 | 8.1393e-08 | -1.9301e-07 | 0.0033389 | 0.003339 | 0.003339 | 0.97962 | -0.39205 | 0.97958 | -0.39283 | 0.9173
144 | 0.0068339 | 0.0017127 | -0.0068335 | -0.0017126 | 4.5311e-07 | 1.493e-07 | 0.010389 | 0.010389 | 0.010389 | 0.9788 | -0.40818 | 0.97873 | -0.40957 | 2.8542
145 | 0.0048317 | 0.0012109 | -0.0048314 | -0.0012109 | 3.1661e-07 | 6.0221e-09 | 0.0073459 | 0.007346 | 0.007346 | 0.97873 | -0.40957 | 0.97866 | -0.41095 | 2.0181
146 | -0.013141 | -0.0032937 | 0.013143 | 0.003295 | 2.4342e-06 | 1.3462e-06 | 0.019806 | 0.019806 | 0.019806 | 0.98724 | -0.24378 | 0.98744 | -0.23989 | 5.4413
147 | 0.010887 | 0.0027288 | -0.010885 | -0.0027281 | 1.4153e-06 | 7.2658e-07 | 0.016409 | 0.016409 | 0.016409 | 0.98724 | -0.24378 | 0.9871 | -0.24651 | 4.508
148 | -0.016653 | -0.0041747 | 0.016658 | 0.0041776 | 4.9215e-06 | 2.8831e-06 | 0.025095 | 0.025095 | 0.025095 | 0.98744 | -0.23989 | 0.98776 | -0.23369 | 6.8944

## res_trafo
| p_hv_mw | q_hv_mvar | p_lv_mw | q_lv_mvar | pl_mw | ql_mvar | i_hv_ka | i_lv_ka | vm_hv_pu | va_hv_degree | vm_lv_pu | va_lv_degree | loading_percent
0 | -1.2729e-15 | -1.3162e-15 | 0.00165 | 1.2699e-07 | 0.00165 | 1.2699e-07 | 5.2857e-17 | 0.0023815 | 0.99998 | 149.9956 | 1 | 0 | 0.2619

## res_ext_grid
| p_mw | q_mvar
0 | 0.40873 | 0.10485

## res_load
| p_mw | q_mvar
0 | 0.0028851 | 0.00072308
1 | 0.00081005 | 0.00020302
2 | 0.0016721 | 0.00041906
3 | 0.0019579 | 0.00049071
4 | 0.0031067 | 0.00077862
5 | 0.0011022 | 0.00027625
6 | 0.0016399 | 0.00041101
7 | 0.0066573 | 0.0016685
8 | 0.0010967 | 0.00027487
9 | 0.00099278 | 0.00024881
10 | 0.0020884 | 0.00052341
11 | 0.0030604 | 0.00076701
12 | 0.0018296 | 0.00045854
13 | 0.002027 | 0.00050801
14 | 0.0016106 | 0.00040366
15 | 0.0020718 | 0.00051923
16 | 0.0012014 | 0.00030109
17 | 0.0018648 | 0.00046735
18 | 0.0026329 | 0.00065986
19 | 0.001947 | 0.00048797
20 | 0.0056505 | 0.0014162
21 | 0.0032839 | 0.00082301
22 | 0.0018746 | 0.00046983
23 | 0.0014258 | 0.00035734
24 | 0.0010212 | 0.00025594
25 | 0.001562 | 0.00039148
26 | 0.00193 | 0.00048371
27 | 0.0028581 | 0.0007163
28 | 0.002477 | 0.00062079
29 | 0.0020711 | 0.00051907
30 | 0.0017113 | 0.00042889
31 | 0.0013033 | 0.00032663
32 | 0.0052907 | 0.001326
33 | 0.0012591 | 0.00031557
34 | 0.0010966 | 0.00027485
35 | 0.0010887 | 0.00027285
36 | 0.0018323 | 0.00045923
37 | 0.0017533 | 0.00043942
38 | 0.0023918 | 0.00059944
39 | 0.003208 | 0.00080401
40 | 0.001685 | 0.00042229
41 | 0.0020725 | 0.00051943
42 | 0.0037681 | 0.00094437
43 | 0.0013116 | 0.00032872
44 | 0.0053205 | 0.0013334
45 | 0.09002 | 0.022561
46 | 0.0079942 | 0.0020035
47 | 0.0055208 | 0.0013836
48 | 0.02756 | 0.0069071
49 | 0.0010386 | 0.0002603
50 | 0.0011694 | 0.00029308
51 | 0.00084458 | 0.00021167
52 | 0.0015322 | 0.00038401
53 | 0.0016025 | 0.00040164
54 | 0.00077038 | 0.00019308
55 | 0.0014537 | 0.00036433
56 | 0.0022464 | 0.00056301
57 | 0.0011812 | 0.00029604
58 | 0.0024386 | 0.00061118
59 | 0.0031792 | 0.00079678
60 | 0.0014606 | 0.00036607
61 | 0.00128 | 0.00032079
62 | 0.0017518 | 0.00043904
63 | 0.0012769 | 0.00032001
64 | 0.0015645 | 0.0003921
65 | 0.0011823 | 0.00029632
66 | 0.00215 | 0.00053883
67 | 0.0010351 | 0.00025942
68 | 0.0035775 | 0.00089661
69 | 0.0015628 | 0.00039167
70 | 0.0018337 | 0.00045956
71 | 0.002714 | 0.00068019
72 | 0.00073089 | 0.00018318
73 | 0.00052607 | 0.00013184
74 | 0.0015995 | 0.00040087
75 | 0.00082701 | 0.00020727
76 | 0.0018765 | 0.00047029
77 | 0.0064637 | 0.00162
78 | 0.01452 | 0.0036391
79 | 0.0064245 | 0.0016101
80 | 0.0020943 | 0.00052488
81 | 0.0032364 | 0.00081111
82 | 0.0045742 | 0.0011464
83 | 0.00086266 | 0.0002162
84 | 0.0024462 | 0.00061307
85 | 0.0021766 | 0.0005455
86 | 0.0048249 | 0.0012092
87 | 0.001027 | 0.0002574
88 | 0.0016285 | 0.00040815
89 | 0.0014154 | 0.00035473
90 | 0.0017275 | 0.00043296
91 | 0.0016433 | 0.00041185
92 | 0.0030408 | 0.00076209
93 | 0.00059338 | 0.00014871
94 | 0.0028291 | 0.00070905
95 | 0.0016382 | 0.00041058
96 | 0.0025444 | 0.00063769
97 | 0.0025443 | 0.00063766
98 | 0.00089256 | 0.0002237
99 | 0.00076821 | 0.00019253
100 | 0.0008822 | 0.0002211
101 | 0.0017971 | 0.00045039
102 | 0.0011969 | 0.00029998
103 | 0.004264 | 0.0010687
104 | 0.00089361 | 0.00022396
105 | 0.0063769 | 0.0015982
106 | 0.0017749 | 0.00044482
107 | 0.0021254 | 0.00053267
108 | 0.0010573 | 0.000265
109 | 0.0028365 | 0.00071089
110 | 0.0021958 | 0.00055031
111 | 0.0016819 | 0.00042152
112 | 0.0021981 | 0.00055089
113 | 0.0020017 | 0.00050168
114 | 0.0022539 | 0.00056488
115 | 0.00351 | 0.00087969
116 | 0.010885 | 0.0027281
117 | 0.0048314 | 0.0012109

## dtypes
| element | column | dtype
0 | bus | name | object
1 | bus | vn_kv | float64
2 | bus | type | object
3 | bus | zone | object
4 | bus | in_service | bool
5 | load | name | object
6 | load | bus | uint32
7 | load | p_mw | float64
8 | load | q_mvar | float64
9 | load | const_z_percent | float64
10 | load | const_i_percent | float64
11 | load | sn_mva | float64
12 | load | scaling | float64
13 | load | in_service | bool
14 | load | type | object
15 | ext_grid | name | object
16 | ext_grid | bus | uint32
17 | ext_grid | vm_pu | float64
18 | ext_grid | va_degree | float64
19 | ext_grid | slack_weight | float64
20 | ext_grid | in_service | bool
21 | line | name | object
22 | line | std_type | object
23 | line | from_bus | uint32
24 | line | to_bus | uint32
25 | line | length_km | float64
26 | line | r_ohm_per_km | float64
27 | line | x_ohm_per_km | float64
28 | line | c_nf_per_km | float64
29 | line | g_us_per_km | float64
30 | line | max_i_ka | float64
31 | line | df | float64
32 | line | parallel | uint32
33 | line | type | object
34 | line | in_service | bool
35 | trafo | name | object
36 | trafo | std_type | object
37 | trafo | hv_bus | uint32
38 | trafo | lv_bus | uint32
39 | trafo | sn_mva | float64
40 | trafo | vn_hv_kv | float64
41 | trafo | vn_lv_kv | float64
42 | trafo | vk_percent | float64
43 | trafo | vkr_percent | float64
44 | trafo | pfe_kw | float64
45 | trafo | i0_percent | float64
46 | trafo | shift_degree | float64
47 | trafo | tap_side | object
48 | trafo | tap_neutral | int32
49 | trafo | tap_min | int32
50 | trafo | tap_max | int32
51 | trafo | tap_step_percent | float64
52 | trafo | tap_step_degree | float64
53 | trafo | tap_pos | int32
54 | trafo | tap_phase_shifter | bool
55 | trafo | parallel | uint32
56 | trafo | df | float64
57 | trafo | in_service | bool
58 | line_geodata | coords | object
59 | bus_geodata | x | float64
60 | bus_geodata | y | float64
61 | bus_geodata | coords | object
62 | res_bus | vm_pu | float64
63 | res_bus | va_degree | float64
64 | res_bus | p_mw | float64
65 | res_bus | q_mvar | float64
66 | res_line | p_from_mw | float64
67 | res_line | q_from_mvar | float64
68 | res_line | p_to_mw | float64
69 | res_line | q_to_mvar | float64
70 | res_line | pl_mw | float64
71 | res_line | ql_mvar | float64
72 | res_line | i_from_ka | float64
73 | res_line | i_to_ka | float64
74 | res_line | i_ka | float64
75 | res_line | vm_from_pu | float64
76 | res_line | va_from_degree | float64
77 | res_line | vm_to_pu | float64
78 | res_line | va_to_degree | float64
79 | res_line | loading_percent | float64
80 | res_trafo | p_hv_mw | float64
81 | res_trafo | q_hv_mvar | float64
82 | res_trafo | p_lv_mw | float64
83 | res_trafo | q_lv_mvar | float64
84 | res_trafo | pl_mw | float64
85 | res_trafo | ql_mvar | float64
86 | res_trafo | i_hv_ka | float64
87 | res_trafo | i_lv_ka | float64
88 | res_trafo | vm_hv_pu | float64
89 | res_trafo | va_hv_degree | float64
90 | res_trafo | vm_lv_pu | float64
91 | res_trafo | va_lv_degree | float64
92 | res_trafo | loading_percent | float64
93 | res_ext_grid | p_mw | float64
94 | res_ext_grid | q_mvar | float64
95 | res_load | p_mw | float64
96 | res_load | q_mvar | float64

## parameters
| version | format_version | converged | OPF_converged | name | f_hz | sn_mva
0 | 2.14.6 | 2.14.0 | TRUE | FALSE |  | 50 | 1