## bus
| name | vn_kv | type | zone | in_service
0 | bus_LV_2530-1_0_10_node_0 | 0.4 | n |  | TRUE
1 | bus_LV_2530-1_0_10_node_1 | 0.4 | n |  | TRUE
2 | bus_LV_2530-1_0_10_node_2 | 0.4 | n |  | TRUE
3 | bus_LV_2530-1_0_10_node_140 | 0.4 | n |  | TRUE
4 | bus_LV_2530-1_0_10_node_264 | 0.4 | n |  | TRUE
5 | bus_LV_2530-1_0_10_node_143 | 0.4 | n |  | TRUE
6 | bus_LV_2530-1_0_10_node_139 | 0.4 | n |  | TRUE
7 | bus_LV_2530-1_0_10_node_265 | 0.4 | n |  | TRUE
8 | bus_LV_2530-1_0_10_node_263 | 0.4 | n |  | TRUE
9 | bus_LV_2530-1_0_10_node_3 | 0.4 | n |  | TRUE
10 | bus_LV_2530-1_0_10_node_4 | 0.4 | n |  | TRUE
11 | bus_LV_2530-1_0_10_node_5 | 0.4 | n |  | TRUE
12 | bus_LV_2530-1_0_10_node_30 | 0.4 | n |  | TRUE
13 | bus_LV_2530-1_0_10_node_31 | 0.4 | n |  | TRUE
14 | bus_LV_2530-1_0_10_node_137 | 0.4 | n |  | TRUE
15 | bus_LV_2530-1_0_10_node_136 | 0.4 | n |  | TRUE
16 | bus_LV_2530-1_0_10_node_221 | 0.4 | n |  | TRUE
17 | bus_LV_2530-1_0_10_node_6 | 0.4 | n |  | TRUE
18 | bus_LV_2530-1_0_10_node_7 | 0.4 | n |  | TRUE
19 | bus_LV_2530-1_0_10_node_8 | 0.4 | n |  | TRUE
20 | bus_LV_2530-1_0_10_node_9 | 0.4 | n |  | TRUE
21 | bus_LV_2530-1_0_10_node_10 | 0.4 | n |  | TRUE
22 | bus_LV_2530-1_0_10_node_211 | 0.4 | n |  | TRUE
23 | bus_LV_2530-1_0_10_node_133 | 0.4 | n |  | TRUE
24 | bus_LV_2530-1_0_10_node_222 | 0.4 | n |  | TRUE
25 | bus_LV_2530-1_0_10_node_132 | 0.4 | n |  | TRUE
26 | bus_LV_2530-1_0_10_node_11 | 0.4 | n |  | TRUE
27 | bus_LV_2530-1_0_10_node_12 | 0.4 | n |  | TRUE
28 | bus_LV_2530-1_0_10_node_13 | 0.4 | n |  | TRUE
29 | bus_LV_2530-1_0_10_node_14 | 0.4 | n |  | TRUE
30 | bus_LV_2530-1_0_10_node_25 | 0.4 | n |  | TRUE
31 | bus_LV_2530-1_0_10_node_123 | 0.4 | n |  | TRUE
32 | bus_LV_2530-1_0_10_node_23 | 0.4 | n |  | TRUE
33 | bus_LV_2530-1_0_10_node_188 | 0.4 | n |  | TRUE
34 | bus_LV_2530-1_0_10_node_182 | 0.4 | n |  | TRUE
35 | bus_LV_2530-1_0_10_node_39 | 0.4 | n |  | TRUE
36 | bus_LV_2530-1_0_10_node_41 | 0.4 | n |  | TRUE
37 | bus_LV_2530-1_0_10_node_37 | 0.4 | n |  | TRUE
38 | bus_LV_2530-1_0_10_node_16 | 0.4 | n |  | TRUE
39 | bus_LV_2530-1_0_10_node_17 | 0.4 | n |  | TRUE
40 | bus_LV_2530-1_0_10_node_18 | 0.4 | n |  | TRUE
41 | bus_LV_2530-1_0_10_node_19 | 0.4 | n |  | TRUE
42 | bus_LV_2530-1_0_10_node_20 | 0.4 | n |  | TRUE
43 | bus_LV_2530-1_0_10_node_29 | 0.4 | n |  | TRUE
44 | bus_LV_2530-1_0_10_node_78 | 0.4 | n |  | TRUE
45 | bus_LV_2530-1_0_10_node_27 | 0.4 | n |  | TRUE
46 | bus_LV_2530-1_0_10_node_21 | 0.4 | n |  | TRUE
47 | bus_LV_2530-1_0_10_node_22 | 0.4 | n |  | TRUE
48 | bus_LV_2530-1_0_10_node_24 | 0.4 | n |  | TRUE
49 | bus_LV_2530-1_0_10_node_189 | 0.4 | n |  | TRUE
50 | bus_LV_2530-1_0_10_node_190 | 0.4 | n |  | TRUE
51 | bus_LV_2530-1_0_10_node_122 | 0.4 | n |  | TRUE
52 | bus_LV_2530-1_0_10_node_26 | 0.4 | n |  | TRUE
53 | bus_LV_2530-1_0_10_node_28 | 0.4 | n |  | TRUE
54 | bus_LV_2530-1_0_10_node_71 | 0.4 | n |  | TRUE
55 | bus_LV_2530-1_0_10_node_72 | 0.4 | n |  | TRUE
56 | bus_LV_2530-1_0_10_node_70 | 0.4 | n |  | TRUE
57 | bus_LV_2530-1_0_10_node_142 | 0.4 | n |  | TRUE
58 | bus_LV_2530-1_0_10_node_32 | 0.4 | n |  | TRUE
59 | bus_LV_2530-1_0_10_node_33 | 0.4 | n |  | TRUE
60 | bus_LV_2530-1_0_10_node_35 | 0.4 | n |  | TRUE
61 | bus_LV_2530-1_0_10_node_34 | 0.4 | n |  | TRUE
62 | bus_LV_2530-1_0_10_node_36 | 0.4 | n |  | TRUE
63 | bus_LV_2530-1_0_10_node_53 | 0.4 | n |  | TRUE
64 | bus_LV_2530-1_0_10_node_54 | 0.4 | n |  | TRUE
65 | bus_LV_2530-1_0_10_node_50 | 0.4 | n |  | TRUE
66 | bus_LV_2530-1_0_10_node_88 | 0.4 | n |  | TRUE
67 | bus_LV_2530-1_0_10_node_90 | 0.4 | n |  | TRUE
68 | bus_LV_2530-1_0_10_node_272 | 0.4 | n |  | TRUE
69 | bus_LV_2530-1_0_10_node_55 | 0.4 | n |  | TRUE
70 | bus_LV_2530-1_0_10_node_52 | 0.4 | n |  | TRUE
71 | bus_LV_2530-1_0_10_node_48 | 0.4 | n |  | TRUE
72 | bus_LV_2530-1_0_10_node_91 | 0.4 | n |  | TRUE
73 | bus_LV_2530-1_0_10_node_82 | 0.4 | n |  | TRUE
74 | bus_LV_2530-1_0_10_node_86 | 0.4 | n |  | TRUE
75 | bus_LV_2530-1_0_10_node_38 | 0.4 | n |  | TRUE
76 | bus_LV_2530-1_0_10_node_40 | 0.4 | n |  | TRUE
77 | bus_LV_2530-1_0_10_node_124 | 0.4 | n |  | TRUE
78 | bus_LV_2530-1_0_10_node_125 | 0.4 | n |  | TRUE
79 | bus_LV_2530-1_0_10_node_42 | 0.4 | n |  | TRUE
80 | bus_LV_2530-1_0_10_node_43 | 0.4 | n |  | TRUE
81 | bus_LV_2530-1_0_10_node_44 | 0.4 | n |  | TRUE
82 | bus_LV_2530-1_0_10_node_45 | 0.4 | n |  | TRUE
83 | bus_LV_2530-1_0_10_node_46 | 0.4 | n |  | TRUE
84 | bus_LV_2530-1_0_10_node_47 | 0.4 | n |  | TRUE
85 | bus_LV_2530-1_0_10_node_57 | 0.4 | n |  | TRUE
86 | bus_LV_2530-1_0_10_node_66 | 0.4 | n |  | TRUE
87 | bus_LV_2530-1_0_10_node_58 | 0.4 | n |  | TRUE
88 | bus_LV_2530-1_0_10_node_67 | 0.4 | n |  | TRUE
89 | bus_LV_2530-1_0_10_node_49 | 0.4 | n |  | TRUE
90 | bus_LV_2530-1_0_10_node_271 | 0.4 | n |  | TRUE
91 | bus_LV_2530-1_0_10_node_270 | 0.4 | n |  | TRUE
92 | bus_LV_2530-1_0_10_node_56 | 0.4 | n |  | TRUE
93 | bus_LV_2530-1_0_10_node_59 | 0.4 | n |  | TRUE
94 | bus_LV_2530-1_0_10_node_60 | 0.4 | n |  | TRUE
95 | bus_LV_2530-1_0_10_node_92 | 0.4 | n |  | TRUE
96 | bus_LV_2530-1_0_10_node_61 | 0.4 | n |  | TRUE
97 | bus_LV_2530-1_0_10_node_62 | 0.4 | n |  | TRUE
98 | bus_LV_2530-1_0_10_node_63 | 0.4 | n |  | TRUE
99 | bus_LV_2530-1_0_10_node_64 | 0.4 | n |  | TRUE
100 | bus_LV_2530-1_0_10_node_65 | 0.4 | n |  | TRUE
101 | bus_LV_2530-1_0_10_node_74 | 0.4 | n |  | TRUE
102 | bus_LV_2530-1_0_10_node_73 | 0.4 | n |  | TRUE
103 | bus_LV_2530-1_0_10_node_68 | 0.4 | n |  | TRUE
104 | bus_LV_2530-1_0_10_node_69 | 0.4 | n |  | TRUE
105 | bus_LV_2530-1_0_10_node_75 | 0.4 | n |  | TRUE
106 | bus_LV_2530-1_0_10_node_76 | 0.4 | n |  | TRUE
107 | bus_LV_2530-1_0_10_node_77 | 0.4 | n |  | TRUE
108 | bus_LV_2530-1_0_10_node_93 | 0.4 | n |  | TRUE
109 | bus_LV_2530-1_0_10_node_94 | 0.4 | n |  | TRUE
110 | bus_LV_2530-1_0_10_node_95 | 0.4 | n |  | TRUE
111 | bus_LV_2530-1_0_10_node_126 | 0.4 | n |  | TRUE
112 | bus_LV_2530-1_0_10_node_79 | 0.4 | n |  | TRUE
113 | bus_LV_2530-1_0_10_node_81 | 0.4 | n |  | TRUE
114 | bus_LV_2530-1_0_10_node_83 | 0.4 | n |  | TRUE
115 | bus_LV_2530-1_0_10_node_84 | 0.4 | n |  | TRUE
116 | bus_LV_2530-1_0_10_node_273 | 0.4 | n |  | TRUE
117 | bus_LV_2530-1_0_10_node_87 | 0.4 | n |  | TRUE
118 | bus_LV_2530-1_0_10_node_276 | 0.4 | n |  | TRUE
119 | bus_LV_2530-1_0_10_node_89 | 0.4 | n |  | TRUE
120 | bus_LV_2530-1_0_10_node_103 | 0.4 | n |  | TRUE
121 | bus_LV_2530-1_0_10_node_101 | 0.4 | n |  | TRUE
122 | bus_LV_2530-1_0_10_node_108 | 0.4 | n |  | TRUE
123 | bus_LV_2530-1_0_10_node_114 | 0.4 | n |  | TRUE
124 | bus_LV_2530-1_0_10_node_102 | 0.4 | n |  | TRUE
125 | bus_LV_2530-1_0_10_node_109 | 0.4 | n |  | TRUE
126 | bus_LV_2530-1_0_10_node_111 | 0.4 | n |  | TRUE
127 | bus_LV_2530-1_0_10_node_110 | 0.4 | n |  | TRUE
128 | bus_LV_2530-1_0_10_node_112 | 0.4 | n |  | TRUE
129 | bus_LV_2530-1_0_10_node_96 | 0.4 | n |  | TRUE
130 | bus_LV_2530-1_0_10_node_97 | 0.4 | n |  | TRUE
131 | bus_LV_2530-1_0_10_node_98 | 0.4 | n |  | TRUE
132 | bus_LV_2530-1_0_10_node_99 | 0.4 | n |  | TRUE
133 | bus_LV_2530-1_0_10_node_100 | 0.4 | n |  | TRUE
134 | bus_LV_2530-1_0_10_node_113 | 0.4 | n |  | TRUE
135 | bus_LV_2530-1_0_10_node_106 | 0.4 | n |  | TRUE
136 | bus_LV_2530-1_0_10_node_115 | 0.4 | n |  | TRUE
137 | bus_LV_2530-1_0_10_node_104 | 0.4 | n |  | TRUE
138 | bus_LV_2530-1_0_10_node_105 | 0.4 | n |  | TRUE
139 | bus_LV_2530-1_0_10_node_107 | 0.4 | n |  | TRUE
140 | bus_LV_2530-1_0_10_node_269 | 0.4 | n |  | TRUE
141 | bus_LV_2530-1_0_10_node_127 | 0.4 | n |  | TRUE
142 | bus_LV_2530-1_0_10_node_120 | 0.4 | n |  | TRUE
143 | bus_LV_2530-1_0_10_node_116 | 0.4 | n |  | TRUE
144 | bus_LV_2530-1_0_10_node_117 | 0.4 | n |  | TRUE
145 | bus_LV_2530-1_0_10_node_118 | 0.4 | n |  | TRUE
146 | bus_LV_2530-1_0_10_node_119 | 0.4 | n |  | TRUE
147 | bus_LV_2530-1_0_10_node_121 | 0.4 | n |  | TRUE
148 | bus_LV_2530-1_0_10_node_128 | 0.4 | n |  | TRUE
149 | bus_LV_2530-1_0_10_node_129 | 0.4 | n |  | TRUE
150 | bus_LV_2530-1_0_10_node_130 | 0.4 | n |  | TRUE
151 | bus_LV_2530-1_0_10_node_131 | 0.4 | n |  | TRUE
152 | bus_LV_2530-1_0_10_node_135 | 0.4 | n |  | TRUE
153 | bus_LV_2530-1_0_10_node_168 | 0.4 | n |  | TRUE
154 | bus_LV_2530-1_0_10_node_186 | 0.4 | n |  | TRUE
155 | bus_LV_2530-1_0_10_node_141 | 0.4 | n |  | TRUE
156 | bus_LV_2530-1_0_10_node_138 | 0.4 | n |  | TRUE
157 | bus_LV_2530-1_0_10_node_204 | 0.4 | n |  | TRUE
158 | bus_LV_2530-1_0_10_node_167 | 0.4 | n |  | TRUE
159 | bus_LV_2530-1_0_10_node_185 | 0.4 | n |  | TRUE
160 | bus_LV_2530-1_0_10_node_144 | 0.4 | n |  | TRUE
161 | bus_LV_2530-1_0_10_node_145 | 0.4 | n |  | TRUE
162 | bus_LV_2530-1_0_10_node_160 | 0.4 | n |  | TRUE
163 | bus_LV_2530-1_0_10_node_225 | 0.4 | n |  | TRUE
164 | bus_LV_2530-1_0_10_node_159 | 0.4 | n |  | TRUE
165 | bus_LV_2530-1_0_10_node_146 | 0.4 | n |  | TRUE
166 | bus_LV_2530-1_0_10_node_147 | 0.4 | n |  | TRUE
167 | bus_LV_2530-1_0_10_node_148 | 0.4 | n |  | TRUE
168 | bus_LV_2530-1_0_10_node_149 | 0.4 | n |  | TRUE
169 | bus_LV_2530-1_0_10_node_151 | 0.4 | n |  | TRUE
170 | bus_LV_2530-1_0_10_node_150 | 0.4 | n |  | TRUE
171 | bus_LV_2530-1_0_10_node_156 | 0.4 | n |  | TRUE
172 | bus_LV_2530-1_0_10_node_200 | 0.4 | n |  | TRUE
173 | bus_LV_2530-1_0_10_node_153 | 0.4 | n |  | TRUE
174 | bus_LV_2530-1_0_10_node_198 | 0.4 | n |  | TRUE
175 | bus_LV_2530-1_0_10_node_152 | 0.4 | n |  | TRUE
176 | bus_LV_2530-1_0_10_node_154 | 0.4 | n |  | TRUE
177 | bus_LV_2530-1_0_10_node_155 | 0.4 | n |  | TRUE
178 | bus_LV_2530-1_0_10_node_157 | 0.4 | n |  | TRUE
179 | bus_LV_2530-1_0_10_node_232 | 0.4 | n |  | TRUE
180 | bus_LV_2530-1_0_10_node_250 | 0.4 | n |  | TRUE
181 | bus_LV_2530-1_0_10_node_233 | 0.4 | n |  | TRUE
182 | bus_LV_2530-1_0_10_node_231 | 0.4 | n |  | TRUE
183 | bus_LV_2530-1_0_10_node_248 | 0.4 | n |  | TRUE
184 | bus_LV_2530-1_0_10_node_158 | 0.4 | n |  | TRUE
185 | bus_LV_2530-1_0_10_node_268 | 0.4 | n |  | TRUE
186 | bus_LV_2530-1_0_10_node_224 | 0.4 | n |  | TRUE
187 | bus_LV_2530-1_0_10_node_161 | 0.4 | n |  | TRUE
188 | bus_LV_2530-1_0_10_node_162 | 0.4 | n |  | TRUE
189 | bus_LV_2530-1_0_10_node_163 | 0.4 | n |  | TRUE
190 | bus_LV_2530-1_0_10_node_164 | 0.4 | n |  | TRUE
191 | bus_LV_2530-1_0_10_node_165 | 0.4 | n |  | TRUE
192 | bus_LV_2530-1_0_10_node_267 | 0.4 | n |  | TRUE
193 | bus_LV_2530-1_0_10_node_197 | 0.4 | n |  | TRUE
194 | bus_LV_2530-1_0_10_node_266 | 0.4 | n |  | TRUE
195 | bus_LV_2530-1_0_10_node_199 | 0.4 | n |  | TRUE
196 | bus_LV_2530-1_0_10_node_195 | 0.4 | n |  | TRUE
197 | bus_LV_2530-1_0_10_node_166 | 0.4 | n |  | TRUE
198 | bus_LV_2530-1_0_10_node_169 | 0.4 | n |  | TRUE
199 | bus_LV_2530-1_0_10_node_208 | 0.4 | n |  | TRUE
200 | bus_LV_2530-1_0_10_node_202 | 0.4 | n |  | TRUE
201 | bus_LV_2530-1_0_10_node_209 | 0.4 | n |  | TRUE
202 | bus_LV_2530-1_0_10_node_170 | 0.4 | n |  | TRUE
203 | bus_LV_2530-1_0_10_node_171 | 0.4 | n |  | TRUE
204 | bus_LV_2530-1_0_10_node_172 | 0.4 | n |  | TRUE
205 | bus_LV_2530-1_0_10_node_173 | 0.4 | n |  | TRUE
206 | bus_LV_2530-1_0_10_node_174 | 0.4 | n |  | TRUE
207 | bus_LV_2530-1_0_10_node_212 | 0.4 | n |  | TRUE
208 | bus_LV_2530-1_0_10_node_213 | 0.4 | n |  | TRUE
209 | bus_LV_2530-1_0_10_node_214 | 0.4 | n |  | TRUE
210 | bus_LV_2530-1_0_10_node_175 | 0.4 | n |  | TRUE
211 | bus_LV_2530-1_0_10_node_176 | 0.4 | n |  | TRUE
212 | bus_LV_2530-1_0_10_node_177 | 0.4 | n |  | TRUE
213 | bus_LV_2530-1_0_10_node_178 | 0.4 | n |  | TRUE
214 | bus_LV_2530-1_0_10_node_179 | 0.4 | n |  | TRUE
215 | bus_LV_2530-1_0_10_node_180 | 0.4 | n |  | TRUE
216 | bus_LV_2530-1_0_10_node_181 | 0.4 | n |  | TRUE
217 | bus_LV_2530-1_0_10_node_191 | 0.4 | n |  | TRUE
218 | bus_LV_2530-1_0_10_node_187 | 0.4 | n |  | TRUE
219 | bus_LV_2530-1_0_10_node_192 | 0.4 | n |  | TRUE
220 | bus_LV_2530-1_0_10_node_183 | 0.4 | n |  | TRUE
221 | bus_LV_2530-1_0_10_node_184 | 0.4 | n |  | TRUE
222 | bus_LV_2530-1_0_10_node_193 | 0.4 | n |  | TRUE
223 | bus_LV_2530-1_0_10_node_196 | 0.4 | n |  | TRUE
224 | bus_LV_2530-1_0_10_node_201 | 0.4 | n |  | TRUE
225 | bus_LV_2530-1_0_10_node_203 | 0.4 | n |  | TRUE
226 | bus_LV_2530-1_0_10_node_205 | 0.4 | n |  | TRUE
227 | bus_LV_2530-1_0_10_node_206 | 0.4 | n |  | TRUE
228 | bus_LV_2530-1_0_10_node_207 | 0.4 | n |  | TRUE
229 | bus_LV_2530-1_0_10_node_210 | 0.4 | n |  | TRUE
230 | bus_LV_2530-1_0_10_node_215 | 0.4 | n |  | TRUE
231 | bus_LV_2530-1_0_10_node_223 | 0.4 | n |  | TRUE
232 | bus_LV_2530-1_0_10_node_220 | 0.4 | n |  | TRUE
233 | bus_LV_2530-1_0_10_node_217 | 0.4 | n |  | TRUE
234 | bus_LV_2530-1_0_10_node_234 | 0.4 | n |  | TRUE
235 | bus_LV_2530-1_0_10_node_216 | 0.4 | n |  | TRUE
236 | bus_LV_2530-1_0_10_node_218 | 0.4 | n |  | TRUE
237 | bus_LV_2530-1_0_10_node_219 | 0.4 | n |  | TRUE
238 | bus_LV_2530-1_0_10_node_226 | 0.4 | n |  | TRUE
239 | bus_LV_2530-1_0_10_node_227 | 0.4 | n |  | TRUE
240 | bus_LV_2530-1_0_10_node_275 | 0.4 | n |  | TRUE
241 | bus_LV_2530-1_0_10_node_228 | 0.4 | n |  | TRUE
242 | bus_LV_2530-1_0_10_node_229 | 0.4 | n |  | TRUE
243 | bus_LV_2530-1_0_10_node_230 | 0.4 | n |  | TRUE
244 | bus_LV_2530-1_0_10_node_235 | 0.4 | n |  | TRUE
245 | bus_LV_2530-1_0_10_node_236 | 0.4 | n |  | TRUE
246 | bus_LV_2530-1_0_10_node_237 | 0.4 | n |  | TRUE
247 | bus_LV_2530-1_0_10_node_238 | 0.4 | n |  | TRUE
248 | bus_LV_2530-1_0_10_node_239 | 0.4 | n |  | TRUE
249 | bus_LV_2530-1_0_10_node_240 | 0.4 | n |  | TRUE
250 | bus_LV_2530-1_0_10_node_241 | 0.4 | n |  | TRUE
251 | bus_LV_2530-1_0_10_node_257 | 0.4 | n |  | TRUE
252 | bus_LV_2530-1_0_10_node_274 | 0.4 | n |  | TRUE
253 | bus_LV_2530-1_0_10_node_242 | 0.4 | n |  | TRUE
254 | bus_LV_2530-1_0_10_node_260 | 0.4 | n |  | TRUE
255 | bus_LV_2530-1_0_10_node_256 | 0.4 | n |  | TRUE
256 | bus_LV_2530-1_0_10_node_259 | 0.4 | n |  | TRUE
257 | bus_LV_2530-1_0_10_node_243 | 0.4 | n |  | TRUE
258 | bus_LV_2530-1_0_10_node_244 | 0.4 | n |  | TRUE
259 | bus_LV_2530-1_0_10_node_245 | 0.4 | n |  | TRUE
260 | bus_LV_2530-1_0_10_node_255 | 0.4 | n |  | TRUE
261 | bus_LV_2530-1_0_10_node_262 | 0.4 | n |  | TRUE
262 | bus_LV_2530-1_0_10_node_253 | 0.4 | n |  | TRUE
263 | bus_LV_2530-1_0_10_node_261 | 0.4 | n |  | TRUE
264 | bus_LV_2530-1_0_10_node_246 | 0.4 | n |  | TRUE
265 | bus_LV_2530-1_0_10_node_247 | 0.4 | n |  | TRUE
266 | bus_LV_2530-1_0_10_node_249 | 0.4 | n |  | TRUE
267 | bus_LV_2530-1_0_10_node_251 | 0.4 | n |  | TRUE
268 | bus_LV_2530-1_0_10_node_252 | 0.4 | n |  | TRUE
269 | bus_LV_2530-1_0_10_node_254 | 0.4 | n |  | TRUE
270 | bus_LV_2530-1_0_10_node_258 | 0.4 | n |  | TRUE
271 | bus_MV_386_0_node_33 | 20 | n |  | TRUE

## load
| name | bus | p_mw | q_mvar | const_z_percent | const_i_percent | sn_mva | scaling | in_service | type
0 | LV_2530-1_0_10_load_0 | 0 | 0.0012347 | 0.00030944 | 0 | 0 |  | 1 | TRUE | wye
1 | LV_2530-1_0_10_load_1 | 1 | 0.0012153 | 0.00030458 | 0 | 0 |  | 1 | TRUE | wye
2 | LV_2530-1_0_10_load_143 | 5 | 0.0015659 | 0.00039245 | 0 | 0 |  | 1 | TRUE | wye
3 | LV_2530-1_0_10_load_139 | 6 | 0.0007948 | 0.0001992 | 0 | 0 |  | 1 | TRUE | wye
4 | LV_2530-1_0_10_load_265 | 7 | 0.0012304 | 0.00030837 | 0 | 0 |  | 1 | TRUE | wye
5 | LV_2530-1_0_10_load_263 | 8 | 0.0011112 | 0.00027849 | 0 | 0 |  | 1 | TRUE | wye
6 | LV_2530-1_0_10_load_3 | 9 | 0.0022868 | 0.00057313 | 0 | 0 |  | 1 | TRUE | wye
7 | LV_2530-1_0_10_load_4 | 10 | 0.0015673 | 0.00039279 | 0 | 0 |  | 1 | TRUE | wye
8 | LV_2530-1_0_10_load_31 | 13 | 0.0013503 | 0.00033841 | 0 | 0 |  | 1 | TRUE | wye
9 | LV_2530-1_0_10_load_137 | 14 | 0.0034891 | 0.00087446 | 0 | 0 |  | 1 | TRUE | wye
10 | LV_2530-1_0_10_load_136 | 15 | 0.0027853 | 0.00069807 | 0 | 0 |  | 1 | TRUE | wye
11 | LV_2530-1_0_10_load_221 | 16 | 0.0024826 | 0.0006222 | 0 | 0 |  | 1 | TRUE | wye
12 | LV_2530-1_0_10_load_6 | 17 | 0.0025317 | 0.0006345 | 0 | 0 |  | 1 | TRUE | wye
13 | LV_2530-1_0_10_load_7 | 18 | 0.0029938 | 0.00075032 | 0 | 0 |  | 1 | TRUE | wye
14 | LV_2530-1_0_10_load_8 | 19 | 0.0034136 | 0.00085553 | 0 | 0 |  | 1 | TRUE | wye
15 | LV_2530-1_0_10_load_9 | 20 | 0.00083404 | 0.00020903 | 0 | 0 |  | 1 | TRUE | wye
16 | LV_2530-1_0_10_load_10 | 21 | 0.0017697 | 0.00044353 | 0 | 0 |  | 1 | TRUE | wye
17 | LV_2530-1_0_10_load_211 | 22 | 0.0013706 | 0.00034351 | 0 | 0 |  | 1 | TRUE | wye
18 | LV_2530-1_0_10_load_132 | 25 | 0.008243 | 0.0020659 | 0 | 0 |  | 1 | TRUE | wye
19 | LV_2530-1_0_10_load_11 | 26 | 0.0064846 | 0.0016252 | 0 | 0 |  | 1 | TRUE | wye
20 | LV_2530-1_0_10_load_12 | 27 | 0.0027756 | 0.00069562 | 0 | 0 |  | 1 | TRUE | wye
21 | LV_2530-1_0_10_load_13 | 28 | 0.005076 | 0.0012722 | 0 | 0 |  | 1 | TRUE | wye
22 | LV_2530-1_0_10_load_14 | 29 | 0.00323 | 0.00080953 | 0 | 0 |  | 1 | TRUE | wye
23 | LV_2530-1_0_10_load_123 | 31 | 0.0034464 | 0.00086374 | 0 | 0 |  | 1 | TRUE | wye
24 | LV_2530-1_0_10_load_23 | 32 | 0.0028187 | 0.00070643 | 0 | 0 |  | 1 | TRUE | wye
25 | LV_2530-1_0_10_load_188 | 33 | 0.0065877 | 0.001651 | 0 | 0 |  | 1 | TRUE | wye
26 | LV_2530-1_0_10_load_182 | 34 | 0.0029156 | 0.00073073 | 0 | 0 |  | 1 | TRUE | wye
27 | LV_2530-1_0_10_load_41 | 36 | 0.008704 | 0.0021814 | 0 | 0 |  | 1 | TRUE | wye
28 | LV_2530-1_0_10_load_37 | 37 | 0.0083478 | 0.0020921 | 0 | 0 |  | 1 | TRUE | wye
29 | LV_2530-1_0_10_load_16 | 38 | 0.0013899 | 0.00034833 | 0 | 0 |  | 1 | TRUE | wye
30 | LV_2530-1_0_10_load_17 | 39 | 0.019207 | 0.0048137 | 0 | 0 |  | 1 | TRUE | wye
31 | LV_2530-1_0_10_load_19 | 41 | 0.027594 | 0.0069157 | 0 | 0 |  | 1 | TRUE | wye
32 | LV_2530-1_0_10_load_29 | 43 | 0.0035461 | 0.00088874 | 0 | 0 |  | 1 | TRUE | wye
33 | LV_2530-1_0_10_load_78 | 44 | 0.016247 | 0.004072 | 0 | 0 |  | 1 | TRUE | wye
34 | LV_2530-1_0_10_load_21 | 46 | 0.0021572 | 0.00054064 | 0 | 0 |  | 1 | TRUE | wye
35 | LV_2530-1_0_10_load_22 | 47 | 0.0071009 | 0.0017797 | 0 | 0 |  | 1 | TRUE | wye
36 | LV_2530-1_0_10_load_24 | 48 | 0.0052114 | 0.0013061 | 0 | 0 |  | 1 | TRUE | wye
37 | LV_2530-1_0_10_load_189 | 49 | 0.0051979 | 0.0013027 | 0 | 0 |  | 1 | TRUE | wye
38 | LV_2530-1_0_10_load_190 | 50 | 0.0052339 | 0.0013117 | 0 | 0 |  | 1 | TRUE | wye
39 | LV_2530-1_0_10_load_122 | 51 | 0.0033001 | 0.00082709 | 0 | 0 |  | 1 | TRUE | wye
40 | LV_2530-1_0_10_load_26 | 52 | 0.019646 | 0.0049238 | 0 | 0 |  | 1 | TRUE | wye
41 | LV_2530-1_0_10_load_28 | 53 | 0.0014672 | 0.00036771 | 0 | 0 |  | 1 | TRUE | wye
42 | LV_2530-1_0_10_load_72 | 55 | 0.0021226 | 0.00053197 | 0 | 0 |  | 1 | TRUE | wye
43 | LV_2530-1_0_10_load_70 | 56 | 0.0016018 | 0.00040144 | 0 | 0 |  | 1 | TRUE | wye
44 | LV_2530-1_0_10_load_142 | 57 | 0.0010111 | 0.0002534 | 0 | 0 |  | 1 | TRUE | wye
45 | LV_2530-1_0_10_load_32 | 58 | 0.00035666 | 8.9386e-05 | 0 | 0 |  | 1 | TRUE | wye
46 | LV_2530-1_0_10_load_33 | 59 | 0.00042977 | 0.00010771 | 0 | 0 |  | 1 | TRUE | wye
47 | LV_2530-1_0_10_load_34 | 61 | 0.00045243 | 0.00011339 | 0 | 0 |  | 1 | TRUE | wye
48 | LV_2530-1_0_10_load_54 | 64 | 0.00029583 | 7.4142e-05 | 0 | 0 |  | 1 | TRUE | wye
49 | LV_2530-1_0_10_load_50 | 65 | 0.00018221 | 4.5667e-05 | 0 | 0 |  | 1 | TRUE | wye
50 | LV_2530-1_0_10_load_55 | 69 | 0.00029148 | 7.3051e-05 | 0 | 0 |  | 1 | TRUE | wye
51 | LV_2530-1_0_10_load_52 | 70 | 0.0011291 | 0.00028299 | 0 | 0 |  | 1 | TRUE | wye
52 | LV_2530-1_0_10_load_48 | 71 | 0.003249 | 0.00081428 | 0 | 0 |  | 1 | TRUE | wye
53 | LV_2530-1_0_10_load_91 | 72 | 0.00018589 | 4.6587e-05 | 0 | 0 |  | 1 | TRUE | wye
54 | LV_2530-1_0_10_load_82 | 73 | 0.00071855 | 0.00018009 | 0 | 0 |  | 1 | TRUE | wye
55 | LV_2530-1_0_10_load_38 | 75 | 0.00177 | 0.00044361 | 0 | 0 |  | 1 | TRUE | wye
56 | LV_2530-1_0_10_load_40 | 76 | 0.0017311 | 0.00043386 | 0 | 0 |  | 1 | TRUE | wye
57 | LV_2530-1_0_10_load_124 | 77 | 0.0015306 | 0.0003836 | 0 | 0 |  | 1 | TRUE | wye
58 | LV_2530-1_0_10_load_42 | 79 | 0.00025451 | 6.3786e-05 | 0 | 0 |  | 1 | TRUE | wye
59 | LV_2530-1_0_10_load_43 | 80 | 0.00049568 | 0.00012423 | 0 | 0 |  | 1 | TRUE | wye
60 | LV_2530-1_0_10_load_45 | 82 | 0.0053764 | 0.0013475 | 0 | 0 |  | 1 | TRUE | wye
61 | LV_2530-1_0_10_load_46 | 83 | 0.00058681 | 0.00014707 | 0 | 0 |  | 1 | TRUE | wye
62 | LV_2530-1_0_10_load_47 | 84 | 0.0033534 | 0.00084045 | 0 | 0 |  | 1 | TRUE | wye
63 | LV_2530-1_0_10_load_57 | 85 | 0.00023545 | 5.901e-05 | 0 | 0 |  | 1 | TRUE | wye
64 | LV_2530-1_0_10_load_66 | 86 | 0.0012684 | 0.0003179 | 0 | 0 |  | 1 | TRUE | wye
65 | LV_2530-1_0_10_load_58 | 87 | 0.0011426 | 0.00028636 | 0 | 0 |  | 1 | TRUE | wye
66 | LV_2530-1_0_10_load_49 | 89 | 0.0013486 | 0.000338 | 0 | 0 |  | 1 | TRUE | wye
67 | LV_2530-1_0_10_load_271 | 90 | 0.0011623 | 0.00029129 | 0 | 0 |  | 1 | TRUE | wye
68 | LV_2530-1_0_10_load_270 | 91 | 0.0024323 | 0.00060958 | 0 | 0 |  | 1 | TRUE | wye
69 | LV_2530-1_0_10_load_56 | 92 | 0.00016807 | 4.2123e-05 | 0 | 0 |  | 1 | TRUE | wye
70 | LV_2530-1_0_10_load_60 | 94 | 0.00048311 | 0.00012108 | 0 | 0 |  | 1 | TRUE | wye
71 | LV_2530-1_0_10_load_92 | 95 | 0.00067603 | 0.00016943 | 0 | 0 |  | 1 | TRUE | wye
72 | LV_2530-1_0_10_load_61 | 96 | 0.0016606 | 0.0004162 | 0 | 0 |  | 1 | TRUE | wye
73 | LV_2530-1_0_10_load_63 | 98 | 0.0018069 | 0.00045284 | 0 | 0 |  | 1 | TRUE | wye
74 | LV_2530-1_0_10_load_64 | 99 | 0.0097926 | 0.0024543 | 0 | 0 |  | 1 | TRUE | wye
75 | LV_2530-1_0_10_load_65 | 100 | 0.0092375 | 0.0023151 | 0 | 0 |  | 1 | TRUE | wye
76 | LV_2530-1_0_10_load_74 | 101 | 0.0012278 | 0.00030771 | 0 | 0 |  | 1 | TRUE | wye
77 | LV_2530-1_0_10_load_73 | 102 | 0.0077367 | 0.001939 | 0 | 0 |  | 1 | TRUE | wye
78 | LV_2530-1_0_10_load_68 | 103 | 0.0019802 | 0.00049628 | 0 | 0 |  | 1 | TRUE | wye
79 | LV_2530-1_0_10_load_69 | 104 | 0.000528 | 0.00013233 | 0 | 0 |  | 1 | TRUE | wye
80 | LV_2530-1_0_10_load_76 | 106 | 0.0018719 | 0.00046913 | 0 | 0 |  | 1 | TRUE | wye
81 | LV_2530-1_0_10_load_77 | 107 | 0.0025214 | 0.00063191 | 0 | 0 |  | 1 | TRUE | wye
82 | LV_2530-1_0_10_load_94 | 109 | 0.0010245 | 0.00025677 | 0 | 0 |  | 1 | TRUE | wye
83 | LV_2530-1_0_10_load_95 | 110 | 0.0014112 | 0.00035369 | 0 | 0 |  | 1 | TRUE | wye
84 | LV_2530-1_0_10_load_126 | 111 | 0.0051072 | 0.00128 | 0 | 0 |  | 1 | TRUE | wye
85 | LV_2530-1_0_10_load_79 | 112 | 0.0010864 | 0.00027227 | 0 | 0 |  | 1 | TRUE | wye
86 | LV_2530-1_0_10_load_83 | 114 | 0.0011059 | 0.00027718 | 0 | 0 |  | 1 | TRUE | wye
87 | LV_2530-1_0_10_load_273 | 116 | 0.00046344 | 0.00011615 | 0 | 0 |  | 1 | TRUE | wye
88 | LV_2530-1_0_10_load_276 | 118 | 0.01753 | 0.0043934 | 0 | 0 |  | 1 | TRUE | wye
89 | LV_2530-1_0_10_load_101 | 121 | 0.0017727 | 0.00044429 | 0 | 0 |  | 1 | TRUE | wye
90 | LV_2530-1_0_10_load_108 | 122 | 0.0019973 | 0.00050058 | 0 | 0 |  | 1 | TRUE | wye
91 | LV_2530-1_0_10_load_102 | 124 | 0.0028121 | 0.00070478 | 0 | 0 |  | 1 | TRUE | wye
92 | LV_2530-1_0_10_load_109 | 125 | 0.0015716 | 0.00039387 | 0 | 0 |  | 1 | TRUE | wye
93 | LV_2530-1_0_10_load_111 | 126 | 0.0014536 | 0.0003643 | 0 | 0 |  | 1 | TRUE | wye
94 | LV_2530-1_0_10_load_110 | 127 | 0.0011691 | 0.000293 | 0 | 0 |  | 1 | TRUE | wye
95 | LV_2530-1_0_10_load_112 | 128 | 0.0037986 | 0.00095203 | 0 | 0 |  | 1 | TRUE | wye
96 | LV_2530-1_0_10_load_96 | 129 | 0.0017036 | 0.00042696 | 0 | 0 |  | 1 | TRUE | wye
97 | LV_2530-1_0_10_load_97 | 130 | 0.0016777 | 0.00042048 | 0 | 0 |  | 1 | TRUE | wye
98 | LV_2530-1_0_10_load_98 | 131 | 0.00096637 | 0.00024219 | 0 | 0 |  | 1 | TRUE | wye
99 | LV_2530-1_0_10_load_99 | 132 | 0.00098718 | 0.00024741 | 0 | 0 |  | 1 | TRUE | wye
100 | LV_2530-1_0_10_load_100 | 133 | 0.0043565 | 0.0010919 | 0 | 0 |  | 1 | TRUE | wye
101 | LV_2530-1_0_10_load_113 | 134 | 0.0012798 | 0.00032075 | 0 | 0 |  | 1 | TRUE | wye
102 | LV_2530-1_0_10_load_106 | 135 | 0.0032524 | 0.00081513 | 0 | 0 |  | 1 | TRUE | wye
103 | LV_2530-1_0_10_load_104 | 137 | 0.0016888 | 0.00042326 | 0 | 0 |  | 1 | TRUE | wye
104 | LV_2530-1_0_10_load_105 | 138 | 0.0021726 | 0.00054451 | 0 | 0 |  | 1 | TRUE | wye
105 | LV_2530-1_0_10_load_107 | 139 | 0.0021523 | 0.00053941 | 0 | 0 |  | 1 | TRUE | wye
106 | LV_2530-1_0_10_load_269 | 140 | 0.0042734 | 0.001071 | 0 | 0 |  | 1 | TRUE | wye
107 | LV_2530-1_0_10_load_127 | 141 | 0.0075239 | 0.0018857 | 0 | 0 |  | 1 | TRUE | wye
108 | LV_2530-1_0_10_load_120 | 142 | 0.001202 | 0.00030124 | 0 | 0 |  | 1 | TRUE | wye
109 | LV_2530-1_0_10_load_116 | 143 | 0.005478 | 0.0013729 | 0 | 0 |  | 1 | TRUE | wye
110 | LV_2530-1_0_10_load_117 | 144 | 0.00076356 | 0.00019137 | 0 | 0 |  | 1 | TRUE | wye
111 | LV_2530-1_0_10_load_119 | 146 | 0.0051159 | 0.0012822 | 0 | 0 |  | 1 | TRUE | wye
112 | LV_2530-1_0_10_load_121 | 147 | 0.0017206 | 0.00043123 | 0 | 0 |  | 1 | TRUE | wye
113 | LV_2530-1_0_10_load_130 | 150 | 0.0023376 | 0.00058586 | 0 | 0 |  | 1 | TRUE | wye
114 | LV_2530-1_0_10_load_131 | 151 | 0.002317 | 0.00058069 | 0 | 0 |  | 1 | TRUE | wye
115 | LV_2530-1_0_10_load_186 | 154 | 0.001855 | 0.0004649 | 0 | 0 |  | 1 | TRUE | wye
116 | LV_2530-1_0_10_load_141 | 155 | 0.0021809 | 0.00054659 | 0 | 0 |  | 1 | TRUE | wye
117 | LV_2530-1_0_10_load_138 | 156 | 0.0012435 | 0.00031165 | 0 | 0 |  | 1 | TRUE | wye
118 | LV_2530-1_0_10_load_204 | 157 | 0.010506 | 0.002633 | 0 | 0 |  | 1 | TRUE | wye
119 | LV_2530-1_0_10_load_144 | 160 | 0.0021708 | 0.00054406 | 0 | 0 |  | 1 | TRUE | wye
120 | LV_2530-1_0_10_load_145 | 161 | 0.0011518 | 0.00028866 | 0 | 0 |  | 1 | TRUE | wye
121 | LV_2530-1_0_10_load_146 | 165 | 0.001053 | 0.00026391 | 0 | 0 |  | 1 | TRUE | wye
122 | LV_2530-1_0_10_load_147 | 166 | 0.00095433 | 0.00023918 | 0 | 0 |  | 1 | TRUE | wye
123 | LV_2530-1_0_10_load_149 | 168 | 0.00039886 | 9.9964e-05 | 0 | 0 |  | 1 | TRUE | wye
124 | LV_2530-1_0_10_load_150 | 170 | 0.0018584 | 0.00046575 | 0 | 0 |  | 1 | TRUE | wye
125 | LV_2530-1_0_10_load_156 | 171 | 0.00094424 | 0.00023665 | 0 | 0 |  | 1 | TRUE | wye
126 | LV_2530-1_0_10_load_200 | 172 | 0.0058265 | 0.0014603 | 0 | 0 |  | 1 | TRUE | wye
127 | LV_2530-1_0_10_load_198 | 174 | 0.0027395 | 0.00068658 | 0 | 0 |  | 1 | TRUE | wye
128 | LV_2530-1_0_10_load_152 | 175 | 0.0026392 | 0.00066145 | 0 | 0 |  | 1 | TRUE | wye
129 | LV_2530-1_0_10_load_155 | 177 | 0.00053721 | 0.00013464 | 0 | 0 |  | 1 | TRUE | wye
130 | LV_2530-1_0_10_load_157 | 178 | 0.0044376 | 0.0011122 | 0 | 0 |  | 1 | TRUE | wye
131 | LV_2530-1_0_10_load_233 | 181 | 0.00031477 | 7.8889e-05 | 0 | 0 |  | 1 | TRUE | wye
132 | LV_2530-1_0_10_load_231 | 182 | 0.00034258 | 8.5857e-05 | 0 | 0 |  | 1 | TRUE | wye
133 | LV_2530-1_0_10_load_158 | 184 | 0.0023057 | 0.00057787 | 0 | 0 |  | 1 | TRUE | wye
134 | LV_2530-1_0_10_load_268 | 185 | 0.0013107 | 0.0003285 | 0 | 0 |  | 1 | TRUE | wye
135 | LV_2530-1_0_10_load_224 | 186 | 0.0024583 | 0.00061612 | 0 | 0 |  | 1 | TRUE | wye
136 | LV_2530-1_0_10_load_161 | 187 | 0.0017968 | 0.00045032 | 0 | 0 |  | 1 | TRUE | wye
137 | LV_2530-1_0_10_load_162 | 188 | 0.0003877 | 9.7168e-05 | 0 | 0 |  | 1 | TRUE | wye
138 | LV_2530-1_0_10_load_163 | 189 | 0.0003877 | 9.7168e-05 | 0 | 0 |  | 1 | TRUE | wye
139 | LV_2530-1_0_10_load_164 | 190 | 0.00038766 | 9.7158e-05 | 0 | 0 |  | 1 | TRUE | wye
140 | LV_2530-1_0_10_load_267 | 192 | 0.00038766 | 9.7158e-05 | 0 | 0 |  | 1 | TRUE | wye
141 | LV_2530-1_0_10_load_266 | 194 | 0.00076478 | 0.00019167 | 0 | 0 |  | 1 | TRUE | wye
142 | LV_2530-1_0_10_load_199 | 195 | 0.0006428 | 0.0001611 | 0 | 0 |  | 1 | TRUE | wye
143 | LV_2530-1_0_10_load_195 | 196 | 0.0015705 | 0.00039361 | 0 | 0 |  | 1 | TRUE | wye
144 | LV_2530-1_0_10_load_166 | 197 | 0.0066397 | 0.0016641 | 0 | 0 |  | 1 | TRUE | wye
145 | LV_2530-1_0_10_load_169 | 198 | 0.0018054 | 0.00045248 | 0 | 0 |  | 1 | TRUE | wye
146 | LV_2530-1_0_10_load_208 | 199 | 0.0041299 | 0.0010351 | 0 | 0 |  | 1 | TRUE | wye
147 | LV_2530-1_0_10_load_202 | 200 | 0.0034214 | 0.00085749 | 0 | 0 |  | 1 | TRUE | wye
148 | LV_2530-1_0_10_load_209 | 201 | 0.0023193 | 0.00058126 | 0 | 0 |  | 1 | TRUE | wye
149 | LV_2530-1_0_10_load_170 | 202 | 0.0026505 | 0.00066428 | 0 | 0 |  | 1 | TRUE | wye
150 | LV_2530-1_0_10_load_171 | 203 | 0.00070163 | 0.00017584 | 0 | 0 |  | 1 | TRUE | wye
151 | LV_2530-1_0_10_load_172 | 204 | 0.0026114 | 0.00065448 | 0 | 0 |  | 1 | TRUE | wye
152 | LV_2530-1_0_10_load_173 | 205 | 0.00086941 | 0.00021789 | 0 | 0 |  | 1 | TRUE | wye
153 | LV_2530-1_0_10_load_174 | 206 | 0.0044023 | 0.0011033 | 0 | 0 |  | 1 | TRUE | wye
154 | LV_2530-1_0_10_load_214 | 209 | 0.0018676 | 0.00046806 | 0 | 0 |  | 1 | TRUE | wye
155 | LV_2530-1_0_10_load_175 | 210 | 0.0033644 | 0.0008432 | 0 | 0 |  | 1 | TRUE | wye
156 | LV_2530-1_0_10_load_176 | 211 | 0.0058405 | 0.0014638 | 0 | 0 |  | 1 | TRUE | wye
157 | LV_2530-1_0_10_load_179 | 214 | 0.00077018 | 0.00019302 | 0 | 0 |  | 1 | TRUE | wye
158 | LV_2530-1_0_10_load_180 | 215 | 0.0016277 | 0.00040794 | 0 | 0 |  | 1 | TRUE | wye
159 | LV_2530-1_0_10_load_181 | 216 | 0.0013363 | 0.00033492 | 0 | 0 |  | 1 | TRUE | wye
160 | LV_2530-1_0_10_load_191 | 217 | 0.00060374 | 0.00015131 | 0 | 0 |  | 1 | TRUE | wye
161 | LV_2530-1_0_10_load_192 | 219 | 0.00073339 | 0.0001838 | 0 | 0 |  | 1 | TRUE | wye
162 | LV_2530-1_0_10_load_183 | 220 | 0.0024009 | 0.00060172 | 0 | 0 |  | 1 | TRUE | wye
163 | LV_2530-1_0_10_load_184 | 221 | 0.000706 | 0.00017694 | 0 | 0 |  | 1 | TRUE | wye
164 | LV_2530-1_0_10_load_193 | 222 | 0.0017968 | 0.00045031 | 0 | 0 |  | 1 | TRUE | wye
165 | LV_2530-1_0_10_load_196 | 223 | 0.012189 | 0.0030549 | 0 | 0 |  | 1 | TRUE | wye
166 | LV_2530-1_0_10_load_201 | 224 | 0.0013711 | 0.00034363 | 0 | 0 |  | 1 | TRUE | wye
167 | LV_2530-1_0_10_load_203 | 225 | 0.0020594 | 0.00051613 | 0 | 0 |  | 1 | TRUE | wye
168 | LV_2530-1_0_10_load_205 | 226 | 0.0012836 | 0.0003217 | 0 | 0 |  | 1 | TRUE | wye
169 | LV_2530-1_0_10_load_206 | 227 | 0.00073405 | 0.00018397 | 0 | 0 |  | 1 | TRUE | wye
170 | LV_2530-1_0_10_load_207 | 228 | 0.0055686 | 0.0013956 | 0 | 0 |  | 1 | TRUE | wye
171 | LV_2530-1_0_10_load_215 | 230 | 0.0025148 | 0.00063026 | 0 | 0 |  | 1 | TRUE | wye
172 | LV_2530-1_0_10_load_223 | 231 | 0.0024543 | 0.00061512 | 0 | 0 |  | 1 | TRUE | wye
173 | LV_2530-1_0_10_load_220 | 232 | 0.0021171 | 0.0005306 | 0 | 0 |  | 1 | TRUE | wye
174 | LV_2530-1_0_10_load_217 | 233 | 0.0020582 | 0.00051582 | 0 | 0 |  | 1 | TRUE | wye
175 | LV_2530-1_0_10_load_234 | 234 | 0.00039015 | 9.7782e-05 | 0 | 0 |  | 1 | TRUE | wye
176 | LV_2530-1_0_10_load_216 | 235 | 0.0018197 | 0.00045605 | 0 | 0 |  | 1 | TRUE | wye
177 | LV_2530-1_0_10_load_218 | 236 | 0.0014077 | 0.00035281 | 0 | 0 |  | 1 | TRUE | wye
178 | LV_2530-1_0_10_load_219 | 237 | 0.0012048 | 0.00030196 | 0 | 0 |  | 1 | TRUE | wye
179 | LV_2530-1_0_10_load_226 | 238 | 0.0012741 | 0.00031932 | 0 | 0 |  | 1 | TRUE | wye
180 | LV_2530-1_0_10_load_227 | 239 | 0.00067183 | 0.00016838 | 0 | 0 |  | 1 | TRUE | wye
181 | LV_2530-1_0_10_load_275 | 240 | 0.0023042 | 0.00057749 | 0 | 0 |  | 1 | TRUE | wye
182 | LV_2530-1_0_10_load_228 | 241 | 0.00089638 | 0.00022465 | 0 | 0 |  | 1 | TRUE | wye
183 | LV_2530-1_0_10_load_229 | 242 | 0.00032726 | 8.2019e-05 | 0 | 0 |  | 1 | TRUE | wye
184 | LV_2530-1_0_10_load_230 | 243 | 0.00028996 | 7.267e-05 | 0 | 0 |  | 1 | TRUE | wye
185 | LV_2530-1_0_10_load_235 | 244 | 0.0021936 | 0.00054977 | 0 | 0 |  | 1 | TRUE | wye
186 | LV_2530-1_0_10_load_238 | 247 | 0.0011483 | 0.00028779 | 0 | 0 |  | 1 | TRUE | wye
187 | LV_2530-1_0_10_load_239 | 248 | 0.00091663 | 0.00022973 | 0 | 0 |  | 1 | TRUE | wye
188 | LV_2530-1_0_10_load_240 | 249 | 0.0018486 | 0.0004633 | 0 | 0 |  | 1 | TRUE | wye
189 | LV_2530-1_0_10_load_241 | 250 | 0.0016296 | 0.00040842 | 0 | 0 |  | 1 | TRUE | wye
190 | LV_2530-1_0_10_load_257 | 251 | 0.00082152 | 0.00020589 | 0 | 0 |  | 1 | TRUE | wye
191 | LV_2530-1_0_10_load_274 | 252 | 0.0035049 | 0.0008784 | 0 | 0 |  | 1 | TRUE | wye
192 | LV_2530-1_0_10_load_242 | 253 | 0.0026503 | 0.00066424 | 0 | 0 |  | 1 | TRUE | wye
193 | LV_2530-1_0_10_load_260 | 254 | 0.0024824 | 0.00062215 | 0 | 0 |  | 1 | TRUE | wye
194 | LV_2530-1_0_10_load_256 | 255 | 0.0006461 | 0.00016193 | 0 | 0 |  | 1 | TRUE | wye
195 | LV_2530-1_0_10_load_259 | 256 | 0.0015328 | 0.00038415 | 0 | 0 |  | 1 | TRUE | wye
196 | LV_2530-1_0_10_load_244 | 258 | 0.0044085 | 0.0011049 | 0 | 0 |  | 1 | TRUE | wye
197 | LV_2530-1_0_10_load_245 | 259 | 0.0023771 | 0.00059575 | 0 | 0 |  | 1 | TRUE | wye
198 | LV_2530-1_0_10_load_255 | 260 | 0.0024025 | 0.00060211 | 0 | 0 |  | 1 | TRUE | wye
199 | LV_2530-1_0_10_load_262 | 261 | 0.0033331 | 0.00083535 | 0 | 0 |  | 1 | TRUE | wye
200 | LV_2530-1_0_10_load_253 | 262 | 0.003822 | 0.00095789 | 0 | 0 |  | 1 | TRUE | wye
201 | LV_2530-1_0_10_load_261 | 263 | 0.0026921 | 0.0006747 | 0 | 0 |  | 1 | TRUE | wye
202 | LV_2530-1_0_10_load_246 | 264 | 0.0046317 | 0.0011608 | 0 | 0 |  | 1 | TRUE | wye
203 | LV_2530-1_0_10_load_247 | 265 | 0.0031969 | 0.00080123 | 0 | 0 |  | 1 | TRUE | wye
204 | LV_2530-1_0_10_load_249 | 266 | 0.0013198 | 0.00033077 | 0 | 0 |  | 1 | TRUE | wye
205 | LV_2530-1_0_10_load_251 | 267 | 0.0038378 | 0.00096184 | 0 | 0 |  | 1 | TRUE | wye
206 | LV_2530-1_0_10_load_252 | 268 | 0.0027563 | 0.0006908 | 0 | 0 |  | 1 | TRUE | wye
207 | LV_2530-1_0_10_load_254 | 269 | 0.0016463 | 0.00041261 | 0 | 0 |  | 1 | TRUE | wye
208 | LV_2530-1_0_10_load_258 | 270 | 0.00060251 | 0.000151 | 0 | 0 |  | 1 | TRUE | wye

## ext_grid
| name | bus | vm_pu | va_degree | slack_weight | in_service
0 |  | 47 | 1 | 0 | 1 | TRUE

## line
| name | std_type | from_bus | to_bus | length_km | r_ohm_per_km | x_ohm_per_km | c_nf_per_km | g_us_per_km | max_i_ka | df | parallel | type | in_service
0 | LV_2530-1_0_10_line_0 |  | 0 | 1 | 0.0070032 | 0.125 | 0.08 | 261 | 0 | 0.364 | 1 | 1 | cs | TRUE
1 | LV_2530-1_0_10_line_1 |  | 1 | 2 | 0.01083 | 0.125 | 0.08 | 261 | 0 | 0.364 | 1 | 1 | cs | TRUE
2 | LV_2530-1_0_10_line_2 |  | 2 | 3 | 0.098235 | 0.125 | 0.08 | 261 | 0 | 0.364 | 1 | 1 | cs | TRUE
3 | LV_2530-1_0_10_line_3 |  | 2 | 4 | 0.042356 | 0.125 | 0.08 | 261 | 0 | 0.364 | 1 | 1 | cs | TRUE
4 | LV_2530-1_0_10_line_4 |  | 3 | 5 | 0.01302 | 0.125 | 0.08 | 261 | 0 | 0.364 | 1 | 1 | cs | TRUE
5 | LV_2530-1_0_10_line_5 |  | 3 | 6 | 0.037216 | 0.125 | 0.08 | 261 | 0 | 0.364 | 1 | 1 | cs | TRUE
6 | LV_2530-1_0_10_line_6 |  | 4 | 7 | 0.011905 | 0.125 | 0.08 | 261 | 0 | 0.364 | 1 | 1 | cs | TRUE
7 | LV_2530-1_0_10_line_7 |  | 4 | 8 | 0.014667 | 0.125 | 0.08 | 261 | 0 | 0.364 | 1 | 1 | cs | TRUE
8 | LV_2530-1_0_10_line_8 |  | 5 | 160 | 0.022493 | 0.125 | 0.08 | 261 | 0 | 0.364 | 1 | 1 | cs | TRUE
9 | LV_2530-1_0_10_line_9 |  | 6 | 156 | 0.0046926 | 0.125 | 0.08 | 261 | 0 | 0.364 | 1 | 1 | cs | TRUE
10 | LV_2530-1_0_10_line_10 |  | 9 | 10 | 0.026415 | 0.125 | 0.08 | 261 | 0 | 0.364 | 1 | 1 | cs | TRUE
11 | LV_2530-1_0_10_line_11 |  | 10 | 11 | 0.0077831 | 0.125 | 0.08 | 261 | 0 | 0.364 | 1 | 1 | cs | TRUE
12 | LV_2530-1_0_10_line_12 |  | 11 | 12 | 0.004554 | 0.125 | 0.08 | 261 | 0 | 0.364 | 1 | 1 | cs | TRUE
13 | LV_2530-1_0_10_line_13 |  | 11 | 13 | 0.014108 | 0.125 | 0.08 | 261 | 0 | 0.364 | 1 | 1 | cs | TRUE
14 | LV_2530-1_0_10_line_14 |  | 12 | 14 | 0.032512 | 0.125 | 0.08 | 261 | 0 | 0.364 | 1 | 1 | cs | TRUE
15 | LV_2530-1_0_10_line_15 |  | 12 | 15 | 0.017513 | 0.125 | 0.08 | 261 | 0 | 0.364 | 1 | 1 | cs | TRUE
16 | LV_2530-1_0_10_line_16 |  | 13 | 16 | 0.00384 | 0.125 | 0.08 | 261 | 0 | 0.364 | 1 | 1 | cs | TRUE
17 | LV_2530-1_0_10_line_17 |  | 14 | 57 | 0.011499 | 0.125 | 0.08 | 261 | 0 | 0.364 | 1 | 1 | cs | TRUE
18 | LV_2530-1_0_10_line_18 |  | 16 | 24 | 0.013868 | 0.125 | 0.08 | 261 | 0 | 0.364 | 1 | 1 | cs | TRUE
19 | LV_2530-1_0_10_line_19 |  | 17 | 18 | 0.046853 | 0.125 | 0.08 | 261 | 0 | 0.364 | 1 | 1 | cs | TRUE
20 | LV_2530-1_0_10_line_20 |  | 17 | 19 | 0.025889 | 0.125 | 0.08 | 261 | 0 | 0.364 | 1 | 1 | cs | TRUE
21 | LV_2530-1_0_10_line_21 |  | 18 | 20 | 0.011206 | 0.125 | 0.08 | 261 | 0 | 0.364 | 1 | 1 | cs | TRUE
22 | LV_2530-1_0_10_line_22 |  | 19 | 21 | 0.019864 | 0.125 | 0.08 | 261 | 0 | 0.364 | 1 | 1 | cs | TRUE
23 | LV_2530-1_0_10_line_23 |  | 20 | 22 | 0.016966 | 0.125 | 0.08 | 261 | 0 | 0.364 | 1 | 1 | cs | TRUE
24 | LV_2530-1_0_10_line_24 |  | 21 | 23 | 0.023245 | 0.125 | 0.08 | 261 | 0 | 0.364 | 1 | 1 | cs | TRUE
25 | LV_2530-1_0_10_line_25 |  | 22 | 24 | 0.035311 | 0.125 | 0.08 | 261 | 0 | 0.364 | 1 | 1 | cs | TRUE
26 | LV_2530-1_0_10_line_26 |  | 23 | 25 | 0.043298 | 0.125 | 0.08 | 261 | 0 | 0.364 | 1 | 1 | cs | TRUE
27 | LV_2530-1_0_10_line_27 |  | 24 | 231 | 0.0073454 | 0.125 | 0.08 | 261 | 0 | 0.364 | 1 | 1 | cs | TRUE
28 | LV_2530-1_0_10_line_28 |  | 25 | 149 | 0.021525 | 0.125 | 0.08 | 261 | 0 | 0.364 | 1 | 1 | cs | TRUE
29 | LV_2530-1_0_10_line_29 |  | 26 | 27 | 0.00769 | 0.125 | 0.08 | 261 | 0 | 0.364 | 1 | 1 | cs | TRUE
30 | LV_2530-1_0_10_line_30 |  | 26 | 28 | 0.0081566 | 0.125 | 0.08 | 261 | 0 | 0.364 | 1 | 1 | cs | TRUE
31 | LV_2530-1_0_10_line_31 |  | 27 | 29 | 0.022832 | 0.125 | 0.08 | 261 | 0 | 0.364 | 1 | 1 | cs | TRUE
32 | LV_2530-1_0_10_line_32 |  | 29 | 30 | 0.013847 | 0.125 | 0.08 | 261 | 0 | 0.364 | 1 | 1 | cs | TRUE
33 | LV_2530-1_0_10_line_33 |  | 30 | 31 | 0.014779 | 0.125 | 0.08 | 261 | 0 | 0.364 | 1 | 5 | cs | TRUE
34 | LV_2530-1_0_10_line_34 |  | 30 | 32 | 0.010148 | 0.125 | 0.08 | 261 | 0 | 0.364 | 1 | 5 | cs | TRUE
35 | LV_2530-1_0_10_line_35 |  | 31 | 51 | 0.02888 | 0.125 | 0.08 | 261 | 0 | 0.364 | 1 | 5 | cs | TRUE
36 | LV_2530-1_0_10_line_36 |  | 32 | 46 | 0.007679 | 0.125 | 0.08 | 261 | 0 | 0.364 | 1 | 5 | cs | TRUE
37 | LV_2530-1_0_10_line_37 |  | 33 | 34 | 0.016062 | 0.125 | 0.08 | 261 | 0 | 0.364 | 1 | 1 | cs | TRUE
38 | LV_2530-1_0_10_line_38 |  | 34 | 213 | 0.036854 | 0.125 | 0.08 | 261 | 0 | 0.364 | 1 | 1 | cs | TRUE
39 | LV_2530-1_0_10_line_39 |  | 35 | 36 | 0.0092085 | 0.125 | 0.08 | 261 | 0 | 0.364 | 1 | 1 | cs | TRUE
40 | LV_2530-1_0_10_line_40 |  | 35 | 37 | 0.0035587 | 0.125 | 0.08 | 261 | 0 | 0.364 | 1 | 1 | cs | TRUE
41 | LV_2530-1_0_10_line_41 |  | 37 | 75 | 0.015104 | 0.125 | 0.08 | 261 | 0 | 0.364 | 1 | 1 | cs | TRUE
42 | LV_2530-1_0_10_line_42 |  | 38 | 39 | 0.025007 | 0.125 | 0.08 | 261 | 0 | 0.364 | 1 | 1 | cs | TRUE
43 | LV_2530-1_0_10_line_43 |  | 38 | 40 | 0.011415 | 0.125 | 0.08 | 261 | 0 | 0.364 | 1 | 1 | cs | TRUE
44 | LV_2530-1_0_10_line_44 |  | 39 | 41 | 0.042813 | 0.125 | 0.08 | 261 | 0 | 0.364 | 1 | 2 | cs | TRUE
45 | LV_2530-1_0_10_line_45 |  | 40 | 42 | 0.014066 | 0.125 | 0.08 | 261 | 0 | 0.364 | 1 | 1 | cs | TRUE
46 | LV_2530-1_0_10_line_46 |  | 41 | 43 | 0.036265 | 0.125 | 0.08 | 261 | 0 | 0.364 | 1 | 5 | cs | TRUE
47 | LV_2530-1_0_10_line_47 |  | 42 | 44 | 0.043995 | 0.125 | 0.08 | 261 | 0 | 0.364 | 1 | 1 | cs | TRUE
48 | LV_2530-1_0_10_line_48 |  | 43 | 45 | 0.017776 | 0.125 | 0.08 | 261 | 0 | 0.364 | 1 | 5 | cs | TRUE
49 | LV_2530-1_0_10_line_49 |  | 45 | 53 | 0.041994 | 0.125 | 0.08 | 261 | 0 | 0.364 | 1 | 5 | cs | TRUE
50 | LV_2530-1_0_10_line_50 |  | 45 | 52 | 0.10074 | 0.125 | 0.08 | 261 | 0 | 0.364 | 1 | 1 | cs | TRUE
51 | LV_2530-1_0_10_line_51 |  | 46 | 47 | 0.025668 | 0.125 | 0.08 | 261 | 0 | 0.364 | 1 | 5 | cs | TRUE
52 | LV_2530-1_0_10_line_52 |  | 47 | 48 | 0.0066375 | 0.125 | 0.08 | 261 | 0 | 0.364 | 1 | 5 | cs | TRUE
53 | LV_2530-1_0_10_line_53 |  | 48 | 49 | 0.019969 | 0.125 | 0.08 | 261 | 0 | 0.364 | 1 | 5 | cs | TRUE
54 | LV_2530-1_0_10_line_54 |  | 49 | 50 | 0.003236 | 0.125 | 0.08 | 261 | 0 | 0.364 | 1 | 5 | cs | TRUE
55 | LV_2530-1_0_10_line_55 |  | 50 | 218 | 0.020093 | 0.125 | 0.08 | 261 | 0 | 0.364 | 1 | 5 | cs | TRUE
56 | LV_2530-1_0_10_line_56 |  | 51 | 146 | 0.021231 | 0.125 | 0.08 | 261 | 0 | 0.364 | 1 | 5 | cs | TRUE
57 | LV_2530-1_0_10_line_57 |  | 53 | 54 | 0.050385 | 0.125 | 0.08 | 261 | 0 | 0.364 | 1 | 5 | cs | TRUE
58 | LV_2530-1_0_10_line_58 |  | 54 | 55 | 0.013421 | 0.125 | 0.08 | 261 | 0 | 0.364 | 1 | 5 | cs | TRUE
59 | LV_2530-1_0_10_line_59 |  | 54 | 56 | 0.027237 | 0.125 | 0.08 | 261 | 0 | 0.364 | 1 | 5 | cs | TRUE
60 | LV_2530-1_0_10_line_60 |  | 55 | 99 | 0.062817 | 0.125 | 0.08 | 261 | 0 | 0.364 | 1 | 5 | cs | TRUE
61 | LV_2530-1_0_10_line_61 |  | 56 | 103 | 0.039932 | 0.125 | 0.08 | 261 | 0 | 0.364 | 1 | 5 | cs | TRUE
62 | LV_2530-1_0_10_line_62 |  | 57 | 155 | 0.02058 | 0.125 | 0.08 | 261 | 0 | 0.364 | 1 | 1 | cs | TRUE
63 | LV_2530-1_0_10_line_63 |  | 58 | 59 | 0.010606 | 0.125 | 0.08 | 261 | 0 | 0.364 | 1 | 1 | cs | TRUE
64 | LV_2530-1_0_10_line_64 |  | 59 | 60 | 0.037662 | 0.125 | 0.08 | 261 | 0 | 0.364 | 1 | 1 | cs | TRUE
65 | LV_2530-1_0_10_line_65 |  | 60 | 63 | 0.09802 | 0.125 | 0.08 | 261 | 0 | 0.364 | 1 | 1 | cs | TRUE
66 | LV_2530-1_0_10_line_66 |  | 60 | 64 | 0.013984 | 0.125 | 0.08 | 261 | 0 | 0.364 | 1 | 1 | cs | TRUE
67 | LV_2530-1_0_10_line_67 |  | 60 | 65 | 0.030357 | 0.125 | 0.08 | 261 | 0 | 0.364 | 1 | 1 | cs | TRUE
68 | LV_2530-1_0_10_line_68 |  | 61 | 62 | 0.014502 | 0.125 | 0.08 | 261 | 0 | 0.364 | 1 | 1 | cs | TRUE
69 | LV_2530-1_0_10_line_69 |  | 62 | 66 | 0.006871 | 0.125 | 0.08 | 261 | 0 | 0.364 | 1 | 1 | cs | TRUE
70 | LV_2530-1_0_10_line_70 |  | 62 | 67 | 0.016627 | 0.125 | 0.08 | 261 | 0 | 0.364 | 1 | 1 | cs | TRUE
71 | LV_2530-1_0_10_line_71 |  | 63 | 68 | 0.038043 | 0.125 | 0.08 | 261 | 0 | 0.364 | 1 | 1 | cs | TRUE
72 | LV_2530-1_0_10_line_72 |  | 64 | 69 | 0.018581 | 0.125 | 0.08 | 261 | 0 | 0.364 | 1 | 1 | cs | TRUE
73 | LV_2530-1_0_10_line_73 |  | 65 | 70 | 0.063901 | 0.125 | 0.08 | 261 | 0 | 0.364 | 1 | 1 | cs | TRUE
74 | LV_2530-1_0_10_line_74 |  | 65 | 71 | 0.051918 | 0.125 | 0.08 | 261 | 0 | 0.364 | 1 | 1 | cs | TRUE
75 | LV_2530-1_0_10_line_75 |  | 66 | 72 | 0.033155 | 0.125 | 0.08 | 261 | 0 | 0.364 | 1 | 1 | cs | TRUE
76 | LV_2530-1_0_10_line_76 |  | 67 | 73 | 0.045557 | 0.125 | 0.08 | 261 | 0 | 0.364 | 1 | 1 | cs | TRUE
77 | LV_2530-1_0_10_line_77 |  | 67 | 74 | 0.006799 | 0.125 | 0.08 | 261 | 0 | 0.364 | 1 | 1 | cs | TRUE
78 | LV_2530-1_0_10_line_78 |  | 68 | 91 | 0.023294 | 0.125 | 0.08 | 261 | 0 | 0.364 | 1 | 1 | cs | TRUE
79 | LV_2530-1_0_10_line_79 |  | 69 | 92 | 0.012326 | 0.125 | 0.08 | 261 | 0 | 0.364 | 1 | 1 | cs | TRUE
80 | LV_2530-1_0_10_line_80 |  | 71 | 89 | 0.0065137 | 0.125 | 0.08 | 261 | 0 | 0.364 | 1 | 1 | cs | TRUE
81 | LV_2530-1_0_10_line_81 |  | 72 | 95 | 0.010156 | 0.125 | 0.08 | 261 | 0 | 0.364 | 1 | 1 | cs | TRUE
82 | LV_2530-1_0_10_line_82 |  | 73 | 113 | 0.045295 | 0.125 | 0.08 | 261 | 0 | 0.364 | 1 | 1 | cs | TRUE
83 | LV_2530-1_0_10_line_83 |  | 74 | 116 | 0.024827 | 0.125 | 0.08 | 261 | 0 | 0.364 | 1 | 1 | cs | TRUE
84 | LV_2530-1_0_10_line_84 |  | 74 | 115 | 0.029253 | 0.125 | 0.08 | 261 | 0 | 0.364 | 1 | 1 | cs | TRUE
85 | LV_2530-1_0_10_line_85 |  | 75 | 76 | 0.0031736 | 0.125 | 0.08 | 261 | 0 | 0.364 | 1 | 1 | cs | TRUE
86 | LV_2530-1_0_10_line_86 |  | 76 | 77 | 0.014685 | 0.125 | 0.08 | 261 | 0 | 0.364 | 1 | 1 | cs | TRUE
87 | LV_2530-1_0_10_line_87 |  | 77 | 78 | 0.016867 | 0.125 | 0.08 | 261 | 0 | 0.364 | 1 | 1 | cs | TRUE
88 | LV_2530-1_0_10_line_88 |  | 78 | 111 | 0.033114 | 0.125 | 0.08 | 261 | 0 | 0.364 | 1 | 5 | cs | TRUE
89 | LV_2530-1_0_10_line_89 |  | 78 | 107 | 0.015431 | 0.125 | 0.08 | 261 | 0 | 0.364 | 1 | 5 | cs | TRUE
90 | LV_2530-1_0_10_line_90 |  | 79 | 80 | 0.0069898 | 0.125 | 0.08 | 261 | 0 | 0.364 | 1 | 1 | cs | TRUE
91 | LV_2530-1_0_10_line_91 |  | 79 | 81 | 0.014753 | 0.125 | 0.08 | 261 | 0 | 0.364 | 1 | 1 | cs | TRUE
92 | LV_2530-1_0_10_line_92 |  | 80 | 82 | 0.018978 | 0.125 | 0.08 | 261 | 0 | 0.364 | 1 | 1 | cs | TRUE
93 | LV_2530-1_0_10_line_93 |  | 81 | 83 | 0.0082838 | 0.125 | 0.08 | 261 | 0 | 0.364 | 1 | 1 | cs | TRUE
94 | LV_2530-1_0_10_line_94 |  | 81 | 84 | 0.058212 | 0.125 | 0.08 | 261 | 0 | 0.364 | 1 | 2 | cs | TRUE
95 | LV_2530-1_0_10_line_95 |  | 83 | 85 | 0.027342 | 0.125 | 0.08 | 261 | 0 | 0.364 | 1 | 1 | cs | TRUE
96 | LV_2530-1_0_10_line_96 |  | 84 | 86 | 0.0041029 | 0.125 | 0.08 | 261 | 0 | 0.364 | 1 | 5 | cs | TRUE
97 | LV_2530-1_0_10_line_97 |  | 85 | 87 | 0.013123 | 0.125 | 0.08 | 261 | 0 | 0.364 | 1 | 1 | cs | TRUE
98 | LV_2530-1_0_10_line_98 |  | 86 | 88 | 0.022061 | 0.125 | 0.08 | 261 | 0 | 0.364 | 1 | 5 | cs | TRUE
99 | LV_2530-1_0_10_line_99 |  | 87 | 93 | 0.0026463 | 0.125 | 0.08 | 261 | 0 | 0.364 | 1 | 1 | cs | TRUE
100 | LV_2530-1_0_10_line_100 |  | 88 | 103 | 0.032295 | 0.125 | 0.08 | 261 | 0 | 0.364 | 1 | 5 | cs | TRUE
101 | LV_2530-1_0_10_line_101 |  | 88 | 104 | 0.025628 | 0.125 | 0.08 | 261 | 0 | 0.364 | 1 | 1 | cs | TRUE
102 | LV_2530-1_0_10_line_102 |  | 90 | 91 | 0.058889 | 0.125 | 0.08 | 261 | 0 | 0.364 | 1 | 1 | cs | TRUE
103 | LV_2530-1_0_10_line_103 |  | 92 | 93 | 0.039337 | 0.125 | 0.08 | 261 | 0 | 0.364 | 1 | 1 | cs | TRUE
104 | LV_2530-1_0_10_line_104 |  | 93 | 94 | 0.02009 | 0.125 | 0.08 | 261 | 0 | 0.364 | 1 | 1 | cs | TRUE
105 | LV_2530-1_0_10_line_105 |  | 94 | 95 | 0.012706 | 0.125 | 0.08 | 261 | 0 | 0.364 | 1 | 1 | cs | TRUE
106 | LV_2530-1_0_10_line_106 |  | 96 | 97 | 0.02906 | 0.125 | 0.08 | 261 | 0 | 0.364 | 1 | 1 | cs | TRUE
107 | LV_2530-1_0_10_line_107 |  | 96 | 98 | 0.012504 | 0.125 | 0.08 | 261 | 0 | 0.364 | 1 | 1 | cs | TRUE
108 | LV_2530-1_0_10_line_108 |  | 97 | 99 | 0.015495 | 0.125 | 0.08 | 261 | 0 | 0.364 | 1 | 5 | cs | TRUE
109 | LV_2530-1_0_10_line_109 |  | 97 | 100 | 0.0065472 | 0.125 | 0.08 | 261 | 0 | 0.364 | 1 | 5 | cs | TRUE
110 | LV_2530-1_0_10_line_110 |  | 100 | 101 | 0.0012026 | 0.125 | 0.08 | 261 | 0 | 0.364 | 1 | 5 | cs | TRUE
111 | LV_2530-1_0_10_line_111 |  | 101 | 102 | 0.0025048 | 0.125 | 0.08 | 261 | 0 | 0.364 | 1 | 5 | cs | TRUE
112 | LV_2530-1_0_10_line_112 |  | 102 | 105 | 0.024148 | 0.125 | 0.08 | 261 | 0 | 0.364 | 1 | 5 | cs | TRUE
113 | LV_2530-1_0_10_line_113 |  | 105 | 106 | 0.025897 | 0.125 | 0.08 | 261 | 0 | 0.364 | 1 | 1 | cs | TRUE
114 | LV_2530-1_0_10_line_114 |  | 105 | 107 | 0.027169 | 0.125 | 0.08 | 261 | 0 | 0.364 | 1 | 5 | cs | TRUE
115 | LV_2530-1_0_10_line_115 |  | 106 | 108 | 0.036216 | 0.125 | 0.08 | 261 | 0 | 0.364 | 1 | 1 | cs | TRUE
116 | LV_2530-1_0_10_line_116 |  | 108 | 109 | 0.011957 | 0.125 | 0.08 | 261 | 0 | 0.364 | 1 | 1 | cs | TRUE
117 | LV_2530-1_0_10_line_117 |  | 108 | 110 | 0.013692 | 0.125 | 0.08 | 261 | 0 | 0.364 | 1 | 1 | cs | TRUE
118 | LV_2530-1_0_10_line_118 |  | 109 | 125 | 0.020194 | 0.125 | 0.08 | 261 | 0 | 0.364 | 1 | 1 | cs | TRUE
119 | LV_2530-1_0_10_line_119 |  | 110 | 126 | 0.012998 | 0.125 | 0.08 | 261 | 0 | 0.364 | 1 | 1 | cs | TRUE
120 | LV_2530-1_0_10_line_120 |  | 111 | 133 | 0.001035 | 0.125 | 0.08 | 261 | 0 | 0.364 | 1 | 5 | cs | TRUE
121 | LV_2530-1_0_10_line_121 |  | 112 | 113 | 0.02322 | 0.125 | 0.08 | 261 | 0 | 0.364 | 1 | 1 | cs | TRUE
122 | LV_2530-1_0_10_line_122 |  | 114 | 115 | 0.0054427 | 0.125 | 0.08 | 261 | 0 | 0.364 | 1 | 1 | cs | TRUE
123 | LV_2530-1_0_10_line_123 |  | 117 | 118 | 0.015573 | 0.125 | 0.08 | 261 | 0 | 0.364 | 1 | 1 | cs | TRUE
124 | LV_2530-1_0_10_line_124 |  | 117 | 119 | 0.030721 | 0.125 | 0.08 | 261 | 0 | 0.364 | 1 | 1 | cs | TRUE
125 | LV_2530-1_0_10_line_125 |  | 119 | 120 | 0.069985 | 0.125 | 0.08 | 261 | 0 | 0.364 | 1 | 1 | cs | TRUE
126 | LV_2530-1_0_10_line_126 |  | 119 | 121 | 0.012532 | 0.125 | 0.08 | 261 | 0 | 0.364 | 1 | 1 | cs | TRUE
127 | LV_2530-1_0_10_line_127 |  | 120 | 122 | 0.018558 | 0.125 | 0.08 | 261 | 0 | 0.364 | 1 | 1 | cs | TRUE
128 | LV_2530-1_0_10_line_128 |  | 120 | 123 | 0.040037 | 0.125 | 0.08 | 261 | 0 | 0.364 | 1 | 1 | cs | TRUE
129 | LV_2530-1_0_10_line_129 |  | 121 | 124 | 0.011745 | 0.125 | 0.08 | 261 | 0 | 0.364 | 1 | 1 | cs | TRUE
130 | LV_2530-1_0_10_line_130 |  | 122 | 135 | 0.0062418 | 0.125 | 0.08 | 261 | 0 | 0.364 | 1 | 1 | cs | TRUE
131 | LV_2530-1_0_10_line_131 |  | 123 | 136 | 0.025658 | 0.125 | 0.08 | 261 | 0 | 0.364 | 1 | 5 | cs | TRUE
132 | LV_2530-1_0_10_line_132 |  | 123 | 134 | 0.027226 | 0.125 | 0.08 | 261 | 0 | 0.364 | 1 | 5 | cs | TRUE
133 | LV_2530-1_0_10_line_133 |  | 125 | 127 | 0.018745 | 0.125 | 0.08 | 261 | 0 | 0.364 | 1 | 1 | cs | TRUE
134 | LV_2530-1_0_10_line_134 |  | 126 | 128 | 0.0092384 | 0.125 | 0.08 | 261 | 0 | 0.364 | 1 | 1 | cs | TRUE
135 | LV_2530-1_0_10_line_135 |  | 127 | 140 | 0.012945 | 0.125 | 0.08 | 261 | 0 | 0.364 | 1 | 1 | cs | TRUE
136 | LV_2530-1_0_10_line_136 |  | 129 | 130 | 0.013602 | 0.125 | 0.08 | 261 | 0 | 0.364 | 1 | 5 | cs | TRUE
137 | LV_2530-1_0_10_line_137 |  | 129 | 131 | 0.0057225 | 0.125 | 0.08 | 261 | 0 | 0.364 | 1 | 5 | cs | TRUE
138 | LV_2530-1_0_10_line_138 |  | 130 | 132 | 0.025539 | 0.125 | 0.08 | 261 | 0 | 0.364 | 1 | 5 | cs | TRUE
139 | LV_2530-1_0_10_line_139 |  | 131 | 133 | 0.026548 | 0.125 | 0.08 | 261 | 0 | 0.364 | 1 | 5 | cs | TRUE
140 | LV_2530-1_0_10_line_140 |  | 132 | 134 | 0.0089543 | 0.125 | 0.08 | 261 | 0 | 0.364 | 1 | 5 | cs | TRUE
141 | LV_2530-1_0_10_line_141 |  | 135 | 137 | 0.034354 | 0.125 | 0.08 | 261 | 0 | 0.364 | 1 | 1 | cs | TRUE
142 | LV_2530-1_0_10_line_142 |  | 136 | 141 | 0.01485 | 0.125 | 0.08 | 261 | 0 | 0.364 | 1 | 5 | cs | TRUE
143 | LV_2530-1_0_10_line_143 |  | 137 | 138 | 0.00070072 | 0.125 | 0.08 | 261 | 0 | 0.364 | 1 | 1 | cs | TRUE
144 | LV_2530-1_0_10_line_144 |  | 138 | 139 | 0.010197 | 0.125 | 0.08 | 261 | 0 | 0.364 | 1 | 1 | cs | TRUE
145 | LV_2530-1_0_10_line_145 |  | 141 | 142 | 0.011114 | 0.125 | 0.08 | 261 | 0 | 0.364 | 1 | 5 | cs | TRUE
146 | LV_2530-1_0_10_line_146 |  | 142 | 145 | 0.053742 | 0.125 | 0.08 | 261 | 0 | 0.364 | 1 | 5 | cs | TRUE
147 | LV_2530-1_0_10_line_147 |  | 143 | 144 | 0.011403 | 0.125 | 0.08 | 261 | 0 | 0.364 | 1 | 5 | cs | TRUE
148 | LV_2530-1_0_10_line_148 |  | 143 | 145 | 0.021602 | 0.125 | 0.08 | 261 | 0 | 0.364 | 1 | 5 | cs | TRUE
149 | LV_2530-1_0_10_line_149 |  | 144 | 146 | 0.013101 | 0.125 | 0.08 | 261 | 0 | 0.364 | 1 | 5 | cs | TRUE
150 | LV_2530-1_0_10_line_150 |  | 145 | 147 | 0.018148 | 0.125 | 0.08 | 261 | 0 | 0.364 | 1 | 1 | cs | TRUE
151 | LV_2530-1_0_10_line_151 |  | 147 | 148 | 0.019625 | 0.125 | 0.08 | 261 | 0 | 0.364 | 1 | 1 | cs | TRUE
152 | LV_2530-1_0_10_line_152 |  | 148 | 149 | 0.004006 | 0.125 | 0.08 | 261 | 0 | 0.364 | 1 | 1 | cs | TRUE
153 | LV_2530-1_0_10_line_153 |  | 148 | 150 | 0.021745 | 0.125 | 0.08 | 261 | 0 | 0.364 | 1 | 1 | cs | TRUE
154 | LV_2530-1_0_10_line_154 |  | 150 | 151 | 0.022763 | 0.125 | 0.08 | 261 | 0 | 0.364 | 1 | 1 | cs | TRUE
155 | LV_2530-1_0_10_line_155 |  | 152 | 153 | 0.012185 | 0.125 | 0.08 | 261 | 0 | 0.364 | 1 | 5 | cs | TRUE
156 | LV_2530-1_0_10_line_156 |  | 152 | 154 | 0.035713 | 0.125 | 0.08 | 261 | 0 | 0.364 | 1 | 5 | cs | TRUE
157 | LV_2530-1_0_10_line_157 |  | 153 | 157 | 0.024294 | 0.125 | 0.08 | 261 | 0 | 0.364 | 1 | 1 | cs | TRUE
158 | LV_2530-1_0_10_line_158 |  | 153 | 158 | 0.028739 | 0.125 | 0.08 | 261 | 0 | 0.364 | 1 | 5 | cs | TRUE
159 | LV_2530-1_0_10_line_159 |  | 154 | 159 | 0.016024 | 0.125 | 0.08 | 261 | 0 | 0.364 | 1 | 5 | cs | TRUE
160 | LV_2530-1_0_10_line_160 |  | 157 | 200 | 0.00020755 | 0.125 | 0.08 | 261 | 0 | 0.364 | 1 | 1 | cs | TRUE
161 | LV_2530-1_0_10_line_161 |  | 158 | 198 | 0.0041125 | 0.125 | 0.08 | 261 | 0 | 0.364 | 1 | 5 | cs | TRUE
162 | LV_2530-1_0_10_line_162 |  | 158 | 197 | 0.018237 | 0.125 | 0.08 | 261 | 0 | 0.364 | 1 | 1 | cs | TRUE
163 | LV_2530-1_0_10_line_163 |  | 159 | 218 | 0.029556 | 0.125 | 0.08 | 261 | 0 | 0.364 | 1 | 5 | cs | TRUE
164 | LV_2530-1_0_10_line_164 |  | 159 | 220 | 0.019167 | 0.125 | 0.08 | 261 | 0 | 0.364 | 1 | 1 | cs | TRUE
165 | LV_2530-1_0_10_line_165 |  | 160 | 161 | 0.01299 | 0.125 | 0.08 | 261 | 0 | 0.364 | 1 | 1 | cs | TRUE
166 | LV_2530-1_0_10_line_166 |  | 161 | 162 | 0.02355 | 0.125 | 0.08 | 261 | 0 | 0.364 | 1 | 1 | cs | TRUE
167 | LV_2530-1_0_10_line_167 |  | 162 | 163 | 0.037553 | 0.125 | 0.08 | 261 | 0 | 0.364 | 1 | 1 | cs | TRUE
168 | LV_2530-1_0_10_line_168 |  | 162 | 164 | 0.006497 | 0.125 | 0.08 | 261 | 0 | 0.364 | 1 | 1 | cs | TRUE
169 | LV_2530-1_0_10_line_169 |  | 163 | 185 | 0.013023 | 0.125 | 0.08 | 261 | 0 | 0.364 | 1 | 1 | cs | TRUE
170 | LV_2530-1_0_10_line_170 |  | 163 | 186 | 0.0091525 | 0.125 | 0.08 | 261 | 0 | 0.364 | 1 | 1 | cs | TRUE
171 | LV_2530-1_0_10_line_171 |  | 164 | 184 | 0.017005 | 0.125 | 0.08 | 261 | 0 | 0.364 | 1 | 1 | cs | TRUE
172 | LV_2530-1_0_10_line_172 |  | 165 | 166 | 0.025627 | 0.125 | 0.08 | 261 | 0 | 0.364 | 1 | 1 | cs | TRUE
173 | LV_2530-1_0_10_line_173 |  | 165 | 167 | 0.0085154 | 0.125 | 0.08 | 261 | 0 | 0.364 | 1 | 1 | cs | TRUE
174 | LV_2530-1_0_10_line_174 |  | 166 | 168 | 0.028928 | 0.125 | 0.08 | 261 | 0 | 0.364 | 1 | 1 | cs | TRUE
175 | LV_2530-1_0_10_line_175 |  | 167 | 169 | 0.04376 | 0.125 | 0.08 | 261 | 0 | 0.364 | 1 | 1 | cs | TRUE
176 | LV_2530-1_0_10_line_176 |  | 169 | 172 | 0.040874 | 0.125 | 0.08 | 261 | 0 | 0.364 | 1 | 1 | cs | TRUE
177 | LV_2530-1_0_10_line_177 |  | 170 | 171 | 0.004159 | 0.125 | 0.08 | 261 | 0 | 0.364 | 1 | 1 | cs | TRUE
178 | LV_2530-1_0_10_line_178 |  | 171 | 173 | 0.021442 | 0.125 | 0.08 | 261 | 0 | 0.364 | 1 | 1 | cs | TRUE
179 | LV_2530-1_0_10_line_179 |  | 172 | 174 | 0.037988 | 0.125 | 0.08 | 261 | 0 | 0.364 | 1 | 1 | cs | TRUE
180 | LV_2530-1_0_10_line_180 |  | 173 | 177 | 0.028431 | 0.125 | 0.08 | 261 | 0 | 0.364 | 1 | 2 | cs | TRUE
181 | LV_2530-1_0_10_line_181 |  | 173 | 175 | 0.06902 | 0.125 | 0.08 | 261 | 0 | 0.364 | 1 | 1 | cs | TRUE
182 | LV_2530-1_0_10_line_182 |  | 174 | 223 | 0.0052375 | 0.125 | 0.08 | 261 | 0 | 0.364 | 1 | 1 | cs | TRUE
183 | LV_2530-1_0_10_line_183 |  | 175 | 176 | 0.06532 | 0.125 | 0.08 | 261 | 0 | 0.364 | 1 | 1 | cs | TRUE
184 | LV_2530-1_0_10_line_184 |  | 176 | 178 | 0.0017454 | 0.125 | 0.08 | 261 | 0 | 0.364 | 1 | 1 | cs | TRUE
185 | LV_2530-1_0_10_line_185 |  | 177 | 179 | 0.0027537 | 0.125 | 0.08 | 261 | 0 | 0.364 | 1 | 5 | cs | TRUE
186 | LV_2530-1_0_10_line_186 |  | 178 | 180 | 0.038211 | 0.125 | 0.08 | 261 | 0 | 0.364 | 1 | 1 | cs | TRUE
187 | LV_2530-1_0_10_line_187 |  | 179 | 181 | 0.0077252 | 0.125 | 0.08 | 261 | 0 | 0.364 | 1 | 5 | cs | TRUE
188 | LV_2530-1_0_10_line_188 |  | 179 | 182 | 0.014864 | 0.125 | 0.08 | 261 | 0 | 0.364 | 1 | 1 | cs | TRUE
189 | LV_2530-1_0_10_line_189 |  | 180 | 183 | 0.027857 | 0.125 | 0.08 | 261 | 0 | 0.364 | 1 | 1 | cs | TRUE
190 | LV_2530-1_0_10_line_190 |  | 181 | 234 | 0.014317 | 0.125 | 0.08 | 261 | 0 | 0.364 | 1 | 5 | cs | TRUE
191 | LV_2530-1_0_10_line_191 |  | 182 | 243 | 0.002294 | 0.125 | 0.08 | 261 | 0 | 0.364 | 1 | 1 | cs | TRUE
192 | LV_2530-1_0_10_line_192 |  | 183 | 264 | 0.017865 | 0.125 | 0.08 | 261 | 0 | 0.364 | 1 | 1 | cs | TRUE
193 | LV_2530-1_0_10_line_193 |  | 185 | 240 | 0.020646 | 0.125 | 0.08 | 261 | 0 | 0.364 | 1 | 1 | cs | TRUE
194 | LV_2530-1_0_10_line_194 |  | 186 | 231 | 0.02935 | 0.125 | 0.08 | 261 | 0 | 0.364 | 1 | 1 | cs | TRUE
195 | LV_2530-1_0_10_line_195 |  | 187 | 188 | 0.0057001 | 0.125 | 0.08 | 261 | 0 | 0.364 | 1 | 1 | cs | TRUE
196 | LV_2530-1_0_10_line_196 |  | 187 | 189 | 0.0051182 | 0.125 | 0.08 | 261 | 0 | 0.364 | 1 | 1 | cs | TRUE
197 | LV_2530-1_0_10_line_197 |  | 188 | 190 | 0.020741 | 0.125 | 0.08 | 261 | 0 | 0.364 | 1 | 1 | cs | TRUE
198 | LV_2530-1_0_10_line_198 |  | 189 | 191 | 0.015372 | 0.125 | 0.08 | 261 | 0 | 0.364 | 1 | 1 | cs | TRUE
199 | LV_2530-1_0_10_line_199 |  | 190 | 192 | 0.011359 | 0.125 | 0.08 | 261 | 0 | 0.364 | 1 | 1 | cs | TRUE
200 | LV_2530-1_0_10_line_200 |  | 191 | 193 | 0.031719 | 0.125 | 0.08 | 261 | 0 | 0.364 | 1 | 1 | cs | TRUE
201 | LV_2530-1_0_10_line_201 |  | 192 | 194 | 0.021905 | 0.125 | 0.08 | 261 | 0 | 0.364 | 1 | 1 | cs | TRUE
202 | LV_2530-1_0_10_line_202 |  | 193 | 195 | 0.0158 | 0.125 | 0.08 | 261 | 0 | 0.364 | 1 | 1 | cs | TRUE
203 | LV_2530-1_0_10_line_203 |  | 193 | 196 | 0.014655 | 0.125 | 0.08 | 261 | 0 | 0.364 | 1 | 1 | cs | TRUE
204 | LV_2530-1_0_10_line_204 |  | 194 | 230 | 0.0173 | 0.125 | 0.08 | 261 | 0 | 0.364 | 1 | 1 | cs | TRUE
205 | LV_2530-1_0_10_line_205 |  | 195 | 205 | 0.024114 | 0.125 | 0.08 | 261 | 0 | 0.364 | 1 | 1 | cs | TRUE
206 | LV_2530-1_0_10_line_206 |  | 196 | 223 | 0.031434 | 0.125 | 0.08 | 261 | 0 | 0.364 | 1 | 1 | cs | TRUE
207 | LV_2530-1_0_10_line_207 |  | 198 | 199 | 0.0052151 | 0.125 | 0.08 | 261 | 0 | 0.364 | 1 | 5 | cs | TRUE
208 | LV_2530-1_0_10_line_208 |  | 199 | 201 | 0.021302 | 0.125 | 0.08 | 261 | 0 | 0.364 | 1 | 5 | cs | TRUE
209 | LV_2530-1_0_10_line_209 |  | 200 | 224 | 0.060948 | 0.125 | 0.08 | 261 | 0 | 0.364 | 1 | 1 | cs | TRUE
210 | LV_2530-1_0_10_line_210 |  | 201 | 229 | 0.014701 | 0.125 | 0.08 | 261 | 0 | 0.364 | 1 | 5 | cs | TRUE
211 | LV_2530-1_0_10_line_211 |  | 202 | 203 | 0.031436 | 0.125 | 0.08 | 261 | 0 | 0.364 | 1 | 1 | cs | TRUE
212 | LV_2530-1_0_10_line_212 |  | 202 | 204 | 0.0017611 | 0.125 | 0.08 | 261 | 0 | 0.364 | 1 | 1 | cs | TRUE
213 | LV_2530-1_0_10_line_213 |  | 203 | 205 | 0.021247 | 0.125 | 0.08 | 261 | 0 | 0.364 | 1 | 1 | cs | TRUE
214 | LV_2530-1_0_10_line_214 |  | 204 | 206 | 0.023071 | 0.125 | 0.08 | 261 | 0 | 0.364 | 1 | 1 | cs | TRUE
215 | LV_2530-1_0_10_line_215 |  | 206 | 207 | 0.01531 | 0.125 | 0.08 | 261 | 0 | 0.364 | 1 | 1 | cs | TRUE
216 | LV_2530-1_0_10_line_216 |  | 207 | 208 | 0.005516 | 0.125 | 0.08 | 261 | 0 | 0.364 | 1 | 5 | cs | TRUE
217 | LV_2530-1_0_10_line_217 |  | 207 | 209 | 0.025907 | 0.125 | 0.08 | 261 | 0 | 0.364 | 1 | 5 | cs | TRUE
218 | LV_2530-1_0_10_line_218 |  | 208 | 232 | 0.020427 | 0.125 | 0.08 | 261 | 0 | 0.364 | 1 | 5 | cs | TRUE
219 | LV_2530-1_0_10_line_219 |  | 208 | 233 | 0.019261 | 0.125 | 0.08 | 261 | 0 | 0.364 | 1 | 1 | cs | TRUE
220 | LV_2530-1_0_10_line_220 |  | 209 | 229 | 0.0048962 | 0.125 | 0.08 | 261 | 0 | 0.364 | 1 | 5 | cs | TRUE
221 | LV_2530-1_0_10_line_221 |  | 210 | 211 | 0.024748 | 0.125 | 0.08 | 261 | 0 | 0.364 | 1 | 1 | cs | TRUE
222 | LV_2530-1_0_10_line_222 |  | 210 | 212 | 0.0049464 | 0.125 | 0.08 | 261 | 0 | 0.364 | 1 | 1 | cs | TRUE
223 | LV_2530-1_0_10_line_223 |  | 211 | 213 | 0.019584 | 0.125 | 0.08 | 261 | 0 | 0.364 | 1 | 1 | cs | TRUE
224 | LV_2530-1_0_10_line_224 |  | 212 | 214 | 0.015093 | 0.125 | 0.08 | 261 | 0 | 0.364 | 1 | 1 | cs | TRUE
225 | LV_2530-1_0_10_line_225 |  | 212 | 215 | 0.017145 | 0.125 | 0.08 | 261 | 0 | 0.364 | 1 | 1 | cs | TRUE
226 | LV_2530-1_0_10_line_226 |  | 213 | 216 | 0.030487 | 0.125 | 0.08 | 261 | 0 | 0.364 | 1 | 1 | cs | TRUE
227 | LV_2530-1_0_10_line_227 |  | 214 | 217 | 0.024643 | 0.125 | 0.08 | 261 | 0 | 0.364 | 1 | 1 | cs | TRUE
228 | LV_2530-1_0_10_line_228 |  | 215 | 218 | 0.007291 | 0.125 | 0.08 | 261 | 0 | 0.364 | 1 | 1 | cs | TRUE
229 | LV_2530-1_0_10_line_229 |  | 217 | 219 | 0.0010119 | 0.125 | 0.08 | 261 | 0 | 0.364 | 1 | 1 | cs | TRUE
230 | LV_2530-1_0_10_line_230 |  | 219 | 222 | 0.0063265 | 0.125 | 0.08 | 261 | 0 | 0.364 | 1 | 1 | cs | TRUE
231 | LV_2530-1_0_10_line_231 |  | 220 | 221 | 0.0246 | 0.125 | 0.08 | 261 | 0 | 0.364 | 1 | 1 | cs | TRUE
232 | LV_2530-1_0_10_line_232 |  | 224 | 225 | 0.019268 | 0.125 | 0.08 | 261 | 0 | 0.364 | 1 | 1 | cs | TRUE
233 | LV_2530-1_0_10_line_233 |  | 225 | 226 | 0.0007386 | 0.125 | 0.08 | 261 | 0 | 0.364 | 1 | 1 | cs | TRUE
234 | LV_2530-1_0_10_line_234 |  | 226 | 227 | 0.005982 | 0.125 | 0.08 | 261 | 0 | 0.364 | 1 | 1 | cs | TRUE
235 | LV_2530-1_0_10_line_235 |  | 227 | 228 | 0.0081209 | 0.125 | 0.08 | 261 | 0 | 0.364 | 1 | 1 | cs | TRUE
236 | LV_2530-1_0_10_line_236 |  | 232 | 234 | 0.025472 | 0.125 | 0.08 | 261 | 0 | 0.364 | 1 | 5 | cs | TRUE
237 | LV_2530-1_0_10_line_237 |  | 233 | 235 | 0.022918 | 0.125 | 0.08 | 261 | 0 | 0.364 | 1 | 1 | cs | TRUE
238 | LV_2530-1_0_10_line_238 |  | 235 | 236 | 0.0066785 | 0.125 | 0.08 | 261 | 0 | 0.364 | 1 | 1 | cs | TRUE
239 | LV_2530-1_0_10_line_239 |  | 236 | 237 | 0.01317 | 0.125 | 0.08 | 261 | 0 | 0.364 | 1 | 1 | cs | TRUE
240 | LV_2530-1_0_10_line_240 |  | 237 | 238 | 0.013163 | 0.125 | 0.08 | 261 | 0 | 0.364 | 1 | 1 | cs | TRUE
241 | LV_2530-1_0_10_line_241 |  | 238 | 239 | 0.004991 | 0.125 | 0.08 | 261 | 0 | 0.364 | 1 | 1 | cs | TRUE
242 | LV_2530-1_0_10_line_242 |  | 241 | 242 | 0.0064241 | 0.125 | 0.08 | 261 | 0 | 0.364 | 1 | 1 | cs | TRUE
243 | LV_2530-1_0_10_line_243 |  | 242 | 243 | 0.0092452 | 0.125 | 0.08 | 261 | 0 | 0.364 | 1 | 1 | cs | TRUE
244 | LV_2530-1_0_10_line_244 |  | 244 | 245 | 0.020118 | 0.125 | 0.08 | 261 | 0 | 0.364 | 1 | 1 | cs | TRUE
245 | LV_2530-1_0_10_line_245 |  | 244 | 246 | 0.029501 | 0.125 | 0.08 | 261 | 0 | 0.364 | 1 | 1 | cs | TRUE
246 | LV_2530-1_0_10_line_246 |  | 245 | 247 | 0.01983 | 0.125 | 0.08 | 261 | 0 | 0.364 | 1 | 1 | cs | TRUE
247 | LV_2530-1_0_10_line_247 |  | 245 | 248 | 0.010901 | 0.125 | 0.08 | 261 | 0 | 0.364 | 1 | 1 | cs | TRUE
248 | LV_2530-1_0_10_line_248 |  | 246 | 249 | 0.0071799 | 0.125 | 0.08 | 261 | 0 | 0.364 | 1 | 1 | cs | TRUE
249 | LV_2530-1_0_10_line_249 |  | 246 | 250 | 0.016559 | 0.125 | 0.08 | 261 | 0 | 0.364 | 1 | 1 | cs | TRUE
250 | LV_2530-1_0_10_line_250 |  | 247 | 251 | 0.0056714 | 0.125 | 0.08 | 261 | 0 | 0.364 | 1 | 1 | cs | TRUE
251 | LV_2530-1_0_10_line_251 |  | 248 | 252 | 0.020698 | 0.125 | 0.08 | 261 | 0 | 0.364 | 1 | 1 | cs | TRUE
252 | LV_2530-1_0_10_line_252 |  | 249 | 253 | 0.028173 | 0.125 | 0.08 | 261 | 0 | 0.364 | 1 | 1 | cs | TRUE
253 | LV_2530-1_0_10_line_253 |  | 250 | 254 | 0.027683 | 0.125 | 0.08 | 261 | 0 | 0.364 | 1 | 1 | cs | TRUE
254 | LV_2530-1_0_10_line_254 |  | 251 | 255 | 0.019381 | 0.125 | 0.08 | 261 | 0 | 0.364 | 1 | 1 | cs | TRUE
255 | LV_2530-1_0_10_line_255 |  | 254 | 256 | 0.013512 | 0.125 | 0.08 | 261 | 0 | 0.364 | 1 | 1 | cs | TRUE
256 | LV_2530-1_0_10_line_256 |  | 255 | 270 | 0.0033335 | 0.125 | 0.08 | 261 | 0 | 0.364 | 1 | 1 | cs | TRUE
257 | LV_2530-1_0_10_line_257 |  | 257 | 258 | 0.018288 | 0.125 | 0.08 | 261 | 0 | 0.364 | 1 | 1 | cs | TRUE
258 | LV_2530-1_0_10_line_258 |  | 257 | 259 | 0.0094315 | 0.125 | 0.08 | 261 | 0 | 0.364 | 1 | 1 | cs | TRUE
259 | LV_2530-1_0_10_line_259 |  | 258 | 260 | 0.002287 | 0.125 | 0.08 | 261 | 0 | 0.364 | 1 | 1 | cs | TRUE
260 | LV_2530-1_0_10_line_260 |  | 259 | 261 | 0.0067637 | 0.125 | 0.08 | 261 | 0 | 0.364 | 1 | 1 | cs | TRUE
261 | LV_2530-1_0_10_line_261 |  | 260 | 262 | 0.022078 | 0.125 | 0.08 | 261 | 0 | 0.364 | 1 | 1 | cs | TRUE
262 | LV_2530-1_0_10_line_262 |  | 261 | 263 | 0.00038733 | 0.125 | 0.08 | 261 | 0 | 0.364 | 1 | 1 | cs | TRUE
263 | LV_2530-1_0_10_line_263 |  | 262 | 267 | 0.0051013 | 0.125 | 0.08 | 261 | 0 | 0.364 | 1 | 1 | cs | TRUE
264 | LV_2530-1_0_10_line_264 |  | 263 | 266 | 0.012731 | 0.125 | 0.08 | 261 | 0 | 0.364 | 1 | 1 | cs | TRUE
265 | LV_2530-1_0_10_line_265 |  | 264 | 265 | 0.00065388 | 0.125 | 0.08 | 261 | 0 | 0.364 | 1 | 1 | cs | TRUE
266 | LV_2530-1_0_10_line_266 |  | 265 | 266 | 0.013522 | 0.125 | 0.08 | 261 | 0 | 0.364 | 1 | 1 | cs | TRUE
267 | LV_2530-1_0_10_line_267 |  | 267 | 268 | 0.023233 | 0.125 | 0.08 | 261 | 0 | 0.364 | 1 | 1 | cs | TRUE
268 | LV_2530-1_0_10_line_268 |  | 268 | 269 | 0.020047 | 0.125 | 0.08 | 261 | 0 | 0.364 | 1 | 1 | cs | TRUE
269 | LV_2530-1_0_10_line_269 |  | 269 | 270 | 0.018283 | 0.125 | 0.08 | 261 | 0 | 0.364 | 1 | 1 | cs | TRUE

## trafo
| name | std_type | hv_bus | lv_bus | sn_mva | vn_hv_kv | vn_lv_kv | vk_percent | vkr_percent | pfe_kw | i0_percent | shift_degree | tap_side | tap_neutral | tap_min | tap_max | tap_step_percent | tap_step_degree | tap_pos | tap_phase_shifter | parallel | df | in_service
0 | LV_2530-1_0_10_trafo_22 | 0.63 MVA 20/0.4 kV | 271 | 47 | 0.63 | 20 | 0.4 | 6 | 1.206 | 1.65 | 0.2619 | 150 | hv | 0 | -2 | 2 | 2.5 | 0 | 0 | FALSE | 1 | 1 | TRUE

## line_geodata
| x0 | y0 | x1 | y1 | x2 | y2 | x3 | y3 | x4 | y4 | x5 | y5 | x6 | y6 | x7 | y7 | x8 | y8 | x9 | y9
0 | 2612140.3902 | 1223718.679 | 2612139.9439 | 1223725.668
1 | 2612139.2536 | 1223736.4756 | 2612139.9439 | 1223725.668
2 | 2612048.6451 | 1223698.526 | 2612092.8661 | 1223717.0482 | 2612121.0714 | 1223728.8566 | 2612139.2536 | 1223736.4756
3 | 2612139.2536 | 1223736.4756 | 2612158.5475 | 1223741.7623 | 2612180.5575 | 1223746.2764
4 | 2612048.6451 | 1223698.526 | 2612046.5052 | 1223711.3685
5 | 2612048.6451 | 1223698.526 | 2612016.621 | 1223679.5655
6 | 2612180.5575 | 1223746.2764 | 2612192.2976 | 1223748.2485
7 | 2612180.5575 | 1223746.2764 | 2612181.4982 | 1223731.6392
8 | 2612042.8083 | 1223733.5553 | 2612046.5052 | 1223711.3685
9 | 2612016.621 | 1223679.5655 | 2612012.5831 | 1223677.1748
10 | 2611916.8876 | 1223725.0706 | 2611943.2762 | 1223723.8804
11 | 2611950.657 | 1223725.4785 | 2611946.9527 | 1223723.7145 | 2611943.2762 | 1223723.8804
12 | 2611950.657 | 1223725.4785 | 2611953.6362 | 1223722.0269
13 | 2611950.657 | 1223725.4785 | 2611951.7711 | 1223729.5053 | 2611952.0279 | 1223739.4322
14 | 2611953.6362 | 1223722.0269 | 2611952.7502 | 1223702.4804 | 2611939.8049 | 1223702.6105
15 | 2611953.6362 | 1223722.0269 | 2611959.6097 | 1223715.1015 | 2611967.9743 | 1223714.8761
16 | 2611952.1272 | 1223743.2709 | 2611952.0279 | 1223739.4322
17 | 2611928.3062 | 1223702.7261 | 2611939.8049 | 1223702.6105
18 | 2611954.2948 | 1223756.704 | 2611952.3694 | 1223752.6311 | 2611952.1272 | 1223743.2709
19 | 2611892.8089 | 1223752.7421 | 2611883.1041 | 1223752.9711 | 2611881.3327 | 1223751.5223 | 2611877.6457 | 1223741.0756 | 2611876.8704 | 1223726.7768 | 2611875.887 | 1223717.369
20 | 2611873.6571 | 1223691.5833 | 2611873.6571 | 1223691.5833 | 2611874.1842 | 1223701.0788 | 2611875.887 | 1223717.369
21 | 2611892.8089 | 1223752.7421 | 2611904.012 | 1223752.4778
22 | 2611867.6263 | 1223672.6569 | 2611873.6571 | 1223691.5833
23 | 2611920.7543 | 1223750.1454 | 2611910.0454 | 1223752.3354 | 2611904.012 | 1223752.4778
24 | 2611860.5982 | 1223650.5001 | 2611864.1925 | 1223661.8805 | 2611867.6263 | 1223672.6569
25 | 2611954.2948 | 1223756.704 | 2611943.0229 | 1223755.1806 | 2611938.0557 | 1223751.7798 | 2611930.1379 | 1223748.8734 | 2611924.3667 | 1223749.4067 | 2611920.7543 | 1223750.1454
26 | 2611860.5982 | 1223650.5001 | 2611860.1426 | 1223650.8216 | 2611854.4173 | 1223654.946 | 2611850.9228 | 1223662.1099 | 2611827.3487 | 1223676.6809
27 | 2611954.2948 | 1223756.704 | 2611961.5519 | 1223757.8389
28 | 2611809.0393 | 1223687.9978 | 2611827.3487 | 1223676.6809
29 | 2611673.6551 | 1223721.7591 | 2611680.2669 | 1223717.8322
30 | 2611673.6551 | 1223721.7591 | 2611666.6421 | 1223725.9242
31 | 2611699.8979 | 1223706.173 | 2611680.2669 | 1223717.8322
32 | 2611711.8034 | 1223699.1021 | 2611699.8979 | 1223706.173
33 | 2611711.8034 | 1223699.1021 | 2611708.5308 | 1223689.8458 | 2611709.9049 | 1223685.0791 | 2611709.9049 | 1223685.0791
34 | 2611711.8034 | 1223699.1021 | 2611716.2889 | 1223708.205
35 | 2611734.1878 | 1223669.5976 | 2611728.0973 | 1223672.3962 | 2611709.9049 | 1223685.0791
36 | 2611716.2889 | 1223708.205 | 2611719.683 | 1223715.0932
37 | 2611666.6631 | 1223772.8974 | 2611673.6599 | 1223787.3557
38 | 2611689.7136 | 1223820.5297 | 2611673.6599 | 1223787.3557
39 | 2611606.6308 | 1223650.7468 | 2611600.4426 | 1223657.5662
40 | 2611606.6308 | 1223650.7468 | 2611609.2484 | 1223648.3359
41 | 2611609.2484 | 1223648.3359 | 2611620.3579 | 1223638.1037
42 | 2611503.4472 | 1223727.1866 | 2611488.8147 | 1223706.9069
43 | 2611510.2902 | 1223736.3218 | 2611506.327 | 1223731.1778 | 2611503.4472 | 1223727.1866
44 | 2611463.7639 | 1223672.1878 | 2611488.8147 | 1223706.9069
45 | 2611510.2902 | 1223736.3218 | 2611516.1972 | 1223744.0043 | 2611518.7912 | 1223747.5447
46 | 2611442.1099 | 1223643.0994 | 2611458.1703 | 1223664.4355 | 2611463.7639 | 1223672.1878
47 | 2611518.7912 | 1223747.5447 | 2611548.3562 | 1223714.9645
48 | 2611431.4191 | 1223628.8969 | 2611442.1099 | 1223643.0994
49 | 2611431.4191 | 1223628.8969 | 2611428.5481 | 1223619.5305 | 2611430.6313 | 1223608.6392 | 2611437.0427 | 1223598.5678 | 2611444.6719 | 1223593.4807
50 | 2611431.4191 | 1223628.8969 | 2611425.9325 | 1223690.8114 | 2611423.1401 | 1223729.2973
51 | 2611719.683 | 1223715.0932 | 2611731.0281 | 1223738.1175
52 | 2611731.0281 | 1223738.1175 | 2611733.9619 | 1223744.0715
53 | 2611733.9619 | 1223744.0715 | 2611742.7881 | 1223761.9836
54 | 2611744.2184 | 1223764.8864 | 2611742.7881 | 1223761.9836
55 | 2611753.0993 | 1223782.9096 | 2611744.2184 | 1223764.8864
56 | 2611734.1878 | 1223669.5976 | 2611753.4797 | 1223660.733
57 | 2611486.8996 | 1223565.9999 | 2611463.494 | 1223580.9304 | 2611444.6719 | 1223593.4807
58 | 2611486.8996 | 1223565.9999 | 2611499.7747 | 1223569.7903
59 | 2611486.8996 | 1223565.9999 | 2611489.4042 | 1223556.8994 | 2611494.0344 | 1223539.714
60 | 2611499.7747 | 1223569.7903 | 2611560.0341 | 1223587.5307
61 | 2611493.1561 | 1223500.8605 | 2611495.7034 | 1223506.6044 | 2611496.8981 | 1223512.2989 | 2611497.4988 | 1223519.3041 | 2611497.2983 | 1223524.996 | 2611496.5983 | 1223530.1976 | 2611494.0344 | 1223539.714
62 | 2611928.3062 | 1223702.7261 | 2611926.9088 | 1223702.7401 | 2611925.8257 | 1223683.5886
63 | 2611593.9912 | 1223330.9876 | 2611593.2003 | 1223330.9013 | 2611583.428 | 1223330.0326
64 | 2611545.9063 | 1223326.7853 | 2611570.6982 | 1223328.901 | 2611583.428 | 1223330.0326
65 | 2611562.5468 | 1223230.7282 | 2611545.093 | 1223312.064 | 2611544.721 | 1223316.2213 | 2611544.8866 | 1223320.7909 | 2611545.9063 | 1223326.7853
66 | 2611545.9063 | 1223326.7853 | 2611547.074 | 1223330.7565 | 2611548.1617 | 1223332.9265 | 2611549.968 | 1223336.0429 | 2611552.0506 | 1223339.2393
67 | 2611515.6187 | 1223323.6918 | 2611545.9063 | 1223326.7853
68 | 2611652.5903 | 1223342.0564 | 2611647.3991 | 1223340.501 | 2611642.898 | 1223338.9024 | 2611638.7515 | 1223337.7406
69 | 2611652.5903 | 1223342.0564 | 2611648.1593 | 1223347.3175
70 | 2611652.5903 | 1223342.0564 | 2611662.1261 | 1223336.0604 | 2611666.6966 | 1223333.1899
71 | 2611562.5468 | 1223230.7282 | 2611569.6118 | 1223196.6554 | 2611569.9744 | 1223193.432
72 | 2611552.0506 | 1223339.2393 | 2611562.1941 | 1223354.8076
73 | 2611515.6187 | 1223323.6918 | 2611487.3044 | 1223319.6239 | 2611484.4093 | 1223318.8401 | 2611482.5083 | 1223317.6247 | 2611480.1311 | 1223315.6412 | 2611478.6413 | 1223313.5149 | 2611477.5174 | 1223310.4554 | 2611477.0987 | 1223307.3417 | 2611477.5247 | 1223302.6953 | 2611480.0841 | 1223289.6636
74 | 2611515.6187 | 1223323.6918 | 2611526.3578 | 1223272.897
75 | 2611648.1593 | 1223347.3175 | 2611637.8035 | 1223357.8035 | 2611624.1993 | 1223369.8063 | 2611623.9886 | 1223369.9831
76 | 2611666.6966 | 1223333.1899 | 2611663.8609 | 1223325.2575 | 2611660.566 | 1223315.601 | 2611658.0457 | 1223305.3679 | 2611656.3734 | 1223295.748 | 2611655.4347 | 1223289.188
77 | 2611666.6966 | 1223333.1899 | 2611669.6875 | 1223339.2993
78 | 2611569.9744 | 1223193.432 | 2611569.0737 | 1223192.5853 | 2611567.8011 | 1223191.8602 | 2611547.6689 | 1223187.5285
79 | 2611562.1941 | 1223354.8076 | 2611568.923 | 1223365.1351
80 | 2611526.3578 | 1223272.897 | 2611527.7052 | 1223266.5242
81 | 2611623.9886 | 1223369.9831 | 2611616.2092 | 1223376.5127
82 | 2611656.6789 | 1223244.063 | 2611655.2688 | 1223255.5447 | 2611654.4366 | 1223266.2493 | 2611654.3784 | 1223276.6663 | 2611654.9969 | 1223286.1286 | 2611655.4347 | 1223289.188
83 | 2611669.6875 | 1223339.2993 | 2611673.1869 | 1223337.405 | 2611691.5155 | 1223327.4713
84 | 2611669.6875 | 1223339.2993 | 2611684.3715 | 1223364.6204
85 | 2611622.6923 | 1223635.9537 | 2611620.3579 | 1223638.1037
86 | 2611634.1542 | 1223626.7852 | 2611624.5423 | 1223634.2498 | 2611622.6923 | 1223635.9537
87 | 2611647.4761 | 1223616.4395 | 2611634.1542 | 1223626.7852
88 | 2611647.4761 | 1223616.4395 | 2611675.6353 | 1223599.0158
89 | 2611647.4761 | 1223616.4395 | 2611640.5778 | 1223611.6011 | 2611633.9003 | 1223609.4847
90 | 2611542.0683 | 1223414.814 | 2611538.3748 | 1223408.8798
91 | 2611549.3969 | 1223427.6062 | 2611546.103 | 1223421.2962 | 2611542.0683 | 1223414.814
92 | 2611528.3461 | 1223392.7676 | 2611538.3748 | 1223408.8798
93 | 2611549.3969 | 1223427.6062 | 2611556.3119 | 1223423.045
94 | 2611549.3969 | 1223427.6062 | 2611520.4026 | 1223446.2056 | 2611500.2488 | 1223458.7981
95 | 2611578.593 | 1223407.2083 | 2611573.3977 | 1223411.1986 | 2611557.9005 | 1223421.9972 | 2611556.3119 | 1223423.045
96 | 2611496.7693 | 1223460.9722 | 2611500.2488 | 1223458.7981
97 | 2611589.0008 | 1223399.2146 | 2611578.593 | 1223407.2083
98 | 2611477.9043 | 1223472.4059 | 2611489.2002 | 1223465.7015 | 2611496.7693 | 1223460.9722
99 | 2611591.0995 | 1223397.6027 | 2611589.0008 | 1223399.2146
100 | 2611477.9043 | 1223472.4059 | 2611491.8001 | 1223497.8029 | 2611493.1561 | 1223500.8605
101 | 2611477.9043 | 1223472.4059 | 2611455.9672 | 1223485.6554
102 | 2611547.6689 | 1223187.5285 | 2611512.013 | 1223179.8568 | 2611510.2304 | 1223180.1424 | 2611508.7805 | 1223180.9623 | 2611507.9519 | 1223182.0169 | 2611507.3351 | 1223183.3387 | 2611504.0158 | 1223199.1405
103 | 2611591.0995 | 1223397.6027 | 2611583.3018 | 1223387.2038 | 2611568.923 | 1223365.1351
104 | 2611591.0995 | 1223397.6027 | 2611593.5979 | 1223395.7064 | 2611605.4999 | 1223385.5013 | 2611606.4768 | 1223384.6814
105 | 2611606.4768 | 1223384.6814 | 2611616.2092 | 1223376.5127
106 | 2611574.8983 | 1223591.9067 | 2611558.4729 | 1223567.9339
107 | 2611551.4056 | 1223557.6191 | 2611558.4729 | 1223567.9339
108 | 2611574.8983 | 1223591.9067 | 2611560.0341 | 1223587.5307
109 | 2611574.8983 | 1223591.9067 | 2611581.198 | 1223593.6898
110 | 2611581.198 | 1223593.6898 | 2611582.3551 | 1223594.0173
111 | 2611584.7653 | 1223594.6995 | 2611582.3551 | 1223594.0173
112 | 2611608.0006 | 1223601.2762 | 2611584.7653 | 1223594.6995
113 | 2611608.0006 | 1223601.2762 | 2611615.0542 | 1223584.7247 | 2611618.0798 | 1223580.7172 | 2611620.4049 | 1223579.0112
114 | 2611608.0006 | 1223601.2762 | 2611633.9003 | 1223609.4847
115 | 2611618.914 | 1223549.445 | 2611628.1693 | 1223562.6929 | 2611629.3352 | 1223567.5425 | 2611627.985 | 1223571.72 | 2611625.8023 | 1223575.0511 | 2611620.4049 | 1223579.0112
116 | 2611618.914 | 1223549.445 | 2611612.0692 | 1223539.6409
117 | 2611618.914 | 1223549.445 | 2611629.9766 | 1223541.3768
118 | 2611600.5091 | 1223523.0828 | 2611612.0692 | 1223539.6409
119 | 2611640.6246 | 1223534.1672 | 2611639.8641 | 1223534.1657 | 2611629.9766 | 1223541.3768
120 | 2611675.6353 | 1223599.0158 | 2611676.5155 | 1223598.4712
121 | 2611656.6789 | 1223244.063 | 2611646.7135 | 1223240.8417 | 2611634.4715 | 1223237.291
122 | 2611684.3715 | 1223364.6204 | 2611687.166 | 1223369.291
123 | 2611693.4593 | 1223436.5133 | 2611708.9931 | 1223438.1335
124 | 2611708.9931 | 1223438.1335 | 2611716.4297 | 1223450.811 | 2611724.5313 | 1223464.6349
125 | 2611724.5313 | 1223464.6349 | 2611737.3379 | 1223457.189 | 2611750.4226 | 1223485.7424 | 2611754.9679 | 1223495.6682 | 2611759.9795 | 1223507.4961
126 | 2611724.5313 | 1223464.6349 | 2611715.3321 | 1223473.1448
127 | 2611759.9795 | 1223507.4961 | 2611743.1364 | 1223515.2885
128 | 2611770.4283 | 1223546.0724 | 2611768.1065 | 1223535.306 | 2611766.7314 | 1223528.9441 | 2611761.9117 | 1223512.0581 | 2611759.9795 | 1223507.4961
129 | 2611706.71 | 1223481.1207 | 2611715.3321 | 1223473.1448
130 | 2611737.4716 | 1223517.9093 | 2611743.1364 | 1223515.2885
131 | 2611770.4283 | 1223546.0724 | 2611773.955 | 1223561.1214 | 2611776.2784 | 1223571.054
132 | 2611770.4283 | 1223546.0724 | 2611764.6368 | 1223549.1517 | 2611751.695 | 1223556.0192 | 2611746.3814 | 1223558.8403
133 | 2611600.5091 | 1223523.0828 | 2611589.7787 | 1223507.713
134 | 2611646.7748 | 1223540.4384 | 2611641.9569 | 1223534.1698 | 2611640.6246 | 1223534.1672
135 | 2611582.3687 | 1223497.0993 | 2611589.7787 | 1223507.713
136 | 2611703.9578 | 1223581.4911 | 2611705.4007 | 1223580.5983 | 2611715.916 | 1223575.0154
137 | 2611703.9578 | 1223581.4911 | 2611699.0916 | 1223584.5021
138 | 2611715.916 | 1223575.0154 | 2611738.4727 | 1223563.0393
139 | 2611676.5155 | 1223598.4712 | 2611699.0916 | 1223584.5021
140 | 2611746.3814 | 1223558.8403 | 2611738.4727 | 1223563.0393
141 | 2611710.285 | 1223534.4651 | 2611713.9264 | 1223536.5116 | 2611727.3951 | 1223523.8861 | 2611737.4386 | 1223517.9246 | 2611737.4716 | 1223517.9093
142 | 2611776.2784 | 1223571.054 | 2611779.002 | 1223581.8657 | 2611779.9062 | 1223585.454
143 | 2611710.285 | 1223534.4651 | 2611709.6742 | 1223534.1218
144 | 2611700.785 | 1223529.126 | 2611709.6742 | 1223534.1218
145 | 2611779.9062 | 1223585.454 | 2611782.6218 | 1223596.2311
146 | 2611797.7071 | 1223647.7854 | 2611787.9402 | 1223617.3373 | 2611782.6218 | 1223596.2311
147 | 2611776.9367 | 1223653.7198 | 2611765.9715 | 1223656.8503
148 | 2611797.7071 | 1223647.7854 | 2611790.9549 | 1223649.7176 | 2611776.9367 | 1223653.7198
149 | 2611753.4797 | 1223660.733 | 2611755.2973 | 1223659.8979 | 2611765.9715 | 1223656.8503
150 | 2611797.7071 | 1223647.7854 | 2611802.6562 | 1223665.2456
151 | 2611808.0081 | 1223684.1268 | 2611802.6562 | 1223665.2456
152 | 2611809.0393 | 1223687.9978 | 2611808.0081 | 1223684.1268
153 | 2611808.0081 | 1223684.1268 | 2611826.5904 | 1223672.8325
154 | 2611826.5904 | 1223672.8325 | 2611846.0423 | 1223661.0095
155 | 2611827.1354 | 1223754.7613 | 2611823.7389 | 1223743.0589
156 | 2611823.7389 | 1223743.0589 | 2611819.9457 | 1223744.0853 | 2611816.6456 | 1223744.9793 | 2611792.2222 | 1223759.4022
157 | 2611827.1354 | 1223754.7613 | 2611832.8699 | 1223753.6164 | 2611850.9566 | 1223749.9926
158 | 2611834.6856 | 1223782.4924 | 2611827.1354 | 1223754.7613
159 | 2611778.4241 | 1223767.5505 | 2611792.2222 | 1223759.4022
160 | 2611851.1601 | 1223749.9518 | 2611850.9566 | 1223749.9926
161 | 2611834.6856 | 1223782.4924 | 2611835.766 | 1223786.4604
162 | 2611834.6856 | 1223782.4924 | 2611818.0829 | 1223790.0372
163 | 2611753.0993 | 1223782.9096 | 2611778.4241 | 1223767.5505
164 | 2611778.4241 | 1223767.5505 | 2611786.8211 | 1223784.7808
165 | 2612040.6732 | 1223746.3689 | 2612042.8083 | 1223733.5553
166 | 2612036.8024 | 1223769.5991 | 2612040.6732 | 1223746.3689
167 | 2612036.8024 | 1223769.5991 | 2611999.5925 | 1223763.7877
168 | 2612036.8024 | 1223769.5991 | 2612035.6977 | 1223776.0006
169 | 2611999.5925 | 1223763.7877 | 2612002.3103 | 1223751.0518
170 | 2611999.5925 | 1223763.7877 | 2611990.5499 | 1223762.3736
171 | 2612035.6977 | 1223776.0006 | 2612032.6961 | 1223792.7389
172 | 2611827.419 | 1224042.3333 | 2611828.008 | 1224016.7132
173 | 2611828.2037 | 1224008.2001 | 2611828.008 | 1224016.7132
174 | 2611826.7541 | 1224071.2533 | 2611827.419 | 1224042.3333
175 | 2611794.4012 | 1224036.1052 | 2611828.2037 | 1224008.2001
176 | 2611794.4012 | 1224036.1052 | 2611776.3486 | 1223999.4336
177 | 2611872.8356 | 1223969.4755 | 2611875.977 | 1223966.75
178 | 2611892.1698 | 1223952.6945 | 2611887.6126 | 1223956.6544 | 2611875.977 | 1223966.75
179 | 2611759.5704 | 1223965.3511 | 2611776.3486 | 1223999.4336
180 | 2611892.1698 | 1223952.6945 | 2611878.8624 | 1223930.1994 | 2611877.881 | 1223928.1258
181 | 2611892.1698 | 1223952.6945 | 2611903.9346 | 1223969.2053 | 2611911.0309 | 1223977.0684 | 2611921.4735 | 1223987.4397 | 2611938.4111 | 1224003.6382
182 | 2611757.2572 | 1223960.6521 | 2611759.5704 | 1223965.3511
183 | 2611980.8537 | 1224052.9187 | 2611968.3507 | 1224034.1494 | 2611953.5902 | 1224018.155 | 2611938.4111 | 1224003.6382
184 | 2611980.8537 | 1224052.9187 | 2611981.636 | 1224054.479
185 | 2611876.703 | 1223925.6369 | 2611877.881 | 1223928.1258
186 | 2611995.4809 | 1224089.914 | 2611990.3236 | 1224071.8042 | 2611981.636 | 1224054.479
187 | 2611876.703 | 1223925.6369 | 2611873.4037 | 1223918.6516
188 | 2611876.703 | 1223925.6369 | 2611891.5671 | 1223925.6954
189 | 2611995.4809 | 1224089.914 | 2612000.9381 | 1224117.2298
190 | 2611867.6884 | 1223905.5291 | 2611870.9949 | 1223913.5518 | 2611873.4037 | 1223918.6516
191 | 2611891.5671 | 1223925.6954 | 2611893.861 | 1223925.7044
192 | 2612000.9381 | 1224117.2298 | 2611997.3507 | 1224117.823 | 2611983.3113 | 1224120.1354
193 | 2612006.6192 | 1223730.8603 | 2612002.3103 | 1223751.0518
194 | 2611961.5519 | 1223757.8389 | 2611990.5499 | 1223762.3736
195 | 2611746.1175 | 1223878.5989 | 2611741.0628 | 1223881.2334
196 | 2611736.5241 | 1223883.599 | 2611741.0628 | 1223881.2334
197 | 2611764.5099 | 1223869.0128 | 2611746.1175 | 1223878.5989
198 | 2611722.9454 | 1223890.8023 | 2611726.7634 | 1223888.6863 | 2611736.5241 | 1223883.599
199 | 2611774.5831 | 1223863.7626 | 2611764.5099 | 1223869.0128
200 | 2611736.9013 | 1223919.3018 | 2611722.9454 | 1223890.8023
201 | 2611794.0077 | 1223853.6385 | 2611774.5831 | 1223863.7626
202 | 2611736.9013 | 1223919.3018 | 2611750.8019 | 1223911.7916
203 | 2611736.9013 | 1223919.3018 | 2611743.3741 | 1223932.4504
204 | 2611809.3492 | 1223845.6425 | 2611794.0077 | 1223853.6385
205 | 2611750.8019 | 1223911.7916 | 2611772.0174 | 1223900.3293
206 | 2611743.3741 | 1223932.4504 | 2611757.2572 | 1223960.6521
207 | 2611837.136 | 1223791.4924 | 2611835.766 | 1223786.4604
208 | 2611837.136 | 1223791.4924 | 2611842.7321 | 1223812.0458
209 | 2611886.3556 | 1223787.263 | 2611882 | 1223766.7992 | 2611864.9028 | 1223747.1983 | 2611851.1601 | 1223749.9518
210 | 2611846.5942 | 1223826.2303 | 2611842.7321 | 1223812.0458
211 | 2611790.7102 | 1223890.2301 | 2611818.3676 | 1223875.2874
212 | 2611819.917 | 1223874.4503 | 2611818.3676 | 1223875.2874
213 | 2611790.7102 | 1223890.2301 | 2611772.0174 | 1223900.3293
214 | 2611840.2149 | 1223863.4838 | 2611819.917 | 1223874.4503
215 | 2611853.6848 | 1223856.2063 | 2611840.2149 | 1223863.4838
216 | 2611853.6848 | 1223856.2063 | 2611855.1528 | 1223861.5234
217 | 2611853.6848 | 1223856.2063 | 2611847.7212 | 1223830.9951
218 | 2611855.1528 | 1223861.5234 | 2611859.6606 | 1223881.4469
219 | 2611855.1528 | 1223861.5234 | 2611858.8681 | 1223861.5197 | 2611874.4133 | 1223861.4868
220 | 2611846.5942 | 1223826.2303 | 2611847.7212 | 1223830.9951
221 | 2611728.0173 | 1223798.211 | 2611706.6343 | 1223810.6704
222 | 2611732.2911 | 1223795.7207 | 2611728.0173 | 1223798.211
223 | 2611689.7136 | 1223820.5297 | 2611706.6343 | 1223810.6704
224 | 2611732.2911 | 1223795.7207 | 2611739.2809 | 1223809.098
225 | 2611732.2911 | 1223795.7207 | 2611746.8906 | 1223786.7322
226 | 2611689.7136 | 1223820.5297 | 2611702.3612 | 1223848.2698
227 | 2611750.6932 | 1223830.9393 | 2611739.2809 | 1223809.098
228 | 2611753.0993 | 1223782.9096 | 2611746.8906 | 1223786.7322
229 | 2611751.1618 | 1223831.8362 | 2611750.6932 | 1223830.9393
230 | 2611754.0916 | 1223837.4434 | 2611751.1618 | 1223831.8362
231 | 2611797.5979 | 1223806.8943 | 2611786.8211 | 1223784.7808
232 | 2611886.3556 | 1223787.263 | 2611887.897 | 1223794.5049 | 2611899.7606 | 1223794.4593
233 | 2611900.4992 | 1223794.4565 | 2611899.7606 | 1223794.4593
234 | 2611906.4812 | 1223794.4335 | 2611900.4992 | 1223794.4565
235 | 2611914.602 | 1223794.4024 | 2611906.4812 | 1223794.4335
236 | 2611867.6884 | 1223905.5291 | 2611861.9701 | 1223891.6545 | 2611859.6606 | 1223881.4469
237 | 2611897.3313 | 1223861.4384 | 2611874.4133 | 1223861.4868
238 | 2611897.3313 | 1223861.4384 | 2611904.0098 | 1223861.4243
239 | 2611917.1793 | 1223861.3964 | 2611904.0098 | 1223861.4243
240 | 2611917.1793 | 1223861.3964 | 2611930.342 | 1223861.3686
241 | 2611935.3329 | 1223861.3581 | 2611930.342 | 1223861.3686
242 | 2611909.5302 | 1223925.7661 | 2611903.1062 | 1223925.7408
243 | 2611893.861 | 1223925.7044 | 2611903.1062 | 1223925.7408
244 | 2611888.7689 | 1224050.1001 | 2611907.1801 | 1224041.9908
245 | 2611927.6602 | 1224055.9587 | 2611921.8843 | 1224043.7734 | 2611917.7579 | 1224040.8746 | 2611911.1326 | 1224040.2499 | 2611907.1801 | 1224041.9908
246 | 2611888.7689 | 1224050.1001 | 2611877.3821 | 1224064.7416 | 2611877.3851 | 1224066.0238
247 | 2611888.7689 | 1224050.1001 | 2611883.5802 | 1224040.5128
248 | 2611927.6602 | 1224055.9587 | 2611928.924 | 1224063.0264
249 | 2611927.6602 | 1224055.9587 | 2611944.0271 | 1224053.4454 | 2611944.0271 | 1224053.4454
250 | 2611877.3985 | 1224071.6953 | 2611877.3851 | 1224066.0238
251 | 2611873.7284 | 1224022.3096 | 2611883.5802 | 1224040.5128
252 | 2611933.8831 | 1224090.7597 | 2611928.924 | 1224063.0264
253 | 2611957.9063 | 1224075.8274 | 2611948.4144 | 1224054.766 | 2611944.0271 | 1224053.4454
254 | 2611877.4444 | 1224091.0759 | 2611877.3985 | 1224071.6953
255 | 2611968.9031 | 1224078.746 | 2611961.2377 | 1224080.1731 | 2611959.337 | 1224079.002 | 2611957.9063 | 1224075.8274
256 | 2611877.4444 | 1224091.0759 | 2611877.4523 | 1224094.4094
257 | 2611940.3997 | 1224127.2034 | 2611922.4608 | 1224130.7603
258 | 2611940.3997 | 1224127.2034 | 2611949.7058 | 1224125.6706
259 | 2611920.2174 | 1224131.2052 | 2611922.4608 | 1224130.7603
260 | 2611956.3796 | 1224124.5714 | 2611949.7058 | 1224125.6706
261 | 2611920.2174 | 1224131.2052 | 2611898.561 | 1224135.4992
262 | 2611956.7618 | 1224124.5084 | 2611956.3796 | 1224124.5714
263 | 2611893.5572 | 1224136.4913 | 2611898.561 | 1224135.4992
264 | 2611969.3236 | 1224122.4393 | 2611956.7618 | 1224124.5084
265 | 2611983.3113 | 1224120.1354 | 2611982.6661 | 1224120.2417
266 | 2611982.6661 | 1224120.2417 | 2611969.3236 | 1224122.4393
267 | 2611893.5572 | 1224136.4913 | 2611877.5593 | 1224139.6634 | 2611877.5429 | 1224132.7396
268 | 2611877.5429 | 1224132.7396 | 2611877.4955 | 1224112.6923
269 | 2611877.4955 | 1224112.6923 | 2611877.4523 | 1224094.4094

## bus_geodata
| x | y | coords
0 | 2612140.3902 | 1223718.679
1 | 2612139.9439 | 1223725.668
2 | 2612139.2536 | 1223736.4756
3 | 2612048.6451 | 1223698.526
4 | 2612180.5575 | 1223746.2764
5 | 2612046.5052 | 1223711.3685
6 | 2612016.621 | 1223679.5655
7 | 2612192.2976 | 1223748.2485
8 | 2612181.4982 | 1223731.6392
9 | 2611916.8876 | 1223725.0706
10 | 2611943.2762 | 1223723.8804
11 | 2611950.657 | 1223725.4785
12 | 2611953.6362 | 1223722.0269
13 | 2611952.0279 | 1223739.4322
14 | 2611939.8049 | 1223702.6105
15 | 2611967.9743 | 1223714.8761
16 | 2611952.1272 | 1223743.2709
17 | 2611875.887 | 1223717.369
18 | 2611892.8089 | 1223752.7421
19 | 2611873.6571 | 1223691.5833
20 | 2611904.012 | 1223752.4778
21 | 2611867.6263 | 1223672.6569
22 | 2611920.7543 | 1223750.1454
23 | 2611860.5982 | 1223650.5001
24 | 2611954.2948 | 1223756.704
25 | 2611827.3487 | 1223676.6809
26 | 2611673.6551 | 1223721.7591
27 | 2611680.2669 | 1223717.8322
28 | 2611666.6421 | 1223725.9242
29 | 2611699.8979 | 1223706.173
30 | 2611711.8034 | 1223699.1021
31 | 2611709.9049 | 1223685.0791
32 | 2611716.2889 | 1223708.205
33 | 2611666.6631 | 1223772.8974
34 | 2611673.6599 | 1223787.3557
35 | 2611606.6308 | 1223650.7468
36 | 2611600.4426 | 1223657.5662
37 | 2611609.2484 | 1223648.3359
38 | 2611503.4472 | 1223727.1866
39 | 2611488.8148 | 1223706.9069
40 | 2611510.2902 | 1223736.3218
41 | 2611463.7639 | 1223672.1878
42 | 2611518.7912 | 1223747.5447
43 | 2611442.1099 | 1223643.0994
44 | 2611548.3562 | 1223714.9645
45 | 2611431.4191 | 1223628.8969
46 | 2611719.683 | 1223715.0932
47 | 2611731.0281 | 1223738.1175
48 | 2611733.9619 | 1223744.0715
49 | 2611742.7881 | 1223761.9836
50 | 2611744.2184 | 1223764.8864
51 | 2611734.1878 | 1223669.5976
52 | 2611423.1401 | 1223729.2973
53 | 2611444.6719 | 1223593.4807
54 | 2611486.8996 | 1223565.9999
55 | 2611499.7747 | 1223569.7903
56 | 2611494.0344 | 1223539.714
57 | 2611928.3062 | 1223702.7261
58 | 2611593.9912 | 1223330.9876
59 | 2611583.428 | 1223330.0326
60 | 2611545.9063 | 1223326.7853
61 | 2611638.7515 | 1223337.7406
62 | 2611652.5903 | 1223342.0564
63 | 2611562.5468 | 1223230.7282
64 | 2611552.0506 | 1223339.2393
65 | 2611515.6187 | 1223323.6918
66 | 2611648.1593 | 1223347.3175
67 | 2611666.6966 | 1223333.1899
68 | 2611569.9744 | 1223193.432
69 | 2611562.1941 | 1223354.8076
70 | 2611480.0841 | 1223289.6636
71 | 2611526.3578 | 1223272.897
72 | 2611623.9886 | 1223369.9831
73 | 2611655.4347 | 1223289.188
74 | 2611669.6875 | 1223339.2993
75 | 2611620.3579 | 1223638.1037
76 | 2611622.6923 | 1223635.9537
77 | 2611634.1542 | 1223626.7852
78 | 2611647.4761 | 1223616.4395
79 | 2611542.0683 | 1223414.814
80 | 2611538.3748 | 1223408.8798
81 | 2611549.3969 | 1223427.6062
82 | 2611528.3461 | 1223392.7676
83 | 2611556.3119 | 1223423.045
84 | 2611500.2488 | 1223458.7981
85 | 2611578.593 | 1223407.2083
86 | 2611496.7693 | 1223460.9722
87 | 2611589.0008 | 1223399.2146
88 | 2611477.9043 | 1223472.4059
89 | 2611527.7052 | 1223266.5242
90 | 2611504.0158 | 1223199.1405
91 | 2611547.6689 | 1223187.5285
92 | 2611568.923 | 1223365.1351
93 | 2611591.0995 | 1223397.6027
94 | 2611606.4768 | 1223384.6814
95 | 2611616.2092 | 1223376.5127
96 | 2611558.4729 | 1223567.9339
97 | 2611574.8983 | 1223591.9067
98 | 2611551.4056 | 1223557.6191
99 | 2611560.0341 | 1223587.5307
100 | 2611581.198 | 1223593.6898
101 | 2611582.3551 | 1223594.0173
102 | 2611584.7653 | 1223594.6995
103 | 2611493.1561 | 1223500.8605
104 | 2611455.9672 | 1223485.6554
105 | 2611608.0006 | 1223601.2762
106 | 2611620.4049 | 1223579.0112
107 | 2611633.9003 | 1223609.4847
108 | 2611618.914 | 1223549.445
109 | 2611612.0692 | 1223539.6409
110 | 2611629.9766 | 1223541.3768
111 | 2611675.6353 | 1223599.0158
112 | 2611634.4715 | 1223237.291
113 | 2611656.6789 | 1223244.063
114 | 2611687.166 | 1223369.291
115 | 2611684.3715 | 1223364.6204
116 | 2611691.5155 | 1223327.4713
117 | 2611708.9931 | 1223438.1335
118 | 2611693.4593 | 1223436.5133
119 | 2611724.5313 | 1223464.6349
120 | 2611759.9795 | 1223507.4961
121 | 2611715.3321 | 1223473.1448
122 | 2611743.1364 | 1223515.2885
123 | 2611770.4283 | 1223546.0724
124 | 2611706.71 | 1223481.1207
125 | 2611600.5091 | 1223523.0828
126 | 2611640.6246 | 1223534.1672
127 | 2611589.7787 | 1223507.7131
128 | 2611646.7748 | 1223540.4384
129 | 2611703.9578 | 1223581.4911
130 | 2611715.916 | 1223575.0154
131 | 2611699.0916 | 1223584.5021
132 | 2611738.4727 | 1223563.0393
133 | 2611676.5155 | 1223598.4712
134 | 2611746.3814 | 1223558.8403
135 | 2611737.4716 | 1223517.9093
136 | 2611776.2784 | 1223571.054
137 | 2611710.285 | 1223534.4651
138 | 2611709.6742 | 1223534.1218
139 | 2611700.785 | 1223529.126
140 | 2611582.3687 | 1223497.0993
141 | 2611779.9062 | 1223585.454
142 | 2611782.6218 | 1223596.2311
143 | 2611776.9367 | 1223653.7198
144 | 2611765.9715 | 1223656.8503
145 | 2611797.7071 | 1223647.7854
146 | 2611753.4797 | 1223660.733
147 | 2611802.6562 | 1223665.2456
148 | 2611808.0081 | 1223684.1268
149 | 2611809.0393 | 1223687.9978
150 | 2611826.5904 | 1223672.8325
151 | 2611846.0423 | 1223661.0095
152 | 2611823.7389 | 1223743.0589
153 | 2611827.1354 | 1223754.7613
154 | 2611792.2222 | 1223759.4022
155 | 2611925.8257 | 1223683.5886
156 | 2612012.5831 | 1223677.1748
157 | 2611850.9566 | 1223749.9926
158 | 2611834.6856 | 1223782.4924
159 | 2611778.4241 | 1223767.5505
160 | 2612042.8083 | 1223733.5553
161 | 2612040.6732 | 1223746.3689
162 | 2612036.8024 | 1223769.5991
163 | 2611999.5925 | 1223763.7877
164 | 2612035.6977 | 1223776.0006
165 | 2611828.008 | 1224016.7132
166 | 2611827.419 | 1224042.3333
167 | 2611828.2037 | 1224008.2001
168 | 2611826.7541 | 1224071.2533
169 | 2611794.4012 | 1224036.1052
170 | 2611872.8356 | 1223969.4755
171 | 2611875.977 | 1223966.75
172 | 2611776.3486 | 1223999.4336
173 | 2611892.1698 | 1223952.6945
174 | 2611759.5704 | 1223965.3511
175 | 2611938.4111 | 1224003.6382
176 | 2611980.8537 | 1224052.9187
177 | 2611877.881 | 1223928.1258
178 | 2611981.636 | 1224054.479
179 | 2611876.703 | 1223925.6369
180 | 2611995.4809 | 1224089.914
181 | 2611873.4037 | 1223918.6516
182 | 2611891.5671 | 1223925.6954
183 | 2612000.9381 | 1224117.2298
184 | 2612032.6961 | 1223792.7389
185 | 2612002.3103 | 1223751.0518
186 | 2611990.5499 | 1223762.3736
187 | 2611741.0628 | 1223881.2334
188 | 2611746.1175 | 1223878.5989
189 | 2611736.5241 | 1223883.599
190 | 2611764.5099 | 1223869.0128
191 | 2611722.9454 | 1223890.8023
192 | 2611774.5831 | 1223863.7626
193 | 2611736.9013 | 1223919.3018
194 | 2611794.0077 | 1223853.6385
195 | 2611750.8019 | 1223911.7916
196 | 2611743.3741 | 1223932.4504
197 | 2611818.0829 | 1223790.0372
198 | 2611835.766 | 1223786.4604
199 | 2611837.136 | 1223791.4924
200 | 2611851.1601 | 1223749.9518
201 | 2611842.7321 | 1223812.0458
202 | 2611818.3676 | 1223875.2874
203 | 2611790.7102 | 1223890.2301
204 | 2611819.917 | 1223874.4503
205 | 2611772.0174 | 1223900.3293
206 | 2611840.2149 | 1223863.4838
207 | 2611853.6848 | 1223856.2063
208 | 2611855.1528 | 1223861.5234
209 | 2611847.7212 | 1223830.9951
210 | 2611728.0173 | 1223798.211
211 | 2611706.6343 | 1223810.6704
212 | 2611732.2911 | 1223795.7207
213 | 2611689.7136 | 1223820.5297
214 | 2611739.2809 | 1223809.098
215 | 2611746.8906 | 1223786.7322
216 | 2611702.3612 | 1223848.2698
217 | 2611750.6932 | 1223830.9393
218 | 2611753.0993 | 1223782.9096
219 | 2611751.1618 | 1223831.8362
220 | 2611786.8211 | 1223784.7808
221 | 2611797.5979 | 1223806.8943
222 | 2611754.0916 | 1223837.4434
223 | 2611757.2572 | 1223960.6521
224 | 2611886.3556 | 1223787.263
225 | 2611899.7606 | 1223794.4593
226 | 2611900.4992 | 1223794.4565
227 | 2611906.4812 | 1223794.4335
228 | 2611914.602 | 1223794.4023
229 | 2611846.5942 | 1223826.2303
230 | 2611809.3492 | 1223845.6425
231 | 2611961.5519 | 1223757.8389
232 | 2611859.6606 | 1223881.4469
233 | 2611874.4133 | 1223861.4868
234 | 2611867.6884 | 1223905.5291
235 | 2611897.3313 | 1223861.4384
236 | 2611904.0098 | 1223861.4243
237 | 2611917.1793 | 1223861.3964
238 | 2611930.342 | 1223861.3686
239 | 2611935.3329 | 1223861.3581
240 | 2612006.6192 | 1223730.8603
241 | 2611909.5302 | 1223925.7661
242 | 2611903.1062 | 1223925.7408
243 | 2611893.861 | 1223925.7044
244 | 2611907.1801 | 1224041.9908
245 | 2611888.7689 | 1224050.1001
246 | 2611927.6602 | 1224055.9587
247 | 2611877.3851 | 1224066.0238
248 | 2611883.5802 | 1224040.5128
249 | 2611928.924 | 1224063.0264
250 | 2611944.0271 | 1224053.4454
251 | 2611877.3985 | 1224071.6953
252 | 2611873.7284 | 1224022.3096
253 | 2611933.8831 | 1224090.7597
254 | 2611957.9063 | 1224075.8274
255 | 2611877.4444 | 1224091.0759
256 | 2611968.9031 | 1224078.746
257 | 2611940.3997 | 1224127.2034
258 | 2611922.4608 | 1224130.7603
259 | 2611949.7058 | 1224125.6706
260 | 2611920.2174 | 1224131.2052
261 | 2611956.3796 | 1224124.5713
262 | 2611898.561 | 1224135.4992
263 | 2611956.7618 | 1224124.5084
264 | 2611983.3113 | 1224120.1354
265 | 2611982.6661 | 1224120.2417
266 | 2611969.3236 | 1224122.4393
267 | 2611893.5572 | 1224136.4913
268 | 2611877.5429 | 1224132.7396
269 | 2611877.4955 | 1224112.6923
270 | 2611877.4523 | 1224094.4094
271 | 2611711.8034 | 1223699.1021

## line_std_types
| c_nf_per_km | r_ohm_per_km | x_ohm_per_km | max_i_ka | type | q_mm2 | alpha | voltage_rating
NAYY 4x50 SE | 210 | 0.642 | 0.083 | 0.142 | cs | 50 | 0.00403 | LV
NAYY 4x120 SE | 264 | 0.225 | 0.08 | 0.242 | cs | 120 | 0.00403 | LV
NAYY 4x150 SE | 261 | 0.208 | 0.08 | 0.27 | cs | 150 | 0.00403 | LV
NA2XS2Y 1x95 RM/25 12/20 kV | 216 | 0.313 | 0.132 | 0.252 | cs | 95 | 0.00403 | MV
NA2XS2Y 1x185 RM/25 12/20 kV | 273 | 0.161 | 0.117 | 0.362 | cs | 185 | 0.00403 | MV
NA2XS2Y 1x240 RM/25 12/20 kV | 304 | 0.122 | 0.112 | 0.421 | cs | 240 | 0.00403 | MV
NA2XS2Y 1x95 RM/25 6/10 kV | 315 | 0.313 | 0.123 | 0.249 | cs | 95 | 0.00403 | MV
NA2XS2Y 1x185 RM/25 6/10 kV | 406 | 0.161 | 0.11 | 0.358 | cs | 185 | 0.00403 | MV
NA2XS2Y 1x240 RM/25 6/10 kV | 456 | 0.122 | 0.105 | 0.416 | cs | 240 | 0.00403 | MV
NA2XS2Y 1x150 RM/25 12/20 kV | 250 | 0.206 | 0.116 | 0.319 | cs | 150 | 0.00403 | MV
NA2XS2Y 1x120 RM/25 12/20 kV | 230 | 0.253 | 0.119 | 0.283 | cs | 120 | 0.00403 | MV
NA2XS2Y 1x70 RM/25 12/20 kV | 190 | 0.443 | 0.132 | 0.22 | cs | 70 | 0.00403 | MV
NA2XS2Y 1x150 RM/25 6/10 kV | 360 | 0.206 | 0.11 | 0.315 | cs | 150 | 0.00403 | MV
NA2XS2Y 1x120 RM/25 6/10 kV | 340 | 0.253 | 0.113 | 0.28 | cs | 120 | 0.00403 | MV
NA2XS2Y 1x70 RM/25 6/10 kV | 280 | 0.443 | 0.123 | 0.217 | cs | 70 | 0.00403 | MV
N2XS(FL)2Y 1x120 RM/35 64/110 kV | 112 | 0.153 | 0.166 | 0.366 | cs | 120 | 0.00393 | HV
N2XS(FL)2Y 1x185 RM/35 64/110 kV | 125 | 0.099 | 0.156 | 0.457 | cs | 185 | 0.00393 | HV
N2XS(FL)2Y 1x240 RM/35 64/110 kV | 135 | 0.075 | 0.149 | 0.526 | cs | 240 | 0.00393 | HV
N2XS(FL)2Y 1x300 RM/35 64/110 kV | 144 | 0.06 | 0.144 | 0.588 | cs | 300 | 0.00393 | HV
15-AL1/3-ST1A 0.4 | 11 | 1.8769 | 0.35 | 0.105 | ol | 16 | 0.00403 | LV
24-AL1/4-ST1A 0.4 | 11.25 | 1.2012 | 0.335 | 0.14 | ol | 24 | 0.00403 | LV
48-AL1/8-ST1A 0.4 | 12.2 | 0.5939 | 0.3 | 0.21 | ol | 48 | 0.00403 | LV
94-AL1/15-ST1A 0.4 | 13.2 | 0.306 | 0.29 | 0.35 | ol | 94 | 0.00403 | LV
34-AL1/6-ST1A 10.0 | 9.7 | 0.8342 | 0.36 | 0.17 | ol | 34 | 0.00403 | MV
48-AL1/8-ST1A 10.0 | 10.1 | 0.5939 | 0.35 | 0.21 | ol | 48 | 0.00403 | MV
70-AL1/11-ST1A 10.0 | 10.4 | 0.4132 | 0.339 | 0.29 | ol | 70 | 0.00403 | MV
94-AL1/15-ST1A 10.0 | 10.75 | 0.306 | 0.33 | 0.35 | ol | 94 | 0.00403 | MV
122-AL1/20-ST1A 10.0 | 11.1 | 0.2376 | 0.323 | 0.41 | ol | 122 | 0.00403 | MV
149-AL1/24-ST1A 10.0 | 11.25 | 0.194 | 0.315 | 0.47 | ol | 149 | 0.00403 | MV
34-AL1/6-ST1A 20.0 | 9.15 | 0.8342 | 0.382 | 0.17 | ol | 34 | 0.00403 | MV
48-AL1/8-ST1A 20.0 | 9.5 | 0.5939 | 0.372 | 0.21 | ol | 48 | 0.00403 | MV
70-AL1/11-ST1A 20.0 | 9.7 | 0.4132 | 0.36 | 0.29 | ol | 70 | 0.00403 | MV
94-AL1/15-ST1A 20.0 | 10 | 0.306 | 0.35 | 0.35 | ol | 94 | 0.00403 | MV
122-AL1/20-ST1A 20.0 | 10.3 | 0.2376 | 0.344 | 0.41 | ol | 122 | 0.00403 | MV
149-AL1/24-ST1A 20.0 | 10.5 | 0.194 | 0.337 | 0.47 | ol | 149 | 0.00403 | MV
184-AL1/30-ST1A 20.0 | 10.75 | 0.1571 | 0.33 | 0.535 | ol | 184 | 0.00403 | MV
243-AL1/39-ST1A 20.0 | 11 | 0.1188 | 0.32 | 0.645 | ol | 243 | 0.00403 | MV
48-AL1/8-ST1A 110.0 | 8 | 0.5939 | 0.46 | 0.21 | ol | 48 | 0.00403 | HV
70-AL1/11-ST1A 110.0 | 8.4 | 0.4132 | 0.45 | 0.29 | ol | 70 | 0.00403 | HV
94-AL1/15-ST1A 110.0 | 8.65 | 0.306 | 0.44 | 0.35 | ol | 94 | 0.00403 | HV
122-AL1/20-ST1A 110.0 | 8.5 | 0.2376 | 0.43 | 0.41 | ol | 122 | 0.00403 | HV
149-AL1/24-ST1A 110.0 | 8.75 | 0.194 | 0.41 | 0.47 | ol | 149 | 0.00403 | HV
184-AL1/30-ST1A 110.0 | 8.8 | 0.1571 | 0.4 | 0.535 | ol | 184 | 0.00403 | HV
243-AL1/39-ST1A 110.0 | 9 | 0.1188 | 0.39 | 0.645 | ol | 243 | 0.00403 | HV
305-AL1/39-ST1A 110.0 | 9.2 | 0.0949 | 0.38 | 0.74 | ol | 305 | 0.00403 | HV
490-AL1/64-ST1A 110.0 | 9.75 | 0.059 | 0.37 | 0.96 | ol | 490 | 0.00403 | HV
679-AL1/86-ST1A 110.0 | 9.95 | 0.042 | 0.36 | 1.15 | ol | 679 | 0.00403 | HV
490-AL1/64-ST1A 220.0 | 10 | 0.059 | 0.285 | 0.96 | ol | 490 | 0.00403 | HV
679-AL1/86-ST1A 220.0 | 11.7 | 0.042 | 0.275 | 1.15 | ol | 679 | 0.00403 | HV
490-AL1/64-ST1A 380.0 | 11 | 0.059 | 0.253 | 0.96 | ol | 490 | 0.00403 | HV
679-AL1/86-ST1A 380.0 | 14.6 | 0.042 | 0.25 | 1.15 | ol | 679 | 0.00403 | HV

## trafo_std_types
| i0_percent | pfe_kw | vkr_percent | sn_mva | vn_lv_kv | vn_hv_kv | vk_percent | shift_degree | vector_group | tap_side | tap_neutral | tap_min | tap_max | tap_step_degree | tap_step_percent | tap_phase_shifter
160 MVA 380/110 kV | 0.06 | 60 | 0.25 | 160 | 110 | 380 | 12.2 | 0 | Yy0 | hv | 0 | -9 | 9 | 0 | 1.5 | FALSE
100 MVA 220/110 kV | 0.06 | 55 | 0.26 | 100 | 110 | 220 | 12 | 0 | Yy0 | hv | 0 | -9 | 9 | 0 | 1.5 | FALSE
63 MVA 110/20 kV | 0.04 | 22 | 0.32 | 63 | 20 | 110 | 18 | 150 | YNd5 | hv | 0 | -9 | 9 | 0 | 1.5 | FALSE
40 MVA 110/20 kV | 0.05 | 18 | 0.34 | 40 | 20 | 110 | 16.2 | 150 | YNd5 | hv | 0 | -9 | 9 | 0 | 1.5 | FALSE
25 MVA 110/20 kV | 0.07 | 14 | 0.41 | 25 | 20 | 110 | 12 | 150 | YNd5 | hv | 0 | -9 | 9 | 0 | 1.5 | FALSE
63 MVA 110/10 kV | 0.04 | 22 | 0.32 | 63 | 10 | 110 | 18 | 150 | YNd5 | hv | 0 | -9 | 9 | 0 | 1.5 | FALSE
40 MVA 110/10 kV | 0.05 | 18 | 0.34 | 40 | 10 | 110 | 16.2 | 150 | YNd5 | hv | 0 | -9 | 9 | 0 | 1.5 | FALSE
25 MVA 110/10 kV | 0.07 | 14 | 0.41 | 25 | 10 | 110 | 12 | 150 | YNd5 | hv | 0 | -9 | 9 | 0 | 1.5 | FALSE
0.25 MVA 20/0.4 kV | 0.32 | 0.8 | 1.44 | 0.25 | 0.4 | 20 | 6 | 150 | Yzn5 | hv | 0 | -2 | 2 | 0 | 2.5 | FALSE
0.4 MVA 20/0.4 kV | 0.3375 | 1.35 | 1.425 | 0.4 | 0.4 | 20 | 6 | 150 | Dyn5 | hv | 0 | -2 | 2 | 0 | 2.5 | FALSE
0.63 MVA 20/0.4 kV | 0.2619 | 1.65 | 1.206 | 0.63 | 0.4 | 20 | 6 | 150 | Dyn5 | hv | 0 | -2 | 2 | 0 | 2.5 | FALSE
0.25 MVA 10/0.4 kV | 0.24 | 0.6 | 1.2 | 0.25 | 0.4 | 10 | 4 | 150 | Dyn5 | hv | 0 | -2 | 2 | 0 | 2.5 | FALSE
0.4 MVA 10/0.4 kV | 0.2375 | 0.95 | 1.325 | 0.4 | 0.4 | 10 | 4 | 150 | Dyn5 | hv | 0 | -2 | 2 | 0 | 2.5 | FALSE
0.63 MVA 10/0.4 kV | 0.1873 | 1.18 | 1.0794 | 0.63 | 0.4 | 10 | 4 | 150 | Dyn5 | hv | 0 | -2 | 2 | 0 | 2.5 | FALSE

## trafo3w_std_types
| sn_hv_mva | sn_mv_mva | sn_lv_mva | vn_hv_kv | vn_mv_kv | vn_lv_kv | vk_hv_percent | vk_mv_percent | vk_lv_percent | vkr_hv_percent | vkr_mv_percent | vkr_lv_percent | pfe_kw | i0_percent | shift_mv_degree | shift_lv_degree | vector_group | tap_side | tap_neutral | tap_min | tap_max | tap_step_percent
63/25/38 MVA 110/20/10 kV | 63 | 25 | 38 | 110 | 20 | 10 | 10.4 | 10.4 | 10.4 | 0.28 | 0.32 | 0.35 | 35 | 0.89 | 0 | 0 | YN0yn0yn0 | hv | 0 | -10 | 10 | 1.2
63/25/38 MVA 110/10/10 kV | 63 | 25 | 38 | 110 | 10 | 10 | 10.4 | 10.4 | 10.4 | 0.28 | 0.32 | 0.35 | 35 | 0.89 | 0 | 0 | YN0yn0yn0 | hv | 0 | -10 | 10 | 1.2

## fuse_std_types
| fuse_type | i_rated_a | t_avg | t_min | t_total | x_avg | x_min | x_total
HV 100A | HV 100A | 100 | 0 | [10.0, 3.64, 0.854, 0.281, 0.1, 0.0531, 0.022, 0.01] | [10.0, 4.267, 1.21, 0.403, 0.1, 0.058, 0.022, 0.01] | 0 | [300.0, 350.0, 450.0, 550.0, 700.0, 850.0, 1200.0, 1752.0] | [600.0, 700.0, 900.0, 1150.0, 1665.0, 2000.0, 3000.0, 4313.0]
HV 10A | HV 10A | 10 | 0 | [10.0, 1675.0, 0.344, 0.156, 0.1, 0.0417, 0.0171, 0.01] | [10.0, 1.3, 0.3, 0.155, 0.1, 0.0555, 0.023, 0.01] | 0 | [30.0, 32.0, 35.0, 37.0, 39.0, 50.0, 70.0, 88.0] | [60.0, 70.0, 80.0, 87.0, 94.0, 110.0, 150.0, 216.0]
HV 125A | HV 125A | 125 | 0 | [10.0, 1.82, 0.344, 0.1, 0.0467, 0.0269, 0.01] | [10.0, 2.478, 0.426, 0.1, 0.0427, 0.0211, 0.01] | 0 | [375.0, 500.0, 700.0, 925.0, 1200.0, 1500.0, 2341.0] | [750.0, 1000.0, 1500.0, 2200.0, 3000.0, 4000.0, 5765.0]
HV 160A | HV 160A | 160 | 0 | [10.0, 4.15, 1.03, 0.198, 0.1, 0.051, 0.0172, 0.01] | [10.0, 2.3, 0.734, 0.274, 0.1, 0.046, 0.0177, 0.01] | 0 | [480.0, 550.0, 700.0, 1000.0, 1260.0, 1600.0, 2500.0, 3227.0] | [960.0, 1300.0, 1700.0, 2200.0, 2996.0, 4000.0, 6000.0, 7946.0]
HV 16A | HV 16A | 16 | 0 | [10.0, 0.352, 0.164, 0.1, 0.0649, 0.0342, 0.01] | [10.0, 2.34, 0.722, 0.181, 0.1, 0.055, 0.0296, 0.01] | 0 | [48.0, 60.0, 65.0, 71.0, 80.0, 100.0, 162.0] | [96.0, 110.0, 125.0, 150.0, 168.0, 200.0, 250.0, 398.0]
HV 200A | HV 200A | 200 | 0 | [10.0, 4.267, 1.21, 0.403, 0.1, 0.058, 0.022, 0.01] | [10.0, 3.73, 1.654, 0.328, 0.1, 0.0531, 0.019, 0.01] | 0 | [600.0, 700.0, 900.0, 1150.0, 1665.0, 2000.0, 3000.0, 4313.0] | [1200.0, 1500.0, 1800.0, 2700.0, 3960.0, 5000.0, 7500.0, 10620.0]
HV 20A | HV 20A | 20 | 0 | [10.0, 1.3, 0.3, 0.155, 0.1, 0.0555, 0.023, 0.01] | [10.0, 1.3, 0.161, 0.1, 0.0611, 0.0399, 0.0141, 0.01] | 0 | [60.0, 70.0, 80.0, 87.0, 94.0, 110.0, 150.0, 216.0] | [120.0, 150.0, 200.0, 223.0, 260.0, 300.0, 450.0, 532.0]
HV 25A | HV 25A | 25 | 0 | [10.0, 2.512, 0.833, 0.299, 0.1, 0.0372, 0.0223, 0.01] | [10.0, 3.125, 0.597, 0.198, 0.1, 0.0378, 0.022, 0.01] | 0 | [75.0, 82.0, 90.0, 100.0, 124.0, 170.0, 200.0, 289.0] | [150.0, 170.0, 210.0, 250.0, 294.0, 400.0, 500.0, 711.0]
HV 31.5A | HV 31.5A | 31.5 | 0 | [10.0, 2.34, 0.722, 0.181, 0.1, 0.055, 0.0296, 0.01] | [10.0, 2.84, 0.368, 0.164, 0.1, 0.0621, 0.0378, 0.0195, 0.01] | 0 | [95.0, 110.0, 125.0, 150.0, 165.0, 200.0, 250.0, 390.0] | [189.0, 220.0, 300.0, 350.0, 393.0, 450.0, 530.0, 700.0, 960.0]
HV 40A | HV 40A | 40 | 0 | [10.0, 1.3, 0.161, 0.1, 0.0611, 0.0399, 0.0141, 0.01] | [10.0, 2.05, 0.369, 0.198, 0.1, 0.051, 0.0298, 0.01] | 0 | [120.0, 150.0, 200.0, 223.0, 260.0, 300.0, 450.0, 532.0] | [240.0, 300.0, 400.0, 450.0, 530.0, 650.0, 800.0, 1311.0]
HV 50A | HV 50A | 50 | 0 | [10.0, 3.215, 0.597, 0.198, 0.1, 0.0378, 0.022, 0.01] | [10.0, 3.64, 0.854, 0.281, 0.1, 0.0531, 0.022, 0.01] | 0 | [150.0, 170.0, 210.0, 250.0, 294.0, 400.0, 500.0, 711.0] | [300.0, 350.0, 450.0, 550.0, 700.0, 850.0, 1200.0, 1752.0]
HV 6.3A | HV 6.3A | 6.3 | 0 | [10.0, 1.39, 0.344, 0.168, 0.1, 0.056, 0.0263, 0.01] | [10.0, 1.711, 0.516, 0.198, 0.1, 0.0634, 0.0303, 0.01] | 0 | [19.0, 19.5, 20.4, 20.8, 22.0, 25.0, 32.0, 48.0] | [38.0, 40.0, 43.0, 48.0, 53.0, 60.0, 75.0, 118.0]
HV 63A | HV 63A | 63 | 0 | [10.0, 2.84, 0.368, 0.164, 0.1, 0.0621, 0.0378, 0.0195, 0.01] | [10.0, 1.82, 0.344, 0.1, 0.0467, 0.0269, 0.01] | 0 | [189.0, 220.0, 300.0, 350.0, 393.0, 450.0, 530.0, 700.0, 961.0] | [378.0, 500.0, 700.0, 934.0, 1200.0, 1500.0, 2366.0]
HV 80A | HV 80A | 80 | 0 | [10.0, 2.05, 0.369, 0.198, 0.1, 0.051, 0.0298, 0.01] | [10.0, 4.15, 1.03, 0.198, 0.1, 0.051, 0.0172, 0.01] | 0 | [240.0, 300.0, 400.0, 450.0, 530.0, 650.0, 800.0, 1311.0] | [480.0, 550.0, 700.0, 1000.0, 1260.0, 1600.0, 2500.0, 3227.0]
Siemens NH-1-100 | Siemens NH-1-100 | 100 | [5400.0, 2000.0, 400.0, 20.0, 1.0, 0.2, 0.012, 0.004] | 0 | 0 | [150.0, 190.0, 250.0, 430.0, 900.0, 1250.0, 2700.0, 3600.0] | 0 | 0
Siemens NH-1-125 | Siemens NH-1-125 | 125 | [4800.0, 120.0, 7.0, 0.1, 0.004] | 0 | 0 | [180.0, 400.0, 740.0, 2000.0, 4250.0] | 0 | 0
Siemens NH-1-16 | Siemens NH-1-16 | 16 | [4000.0, 400.0, 2.0, 0.1, 0.04, 0.01] | 0 | 0 | [26.0, 35.0, 75.0, 150.0, 200.0, 300.0] | 0 | 0
Siemens NH-1-160 | Siemens NH-1-160 | 160 | [4800.0, 120.0, 7.0, 0.1, 0.004] | 0 | 0 | [210.0, 500.0, 900.0, 2300.0, 5000.0] | 0 | 0
Siemens NH-1-25 | Siemens NH-1-25 | 25 | [4000.0, 1000.0, 10.0, 0.2, 0.02, 0.01] | 0 | 0 | [40.0, 50.0, 100.0, 210.0, 400.0, 500.0] | 0 | 0
Siemens NH-1-50 | Siemens NH-1-50 | 50 | [4000.0, 40.0, 4.0, 1.0, 0.02, 0.01] | 0 | 0 | [86.0, 200.0, 300.0, 400.0, 1000.0, 1280.0] | 0 | 0
Siemens NH-1-63 | Siemens NH-1-63 | 63 | [4000.0, 100.0, 10.0, 2.0, 0.04, 0.01] | 0 | 0 | [100.0, 200.0, 300.0, 400.0, 1000.0, 1500.0] | 0 | 0
Siemens NH-1-80 | Siemens NH-1-80 | 80 | [4800.0, 120.0, 7.0, 0.1, 0.01] | 0 | 0 | [150.58, 250.0, 450.0, 1150.0, 2470.0] | 0 | 0
Siemens NH-2-1000 | Siemens NH-2-1000 | 1000 | [4800.0, 120.0, 7.0, 0.1, 0.004] | 0 | 0 | [1900.0, 3500.0, 8400.0, 24000.0, 52000.0] | 0 | 0
Siemens NH-2-200 | Siemens NH-2-200 | 200 | [4800.0, 120.0, 7.0, 0.1, 0.004] | 0 | 0 | [280.0, 650.0, 1200.0, 3000.0, 7000.0] | 0 | 0
Siemens NH-2-224 | Siemens NH-2-224 | 224 | [4800.0, 120.0, 7.0, 0.2, 0.04, 0.004] | 0 | 0 | [400.0, 750.0, 1453.0, 3025.0, 4315.0, 7600.0] | 0 | 0
Siemens NH-2-250 | Siemens NH-2-250 | 250 | [4800.0, 120.0, 7.0, 0.1, 0.004] | 0 | 0 | [450.0, 800.0, 1650.0, 4000.0, 8500.0] | 0 | 0
Siemens NH-2-315 | Siemens NH-2-315 | 315 | [4800.0, 120.0, 7.0, 0.1, 0.004] | 0 | 0 | [550.0, 920.0, 1900.0, 5000.0, 11000.0] | 0 | 0
Siemens NH-2-355 | Siemens NH-2-355 | 355 | [4800.0, 120.0, 6.0, 0.1, 0.004] | 0 | 0 | [650.0, 1116.27, 2350.0, 5840.0, 12790.0] | 0 | 0
Siemens NH-2-400 | Siemens NH-2-400 | 400 | [4800.0, 120.0, 7.0, 0.1, 0.004] | 0 | 0 | [720.0, 1350.0, 2800.0, 6500.0, 15000.0] | 0 | 0
Siemens NH-2-425 | Siemens NH-2-425 | 425 | [4800.0, 120.0, 7.0, 0.1, 0.004] | 0 | 0 | [850.0, 1500.0, 3050.0, 7500.0, 16500.0] | 0 | 0
Siemens NH-2-630 | Siemens NH-2-630 | 630 | [4800.0, 120.0, 7.0, 0.1, 0.004] | 0 | 0 | [1200.0, 2000.0, 4800.0, 12000.0, 26000.0] | 0 | 0

## res_bus
| vm_pu | va_degree | p_mw | q_mvar
0 | 0.97434 | -0.49447 | 0.0012347 | 0.00030944
1 | 0.97435 | -0.49431 | 0.0012153 | 0.00030458
2 | 0.97438 | -0.49382 | 0 | 0
3 | 0.97481 | -0.48518 | 0 | 0
4 | 0.97428 | -0.49565 | 0 | 0
5 | 0.9749 | -0.48355 | 0.0015659 | 0.00039245
6 | 0.97474 | -0.48657 | 0.0007948 | 0.0001992
7 | 0.97427 | -0.49591 | 0.0012304 | 0.00030837
8 | 0.97427 | -0.49594 | 0.0011112 | 0.00027849
9 | 0.97627 | -0.45654 | 0.0022868 | 0.00057313
10 | 0.97632 | -0.45544 | 0.0015673 | 0.00039279
11 | 0.97635 | -0.45489 | 0 | 0
12 | 0.97631 | -0.45568 | 0 | 0
13 | 0.97653 | -0.45145 | 0.0013503 | 0.00033841
14 | 0.97611 | -0.45965 | 0.0034891 | 0.00087446
15 | 0.97627 | -0.45657 | 0.0027853 | 0.00069807
16 | 0.97658 | -0.45042 | 0.0024826 | 0.0006222
17 | 0.98114 | -0.36106 | 0.0025317 | 0.0006345
18 | 0.97919 | -0.39925 | 0.0029938 | 0.00075032
19 | 0.98228 | -0.33884 | 0.0034136 | 0.00085553
20 | 0.97875 | -0.40779 | 0.00083404 | 0.00020903
21 | 0.98322 | -0.3206 | 0.0017697 | 0.00044353
22 | 0.9781 | -0.42049 | 0.0013706 | 0.00034351
23 | 0.98436 | -0.29857 | 0 | 0
24 | 0.9768 | -0.44608 | 0 | 0
25 | 0.98647 | -0.25765 | 0.008243 | 0.0020659
26 | 0.99648 | -0.066562 | 0.0064846 | 0.0016252
27 | 0.99656 | -0.065001 | 0.0027756 | 0.00069562
28 | 0.99645 | -0.067289 | 0.005076 | 0.0012722
29 | 0.99686 | -0.059258 | 0.00323 | 0.00080953
30 | 0.99708 | -0.054993 | 0 | 0
31 | 0.99615 | -0.072661 | 0.0034464 | 0.00086374
32 | 0.99776 | -0.042255 | 0.0028187 | 0.00070643
33 | 0.99653 | -0.066396 | 0.0065877 | 0.001651
34 | 0.99663 | -0.064539 | 0.0029156 | 0.00073073
35 | 0.97891 | -0.40445 | 0 | 0
36 | 0.97883 | -0.4059 | 0.008704 | 0.0021814
37 | 0.97893 | -0.40388 | 0.0083478 | 0.0020921
38 | 0.97203 | -0.53955 | 0.0013899 | 0.00034833
39 | 0.97244 | -0.53142 | 0.019207 | 0.0048137
40 | 0.97185 | -0.54298 | 0 | 0
41 | 0.97317 | -0.51689 | 0.027594 | 0.0069157
42 | 0.97164 | -0.54719 | 0 | 0
43 | 0.97361 | -0.50829 | 0.0035461 | 0.00088874
44 | 0.97097 | -0.5604 | 0.016247 | 0.004072
45 | 0.97384 | -0.50385 | 0 | 0
46 | 0.99827 | -0.032553 | 0.0021572 | 0.00054064
47 | 1 | 0 | -0.58506 | -0.14974
48 | 0.99974 | -0.0048871 | 0.0052114 | 0.0013061
49 | 0.99899 | -0.019241 | 0.0051979 | 0.0013027
50 | 0.99887 | -0.021511 | 0.0052339 | 0.0013117
51 | 0.99434 | -0.10693 | 0.0033001 | 0.00082709
52 | 0.97199 | -0.5403 | 0.019646 | 0.0049238
53 | 0.97452 | -0.49033 | 0.0014672 | 0.00036771
54 | 0.97536 | -0.47386 | 0 | 0
55 | 0.97567 | -0.46785 | 0.0021226 | 0.00053197
56 | 0.97519 | -0.47716 | 0.0016018 | 0.00040144
57 | 0.97608 | -0.46032 | 0.0010111 | 0.0002534
58 | 0.97226 | -0.53504 | 0.00035666 | 8.9386e-05
59 | 0.97226 | -0.53497 | 0.00042977 | 0.00010771
60 | 0.97229 | -0.53442 | 0 | 0
61 | 0.9728 | -0.52437 | 0.00045243 | 0.00011339
62 | 0.97281 | -0.52425 | 0 | 0
63 | 0.97196 | -0.54093 | 0 | 0
64 | 0.97243 | -0.53177 | 0.00029583 | 7.4142e-05
65 | 0.97212 | -0.53773 | 0.00018221 | 4.5667e-05
66 | 0.97283 | -0.52376 | 0 | 0
67 | 0.97275 | -0.52528 | 0 | 0
68 | 0.97184 | -0.54346 | 0 | 0
69 | 0.97261 | -0.52814 | 0.00029148 | 7.3051e-05
70 | 0.97206 | -0.53907 | 0.0011291 | 0.00028299
71 | 0.9719 | -0.54214 | 0.003249 | 0.00081428
72 | 0.97295 | -0.52142 | 0.00018589 | 4.6587e-05
73 | 0.97268 | -0.5268 | 0.00071855 | 0.00018009
74 | 0.97274 | -0.52548 | 0 | 0
75 | 0.97917 | -0.3992 | 0.00177 | 0.00044361
76 | 0.97923 | -0.39811 | 0.0017311 | 0.00043386
77 | 0.97951 | -0.39263 | 0.0015306 | 0.0003836
78 | 0.97985 | -0.38586 | 0 | 0
79 | 0.9739 | -0.5027 | 0.00025451 | 6.3786e-05
80 | 0.97386 | -0.50345 | 0.00049568 | 0.00012423
81 | 0.97398 | -0.50103 | 0 | 0
82 | 0.97376 | -0.50533 | 0.0053764 | 0.0013475
83 | 0.97384 | -0.50381 | 0.00058681 | 0.00014707
84 | 0.97464 | -0.48803 | 0.0033534 | 0.00084045
85 | 0.97339 | -0.51267 | 0.00023545 | 5.901e-05
86 | 0.97466 | -0.48761 | 0.0012684 | 0.0003179
87 | 0.97318 | -0.51686 | 0.0011426 | 0.00028636
88 | 0.97478 | -0.48527 | 0 | 0
89 | 0.97189 | -0.5423 | 0.0013486 | 0.000338
90 | 0.97169 | -0.54627 | 0.0011623 | 0.00029129
91 | 0.97176 | -0.545 | 0.0024323 | 0.00060958
92 | 0.97273 | -0.52567 | 0.00016807 | 4.2123e-05
93 | 0.97314 | -0.51765 | 0 | 0
94 | 0.97304 | -0.51957 | 0.00048311 | 0.00012108
95 | 0.97299 | -0.52067 | 0.00067603 | 0.00016943
96 | 0.97741 | -0.43354 | 0.0016606 | 0.0004162
97 | 0.97751 | -0.4317 | 0 | 0
98 | 0.97739 | -0.43395 | 0.0018069 | 0.00045284
99 | 0.97712 | -0.43929 | 0.0097926 | 0.0024543
100 | 0.97768 | -0.42842 | 0.0092375 | 0.0023151
101 | 0.97771 | -0.42777 | 0.0012278 | 0.00030771
102 | 0.97778 | -0.42642 | 0.0077367 | 0.001939
103 | 0.97496 | -0.48177 | 0.0019802 | 0.00049628
104 | 0.97477 | -0.48552 | 0.000528 | 0.00013233
105 | 0.97848 | -0.41271 | 0 | 0
106 | 0.97808 | -0.42053 | 0.0018719 | 0.00046913
107 | 0.97935 | -0.39567 | 0.0025214 | 0.00063191
108 | 0.97759 | -0.43024 | 0 | 0
109 | 0.9775 | -0.43199 | 0.0010245 | 0.00025677
110 | 0.9775 | -0.4319 | 0.0014112 | 0.00035369
111 | 0.98107 | -0.3622 | 0.0051072 | 0.00128
112 | 0.97261 | -0.52817 | 0.0010864 | 0.00027227
113 | 0.97263 | -0.52771 | 0 | 0
114 | 0.97271 | -0.52619 | 0.0011059 | 0.00027718
115 | 0.97271 | -0.52608 | 0 | 0
116 | 0.97273 | -0.52569 | 0.00046344 | 0.00011615
117 | 0.98215 | -0.34161 | 0 | 0
118 | 0.9819 | -0.34654 | 0.01753 | 0.0043934
119 | 0.98265 | -0.33188 | 0 | 0
120 | 0.98407 | -0.30398 | 0 | 0
121 | 0.98259 | -0.33292 | 0.0017727 | 0.00044429
122 | 0.98388 | -0.30775 | 0.0019973 | 0.00050058
123 | 0.98531 | -0.27996 | 0 | 0
124 | 0.98256 | -0.33352 | 0.0028121 | 0.00070478
125 | 0.97737 | -0.43457 | 0.0015716 | 0.00039387
126 | 0.97744 | -0.43315 | 0.0014536 | 0.0003643
127 | 0.97727 | -0.43644 | 0.0011691 | 0.000293
128 | 0.97741 | -0.43379 | 0.0037986 | 0.00095203
129 | 0.98235 | -0.33732 | 0.0017036 | 0.00042696
130 | 0.98287 | -0.32705 | 0.0016777 | 0.00042048
131 | 0.98212 | -0.34161 | 0.00096637 | 0.00024219
132 | 0.98388 | -0.30764 | 0.00098718 | 0.00024741
133 | 0.9811 | -0.36145 | 0.0043565 | 0.0010919
134 | 0.98423 | -0.30081 | 0.0012798 | 0.00032075
135 | 0.98383 | -0.30879 | 0.0032524 | 0.00081513
136 | 0.98648 | -0.25727 | 0 | 0
137 | 0.98364 | -0.31251 | 0.0016888 | 0.00042326
138 | 0.98364 | -0.31256 | 0.0021726 | 0.00054451
139 | 0.98362 | -0.31296 | 0.0021523 | 0.00053941
140 | 0.97722 | -0.43745 | 0.0042734 | 0.001071
141 | 0.98716 | -0.24417 | 0.0075239 | 0.0018857
142 | 0.98769 | -0.23407 | 0.001202 | 0.00030124
143 | 0.99153 | -0.16045 | 0.005478 | 0.0013729
144 | 0.99222 | -0.1472 | 0.00076356 | 0.00019137
145 | 0.99024 | -0.18518 | 0 | 0
146 | 0.99302 | -0.13196 | 0.0051159 | 0.0012822
147 | 0.98911 | -0.20691 | 0.0017206 | 0.00043123
148 | 0.98791 | -0.22985 | 0 | 0
149 | 0.98769 | -0.23421 | 0 | 0
150 | 0.98782 | -0.23166 | 0.0023376 | 0.00058586
151 | 0.98777 | -0.2326 | 0.002317 | 0.00058069
152 | 0.99565 | -0.082902 | 0 | 0
153 | 0.99528 | -0.089973 | 0 | 0
154 | 0.99673 | -0.062209 | 0.001855 | 0.0004649
155 | 0.97603 | -0.46115 | 0.0021809 | 0.00054659
156 | 0.97474 | -0.48668 | 0.0012435 | 0.00031165
157 | 0.99472 | -0.10064 | 0.010506 | 0.002633
158 | 0.99453 | -0.10414 | 0 | 0
159 | 0.99722 | -0.052834 | 0 | 0
160 | 0.97507 | -0.48008 | 0.0021708 | 0.00054406
161 | 0.9752 | -0.47756 | 0.0011518 | 0.00028866
162 | 0.97546 | -0.4725 | 0 | 0
163 | 0.97595 | -0.46285 | 0 | 0
164 | 0.97544 | -0.47278 | 0 | 0
165 | 0.98695 | -0.25062 | 0.001053 | 0.00026391
166 | 0.98692 | -0.25124 | 0.00095433 | 0.00023918
167 | 0.98697 | -0.25025 | 0 | 0
168 | 0.98691 | -0.25144 | 0.00039886 | 9.9964e-05
169 | 0.98707 | -0.24836 | 0 | 0
170 | 0.99083 | -0.17495 | 0.0018584 | 0.00046575
171 | 0.99084 | -0.17482 | 0.00094424 | 0.00023665
172 | 0.98716 | -0.2466 | 0.0058265 | 0.0014603
173 | 0.99089 | -0.17375 | 0 | 0
174 | 0.98745 | -0.24101 | 0.0027395 | 0.00068658
175 | 0.98682 | -0.25187 | 0.0026392 | 0.00066145
176 | 0.98312 | -0.32328 | 0 | 0
177 | 0.99177 | -0.15703 | 0.00053721 | 0.00013464
178 | 0.98302 | -0.3252 | 0.0044376 | 0.0011122
179 | 0.9918 | -0.15638 | 0 | 0
180 | 0.98102 | -0.36416 | 0 | 0
181 | 0.9919 | -0.1545 | 0.00031477 | 7.8889e-05
182 | 0.99177 | -0.15687 | 0.00034258 | 8.5857e-05
183 | 0.97956 | -0.39266 | 0 | 0
184 | 0.97541 | -0.47349 | 0.0023057 | 0.00057787
185 | 0.9759 | -0.46371 | 0.0013107 | 0.0003285
186 | 0.9761 | -0.4599 | 0.0024583 | 0.00061612
187 | 0.98819 | -0.22664 | 0.0017968 | 0.00045032
188 | 0.98816 | -0.22709 | 0.0003877 | 9.7168e-05
189 | 0.98822 | -0.22607 | 0.0003877 | 9.7168e-05
190 | 0.98809 | -0.2286 | 0.00038766 | 9.7158e-05
191 | 0.98831 | -0.22425 | 0 | 0
192 | 0.98805 | -0.22934 | 0.00038766 | 9.7158e-05
193 | 0.9885 | -0.2205 | 0 | 0
194 | 0.98798 | -0.23062 | 0.00076478 | 0.00019167
195 | 0.98896 | -0.21166 | 0.0006428 | 0.0001611
196 | 0.98817 | -0.22697 | 0.0015705 | 0.00039361
197 | 0.99442 | -0.10628 | 0.0066397 | 0.0016641
198 | 0.99443 | -0.10608 | 0.0018054 | 0.00045248
199 | 0.99431 | -0.10849 | 0.0041299 | 0.0010351
200 | 0.99472 | -0.1007 | 0.0034214 | 0.00085749
201 | 0.99381 | -0.11807 | 0.0023193 | 0.00058126
202 | 0.99128 | -0.16674 | 0.0026505 | 0.00066428
203 | 0.99031 | -0.18549 | 0.00070163 | 0.00017584
204 | 0.99133 | -0.16561 | 0.0026114 | 0.00065448
205 | 0.98967 | -0.19792 | 0.00086941 | 0.00021789
206 | 0.99216 | -0.14973 | 0.0044023 | 0.0011033
207 | 0.99276 | -0.13801 | 0 | 0
208 | 0.99268 | -0.13957 | 0 | 0
209 | 0.99335 | -0.12673 | 0.0018676 | 0.00046806
210 | 0.99751 | -0.047436 | 0.0033644 | 0.0008432
211 | 0.99714 | -0.054671 | 0.0058405 | 0.0014638
212 | 0.9976 | -0.045699 | 0 | 0
213 | 0.99694 | -0.058394 | 0 | 0
214 | 0.99755 | -0.046732 | 0.00077018 | 0.00019302
215 | 0.99798 | -0.038509 | 0.0016277 | 0.00040794
216 | 0.99691 | -0.059109 | 0.0013363 | 0.00033492
217 | 0.99748 | -0.048085 | 0.00060374 | 0.00015131
218 | 0.99815 | -0.035246 | 0 | 0
219 | 0.99748 | -0.04813 | 0.00073339 | 0.0001838
220 | 0.99717 | -0.053879 | 0.0024009 | 0.00060172
221 | 0.99715 | -0.054183 | 0.000706 | 0.00017694
222 | 0.99747 | -0.048329 | 0.0017968 | 0.00045031
223 | 0.9875 | -0.23998 | 0.012189 | 0.0030549
224 | 0.99411 | -0.11253 | 0.0013711 | 0.00034363
225 | 0.99394 | -0.11581 | 0.0020594 | 0.00051613
226 | 0.99393 | -0.11591 | 0.0012836 | 0.0003217
227 | 0.9939 | -0.11658 | 0.00073405 | 0.00018397
228 | 0.99386 | -0.11737 | 0.0055686 | 0.0013956
229 | 0.99347 | -0.12456 | 0 | 0
230 | 0.98794 | -0.2314 | 0.0025148 | 0.00063026
231 | 0.97665 | -0.4491 | 0.0024543 | 0.00061512
232 | 0.99241 | -0.14474 | 0.0021171 | 0.0005306
233 | 0.99253 | -0.14245 | 0.0020582 | 0.00051582
234 | 0.99208 | -0.151 | 0.00039015 | 9.7782e-05
235 | 0.9924 | -0.14503 | 0.0018197 | 0.00045605
236 | 0.99237 | -0.14557 | 0.0014077 | 0.00035281
237 | 0.99233 | -0.14631 | 0.0012048 | 0.00030196
238 | 0.99231 | -0.14676 | 0.0012741 | 0.00031932
239 | 0.99231 | -0.14682 | 0.00067183 | 0.00016838
240 | 0.97586 | -0.46458 | 0.0023042 | 0.00057749
241 | 0.99176 | -0.15723 | 0.00089638 | 0.00022465
242 | 0.99176 | -0.15713 | 0.00032726 | 8.2019e-05
243 | 0.99177 | -0.15693 | 0.00028996 | 7.267e-05
244 | 0.97297 | -0.52213 | 0.0021936 | 0.00054977
245 | 0.9732 | -0.51756 | 0 | 0
246 | 0.97269 | -0.52765 | 0 | 0
247 | 0.97351 | -0.51145 | 0.0011483 | 0.00028779
248 | 0.97315 | -0.51845 | 0.00091663 | 0.00022973
249 | 0.97266 | -0.52824 | 0.0018486 | 0.0004633
250 | 0.9726 | -0.52937 | 0.0016296 | 0.00040842
251 | 0.9736 | -0.50958 | 0.00082152 | 0.00020589
252 | 0.97309 | -0.51978 | 0.0035049 | 0.0008784
253 | 0.97259 | -0.52962 | 0.0026503 | 0.00066424
254 | 0.9725 | -0.53142 | 0.0024824 | 0.00062215
255 | 0.97394 | -0.5029 | 0.0006461 | 0.00016193
256 | 0.97248 | -0.5318 | 0.0015328 | 0.00038415
257 | 0.9768 | -0.44663 | 0 | 0
258 | 0.97614 | -0.45963 | 0.0044085 | 0.0011049
259 | 0.97714 | -0.43994 | 0.0023771 | 0.00059575
260 | 0.97607 | -0.46107 | 0.0024025 | 0.00060211
261 | 0.9774 | -0.43485 | 0.0033331 | 0.00083535
262 | 0.97541 | -0.47402 | 0.003822 | 0.00095789
263 | 0.97742 | -0.43454 | 0.0026921 | 0.0006747
264 | 0.97862 | -0.41098 | 0.0046317 | 0.0011608
265 | 0.97859 | -0.4116 | 0.0031969 | 0.00080123
266 | 0.97798 | -0.42356 | 0.0013198 | 0.00033077
267 | 0.97527 | -0.47666 | 0.0038378 | 0.00096184
268 | 0.97475 | -0.48705 | 0.0027563 | 0.0006908
269 | 0.97434 | -0.49501 | 0.0016463 | 0.00041261
270 | 0.974 | -0.50172 | 0.00060251 | 0.000151
271 | 0.99998 | 149.9956 | 0 | 0

## res_line
| p_from_mw | q_from_mvar | p_to_mw | q_to_mvar | pl_mw | ql_mvar | i_from_ka | i_to_ka | i_ka | vm_from_pu | va_from_degree | vm_to_pu | va_to_degree | loading_percent
0 | -0.0012347 | -0.00030944 | 0.0012347 | 0.00030936 | 9.3372e-09 | -8.1249e-08 | 0.0018856 | 0.0018856 | 0.0018856 | 0.97434 | -0.49447 | 0.97435 | -0.49431 | 0.51802
1 | -0.00245 | -0.00061394 | 0.00245 | 0.00061384 | 5.6852e-08 | -9.8502e-08 | 0.0037415 | 0.0037415 | 0.0037415 | 0.97435 | -0.49431 | 0.97438 | -0.49382 | 1.0279
2 | -0.0047919 | -0.0012 | 0.0047938 | 0.0012 | 1.9724e-06 | 3.8233e-08 | 0.0073176 | 0.0073171 | 0.0073176 | 0.97438 | -0.49382 | 0.97481 | -0.48518 | 2.0103
3 | 0.0023418 | 0.00058615 | -0.0023416 | -0.00058655 | 2.0313e-07 | -3.9752e-07 | 0.0035761 | 0.0035762 | 0.0035762 | 0.97438 | -0.49382 | 0.97428 | -0.49565 | 0.98248
4 | -0.0068323 | -0.0017104 | 0.0068328 | 0.0017106 | 5.3098e-07 | 1.775e-07 | 0.010429 | 0.010428 | 0.010429 | 0.97481 | -0.48518 | 0.9749 | -0.48355 | 2.865
5 | 0.0020384 | 0.00051042 | -0.0020383 | -0.00051079 | 1.3512e-07 | -3.7746e-07 | 0.0031114 | 0.0031116 | 0.0031116 | 0.97481 | -0.48518 | 0.97474 | -0.48657 | 0.85484
6 | 0.0012304 | 0.00030823 | -0.0012304 | -0.00030837 | 1.5765e-08 | -1.3816e-07 | 0.0018792 | 0.0018792 | 0.0018792 | 0.97428 | -0.49565 | 0.97427 | -0.49591 | 0.51627
7 | 0.0011112 | 0.00027832 | -0.0011112 | -0.00027849 | 1.5842e-08 | -1.7251e-07 | 0.0016971 | 0.0016971 | 0.0016971 | 0.97428 | -0.49565 | 0.97427 | -0.49594 | 0.46625
8 | -0.0083987 | -0.0021031 | 0.0084001 | 0.0021037 | 1.386e-06 | 6.065e-07 | 0.012819 | 0.012818 | 0.012819 | 0.9749 | -0.48355 | 0.97507 | -0.48008 | 3.5216
9 | 0.0012435 | 0.0003116 | -0.0012435 | -0.00031165 | 6.3412e-09 | -5.4434e-08 | 0.0018983 | 0.0018983 | 0.0018983 | 0.97474 | -0.48657 | 0.97474 | -0.48668 | 0.52151
10 | -0.0022868 | -0.00057313 | 0.0022869 | 0.00057288 | 1.2034e-07 | -2.533e-07 | 0.0034856 | 0.0034854 | 0.0034856 | 0.97627 | -0.45654 | 0.97632 | -0.45544 | 0.95757
11 | -0.0038542 | -0.00096567 | 0.0038543 | 0.00096564 | 1.0071e-07 | -3.2881e-08 | 0.0058741 | 0.0058741 | 0.0058741 | 0.97632 | -0.45544 | 0.97635 | -0.45489 | 1.6138
12 | 0.0094684 | 0.0023727 | -0.0094681 | -0.0023725 | 3.5561e-07 | 1.7064e-07 | 0.01443 | 0.01443 | 0.01443 | 0.97635 | -0.45489 | 0.97631 | -0.45568 | 3.9644
13 | -0.013323 | -0.0033383 | 0.013325 | 0.0033395 | 2.1811e-06 | 1.2195e-06 | 0.020304 | 0.020304 | 0.020304 | 0.97635 | -0.45489 | 0.97653 | -0.45145 | 5.5781
14 | 0.0066826 | 0.0016746 | -0.0066813 | -0.0016742 | 1.2648e-06 | 4.0296e-07 | 0.010185 | 0.010185 | 0.010185 | 0.97631 | -0.45568 | 0.97611 | -0.45965 | 2.7981
15 | 0.0027855 | 0.00069793 | -0.0027853 | -0.00069807 | 1.1837e-07 | -1.4324e-07 | 0.0042453 | 0.0042454 | 0.0042454 | 0.97631 | -0.45568 | 0.97627 | -0.45657 | 1.1663
16 | -0.014675 | -0.0036779 | 0.014676 | 0.0036784 | 7.2008e-07 | 4.1281e-07 | 0.022362 | 0.022362 | 0.022362 | 0.97653 | -0.45145 | 0.97658 | -0.45042 | 6.1434
17 | 0.0031922 | 0.00079971 | -0.0031921 | -0.00079979 | 1.0211e-07 | -7.8382e-08 | 0.0048662 | 0.0048662 | 0.0048662 | 0.97611 | -0.45965 | 0.97608 | -0.46032 | 1.3369
18 | -0.017159 | -0.0043006 | 0.017162 | 0.0043027 | 3.5548e-06 | 2.1015e-06 | 0.026145 | 0.026145 | 0.026145 | 0.97658 | -0.45042 | 0.9768 | -0.44608 | 7.1826
19 | 0.045117 | 0.011381 | -0.045034 | -0.011329 | 8.2325e-05 | 5.2098e-05 | 0.068451 | 0.068451 | 0.068451 | 0.98114 | -0.36106 | 0.97919 | -0.39925 | 18.8053
20 | -0.047648 | -0.012016 | 0.047699 | 0.012048 | 5.0736e-05 | 3.2143e-05 | 0.072291 | 0.072291 | 0.072291 | 0.98114 | -0.36106 | 0.98228 | -0.33884 | 19.8601
21 | 0.04204 | 0.010579 | -0.042023 | -0.010568 | 1.716e-05 | 1.0842e-05 | 0.063902 | 0.063902 | 0.063902 | 0.97919 | -0.39925 | 0.97875 | -0.40779 | 17.5555
22 | -0.051113 | -0.012904 | 0.051157 | 0.012932 | 4.4697e-05 | 2.8354e-05 | 0.077462 | 0.077462 | 0.077462 | 0.98228 | -0.33884 | 0.98322 | -0.3206 | 21.2807
23 | 0.041189 | 0.010359 | -0.041164 | -0.010343 | 2.4959e-05 | 1.576e-05 | 0.062634 | 0.062634 | 0.062634 | 0.97875 | -0.40779 | 0.9781 | -0.42049 | 17.2071
24 | -0.052927 | -0.013375 | 0.052983 | 0.013411 | 5.5983e-05 | 3.5534e-05 | 0.08014 | 0.08014 | 0.08014 | 0.98322 | -0.3206 | 0.98436 | -0.29857 | 22.0165
25 | 0.039794 | 0.0099999 | -0.039745 | -0.0099692 | 4.8547e-05 | 3.0627e-05 | 0.060549 | 0.060549 | 0.060549 | 0.9781 | -0.42049 | 0.9768 | -0.44608 | 16.6343
26 | -0.052983 | -0.013411 | 0.053087 | 0.013477 | 0.00010428 | 6.6187e-05 | 0.08014 | 0.08014 | 0.08014 | 0.98436 | -0.29857 | 0.98647 | -0.25765 | 22.0165
27 | 0.022583 | 0.0056666 | -0.02258 | -0.0056646 | 3.2604e-06 | 1.9947e-06 | 0.034404 | 0.034405 | 0.034405 | 0.9768 | -0.44608 | 0.97665 | -0.4491 | 9.4518
28 | -0.06133 | -0.015543 | 0.061399 | 0.015587 | 6.9173e-05 | 4.3996e-05 | 0.092574 | 0.092573 | 0.092574 | 0.98647 | -0.25765 | 0.98769 | -0.23421 | 25.4323
29 | -0.011561 | -0.0028974 | 0.011562 | 0.0028978 | 8.5942e-07 | 4.4984e-07 | 0.017263 | 0.017263 | 0.017263 | 0.99648 | -0.066562 | 0.99656 | -0.065001 | 4.7427
30 | 0.0050762 | 0.0012722 | -0.005076 | -0.0012722 | 1.7575e-07 | 6.2267e-09 | 0.0075801 | 0.0075802 | 0.0075802 | 0.99648 | -0.066562 | 0.99645 | -0.067289 | 2.0825
31 | -0.014337 | -0.0035934 | 0.014341 | 0.0035957 | 3.9239e-06 | 2.2137e-06 | 0.021408 | 0.021408 | 0.021408 | 0.99656 | -0.065001 | 0.99686 | -0.059258 | 5.8812
32 | -0.017571 | -0.0044052 | 0.017575 | 0.0044073 | 3.5723e-06 | 2.1057e-06 | 0.026229 | 0.026229 | 0.026229 | 0.99686 | -0.059258 | 0.99708 | -0.054993 | 7.2058
33 | 0.34652 | 0.089134 | -0.34622 | -0.088945 | 0.00029735 | 0.00018934 | 0.51795 | 0.51795 | 0.51795 | 0.99708 | -0.054993 | 0.99615 | -0.072661 | 28.4588
34 | -0.36409 | -0.093541 | 0.36432 | 0.093685 | 0.00022539 | 0.00014358 | 0.54418 | 0.54418 | 0.54418 | 0.99708 | -0.054993 | 0.99776 | -0.042255 | 29.8999
35 | 0.34278 | 0.088081 | -0.34221 | -0.087718 | 0.00056958 | 0.00036265 | 0.5128 | 0.5128 | 0.5128 | 0.99615 | -0.072661 | 0.99434 | -0.10693 | 28.176
36 | -0.36714 | -0.094391 | 0.36731 | 0.094502 | 0.00017319 | 0.00011034 | 0.54838 | 0.54838 | 0.54838 | 0.99776 | -0.042255 | 0.99827 | -0.032553 | 30.1309
37 | -0.0065877 | -0.001651 | 0.0065883 | 0.0016512 | 5.8282e-07 | 1.6372e-07 | 0.0098367 | 0.0098366 | 0.0098367 | 0.99653 | -0.066396 | 0.99663 | -0.064539 | 2.7024
38 | -0.0095039 | -0.0023819 | 0.0095067 | 0.0023832 | 2.7827e-06 | 1.3005e-06 | 0.01419 | 0.01419 | 0.01419 | 0.99663 | -0.064539 | 0.99694 | -0.058394 | 3.8983
39 | 0.0087046 | 0.0021817 | -0.008704 | -0.0021814 | 6.0458e-07 | 2.7118e-07 | 0.013232 | 0.013232 | 0.013232 | 0.97891 | -0.40445 | 0.97883 | -0.4059 | 3.6351
40 | -0.0087046 | -0.0021817 | 0.0087048 | 0.0021818 | 2.3364e-07 | 1.0479e-07 | 0.013232 | 0.013232 | 0.013232 | 0.97891 | -0.40445 | 0.97893 | -0.40388 | 3.6351
41 | -0.017053 | -0.0042739 | 0.017056 | 0.0042762 | 3.8054e-06 | 2.2455e-06 | 0.025921 | 0.025921 | 0.025921 | 0.97893 | -0.40388 | 0.97917 | -0.3992 | 7.121
42 | -0.017653 | -0.0044298 | 0.01766 | 0.0044339 | 6.8498e-06 | 4.0738e-06 | 0.027026 | 0.027026 | 0.027026 | 0.97203 | -0.53955 | 0.97244 | -0.53142 | 7.4248
43 | 0.016264 | 0.0040815 | -0.016261 | -0.0040799 | 2.6539e-06 | 1.557e-06 | 0.024899 | 0.024899 | 0.024899 | 0.97203 | -0.53955 | 0.97185 | -0.54298 | 6.8403
44 | -0.036867 | -0.0092476 | 0.036893 | 0.0092629 | 2.555e-05 | 1.5289e-05 | 0.056417 | 0.056416 | 0.056417 | 0.97244 | -0.53142 | 0.97317 | -0.51689 | 7.7496
45 | 0.016261 | 0.0040799 | -0.016258 | -0.004078 | 3.2701e-06 | 1.9186e-06 | 0.024899 | 0.024899 | 0.024899 | 0.97185 | -0.54298 | 0.97164 | -0.54719 | 6.8404
46 | -0.064487 | -0.016179 | 0.064513 | 0.016193 | 2.6447e-05 | 1.4672e-05 | 0.098608 | 0.098608 | 0.098608 | 0.97317 | -0.51689 | 0.97361 | -0.50829 | 5.418
47 | 0.016258 | 0.004078 | -0.016247 | -0.004072 | 1.0228e-05 | 6.0015e-06 | 0.024899 | 0.024899 | 0.024899 | 0.97164 | -0.54719 | 0.97097 | -0.5604 | 6.8404
48 | -0.068059 | -0.017082 | 0.068074 | 0.01709 | 1.4428e-05 | 8.1282e-06 | 0.10403 | 0.10403 | 0.10403 | 0.97361 | -0.50829 | 0.97384 | -0.50385 | 5.7158
49 | -0.087754 | -0.022035 | 0.087811 | 0.022068 | 5.664e-05 | 3.3635e-05 | 0.1341 | 0.1341 | 0.1341 | 0.97384 | -0.50385 | 0.97452 | -0.49033 | 7.3683
50 | 0.01968 | 0.0049444 | -0.019646 | -0.0049238 | 3.4174e-05 | 2.062e-05 | 0.030076 | 0.030076 | 0.030076 | 0.97384 | -0.50385 | 0.97199 | -0.5403 | 8.2627
51 | -0.36947 | -0.095042 | 0.37005 | 0.095416 | 0.00058572 | 0.00037318 | 0.5516 | 0.5516 | 0.5516 | 0.99827 | -0.032553 | 1 | 0 | 30.3075
52 | 0.21336 | 0.054325 | -0.21331 | -0.054293 | 5.0271e-05 | 3.1738e-05 | 0.31778 | 0.31778 | 0.31778 | 1 | 0 | 0.99974 | -0.0048871 | 17.4604
53 | 0.20809 | 0.052987 | -0.20795 | -0.052896 | 0.00014394 | 9.0816e-05 | 0.31002 | 0.31002 | 0.31002 | 0.99974 | -0.0048871 | 0.99899 | -0.019241 | 17.0342
54 | 0.20275 | 0.051593 | -0.20273 | -0.05158 | 2.2176e-05 | 1.3981e-05 | 0.30228 | 0.30228 | 0.30228 | 0.99899 | -0.019241 | 0.99887 | -0.021511 | 16.6088
55 | 0.1975 | 0.050268 | -0.19737 | -0.050185 | 0.00013068 | 8.2323e-05 | 0.29448 | 0.29448 | 0.29448 | 0.99887 | -0.021511 | 0.99815 | -0.035246 | 16.1804
56 | 0.33891 | 0.086891 | -0.33849 | -0.08663 | 0.0004107 | 0.00026148 | 0.50786 | 0.50786 | 0.50786 | 0.99434 | -0.10693 | 0.99302 | -0.13196 | 27.9047
57 | -0.089278 | -0.022436 | 0.089348 | 0.022478 | 7.0245e-05 | 4.1815e-05 | 0.13634 | 0.13634 | 0.13634 | 0.97452 | -0.49033 | 0.97536 | -0.47386 | 7.4913
58 | -0.12245 | -0.03078 | 0.12249 | 0.030801 | 3.5143e-05 | 2.1654e-05 | 0.18685 | 0.18685 | 0.18685 | 0.97536 | -0.47386 | 0.97567 | -0.46785 | 10.2664
59 | 0.033106 | 0.0083019 | -0.033101 | -0.0083002 | 5.2113e-06 | 1.6358e-06 | 0.050508 | 0.050509 | 0.050509 | 0.97536 | -0.47386 | 0.97519 | -0.47716 | 2.7752
60 | -0.12461 | -0.031333 | 0.12478 | 0.031438 | 0.00017023 | 0.00010502 | 0.19009 | 0.19008 | 0.19009 | 0.97567 | -0.46785 | 0.97712 | -0.43929 | 10.4443
61 | 0.031499 | 0.0078988 | -0.031492 | -0.0078969 | 6.919e-06 | 1.9377e-06 | 0.048065 | 0.048065 | 0.048065 | 0.97519 | -0.47716 | 0.97496 | -0.48177 | 2.641
62 | 0.002181 | 0.00054639 | -0.0021809 | -0.00054659 | 8.5315e-08 | -2.0261e-07 | 0.0033249 | 0.0033249 | 0.0033249 | 0.97608 | -0.46032 | 0.97603 | -0.46115 | 0.91345
63 | -0.00035666 | -8.9386e-05 | 0.00035666 | 8.9256e-05 | 1.185e-09 | -1.3078e-07 | 0.00054585 | 0.0005458 | 0.00054585 | 0.97226 | -0.53504 | 0.97226 | -0.53497 | 0.14996
64 | -0.00078643 | -0.00019697 | 0.00078645 | 0.00019651 | 2.0455e-08 | -4.5399e-07 | 0.0012036 | 0.0012034 | 0.0012036 | 0.97226 | -0.53497 | 0.97229 | -0.53442 | 0.33065
65 | 0.0035964 | 0.00089937 | -0.0035953 | -0.00089987 | 1.1133e-06 | -5.0274e-07 | 0.0055033 | 0.0055037 | 0.0055037 | 0.97229 | -0.53442 | 0.97196 | -0.54093 | 1.512
66 | -0.010294 | -0.0025762 | 0.010295 | 0.0025768 | 1.3012e-06 | 6.5933e-07 | 0.015753 | 0.015752 | 0.015753 | 0.97229 | -0.53442 | 0.97243 | -0.53177 | 4.3276
67 | 0.005911 | 0.0014803 | -0.00591 | -0.0014801 | 9.3153e-07 | 2.1975e-07 | 0.0090459 | 0.009046 | 0.009046 | 0.97229 | -0.53442 | 0.97212 | -0.53773 | 2.4852
68 | -0.00045243 | -0.00011339 | 0.00045244 | 0.00011321 | 2.6043e-09 | -1.7838e-07 | 0.00069205 | 0.00069198 | 0.00069205 | 0.9728 | -0.52437 | 0.97281 | -0.52425 | 0.19012
69 | -0.0038272 | -0.00095672 | 0.0038272 | 0.00095669 | 8.8274e-08 | -2.8814e-08 | 0.0058532 | 0.0058532 | 0.0058532 | 0.97281 | -0.52425 | 0.97283 | -0.52376 | 1.608
70 | 0.0033747 | 0.00084351 | -0.0033746 | -0.00084361 | 1.6609e-07 | -1.0012e-07 | 0.0051612 | 0.0051613 | 0.0051613 | 0.97281 | -0.52425 | 0.97275 | -0.52528 | 1.4179
71 | 0.0035953 | 0.00089987 | -0.0035948 | -0.00090007 | 4.3215e-07 | -1.9487e-07 | 0.0055037 | 0.0055039 | 0.0055039 | 0.97196 | -0.54093 | 0.97184 | -0.54346 | 1.5121
72 | -0.010591 | -0.002651 | 0.010593 | 0.0026519 | 1.8298e-06 | 9.4053e-07 | 0.016205 | 0.016205 | 0.016205 | 0.97243 | -0.53177 | 0.97261 | -0.52814 | 4.452
73 | 0.0011292 | 0.00028224 | -0.0011291 | -0.00028299 | 7.1579e-08 | -7.4638e-07 | 0.0017282 | 0.0017285 | 0.0017285 | 0.97212 | -0.53773 | 0.97206 | -0.53907 | 0.47485
74 | 0.0045986 | 0.0011522 | -0.0045977 | -0.0011522 | 9.6466e-07 | -2.615e-08 | 0.0070389 | 0.0070392 | 0.0070392 | 0.97212 | -0.53773 | 0.9719 | -0.54214 | 1.9338
75 | -0.0038272 | -0.00095669 | 0.0038277 | 0.00095655 | 4.2594e-07 | -1.391e-07 | 0.0058532 | 0.005853 | 0.0058532 | 0.97283 | -0.52376 | 0.97295 | -0.52142 | 1.608
76 | 0.0018051 | 0.00045107 | -0.001805 | -0.00045155 | 1.3022e-07 | -4.8216e-07 | 0.0027608 | 0.002761 | 0.002761 | 0.97275 | -0.52528 | 0.97268 | -0.5268 | 0.75852
77 | 0.0015694 | 0.00039254 | -0.0015694 | -0.00039261 | 1.4692e-08 | -7.5e-08 | 0.0024005 | 0.0024005 | 0.0024005 | 0.97275 | -0.52528 | 0.97274 | -0.52548 | 0.65948
78 | 0.0035948 | 0.00090007 | -0.0035946 | -0.00090019 | 2.6462e-07 | -1.1925e-07 | 0.0055039 | 0.005504 | 0.005504 | 0.97184 | -0.54346 | 0.97176 | -0.545 | 1.5121
79 | -0.010884 | -0.002725 | 0.010886 | 0.0027256 | 1.2816e-06 | 6.6721e-07 | 0.016651 | 0.016651 | 0.016651 | 0.97261 | -0.52814 | 0.97273 | -0.52567 | 4.5745
80 | 0.0013487 | 0.00033793 | -0.0013486 | -0.000338 | 1.0414e-08 | -7.4054e-08 | 0.0020648 | 0.0020648 | 0.0020648 | 0.9719 | -0.54214 | 0.97189 | -0.5423 | 0.56726
81 | -0.0040136 | -0.0010031 | 0.0040137 | 0.0010031 | 1.4346e-07 | -3.4326e-08 | 0.0061373 | 0.0061372 | 0.0061373 | 0.97295 | -0.52142 | 0.97299 | -0.52067 | 1.6861
82 | 0.0010864 | 0.00027146 | -0.0010864 | -0.000272 | 4.691e-08 | -5.3216e-07 | 0.0016617 | 0.0016619 | 0.0016619 | 0.97268 | -0.5268 | 0.97263 | -0.52771 | 0.45658
83 | 0.00046345 | 0.00011584 | -0.00046344 | -0.00011615 | 4.6785e-09 | -3.052e-07 | 0.00070883 | 0.00070894 | 0.00070894 | 0.97274 | -0.52548 | 0.97273 | -0.52569 | 0.19476
84 | 0.001106 | 0.00027677 | -0.0011059 | -0.00027711 | 3.1396e-08 | -3.4304e-07 | 0.0016917 | 0.0016918 | 0.0016918 | 0.97274 | -0.52548 | 0.97271 | -0.52608 | 0.46478
85 | -0.018826 | -0.0047198 | 0.018827 | 0.0047204 | 9.7417e-07 | 5.8355e-07 | 0.02861 | 0.02861 | 0.02861 | 0.97917 | -0.3992 | 0.97923 | -0.39811 | 7.86
86 | -0.020558 | -0.0051542 | 0.020564 | 0.0051575 | 5.3747e-06 | 3.255e-06 | 0.031241 | 0.031241 | 0.031241 | 0.97923 | -0.39811 | 0.97951 | -0.39263 | 8.5827
87 | -0.022094 | -0.0055411 | 0.022102 | 0.0055454 | 7.1265e-06 | 4.3486e-06 | 0.033566 | 0.033566 | 0.033566 | 0.97951 | -0.39263 | 0.97985 | -0.38586 | 9.2215
88 | -0.19787 | -0.04992 | 0.19809 | 0.050061 | 0.00022442 | 0.00014154 | 0.3006 | 0.3006 | 0.3006 | 0.97985 | -0.38586 | 0.98107 | -0.3622 | 16.5167
89 | 0.17577 | 0.044374 | -0.17568 | -0.044322 | 8.2526e-05 | 5.1846e-05 | 0.26704 | 0.26704 | 0.26704 | 0.97985 | -0.38586 | 0.97935 | -0.39567 | 14.6724
90 | 0.0058728 | 0.0014718 | -0.0058726 | -0.0014718 | 2.1105e-07 | 4.8096e-08 | 0.008973 | 0.0089731 | 0.0089731 | 0.9739 | -0.5027 | 0.97386 | -0.50345 | 2.4651
91 | -0.0061273 | -0.0015356 | 0.0061278 | 0.0015357 | 4.849e-07 | 1.2674e-07 | 0.0093619 | 0.0093618 | 0.0093619 | 0.9739 | -0.5027 | 0.97398 | -0.50103 | 2.572
92 | 0.0053769 | 0.0013475 | -0.0053764 | -0.0013475 | 4.8038e-07 | 7.133e-08 | 0.0082157 | 0.0082158 | 0.0082158 | 0.97386 | -0.50345 | 0.97376 | -0.50533 | 2.2571
93 | 0.01821 | 0.0045644 | -0.018208 | -0.0045629 | 2.4044e-06 | 1.4357e-06 | 0.027821 | 0.027821 | 0.027821 | 0.97398 | -0.50103 | 0.97384 | -0.50381 | 7.6432
94 | -0.024338 | -0.0061001 | 0.024353 | 0.0061083 | 1.509e-05 | 8.2077e-06 | 0.037183 | 0.037182 | 0.037183 | 0.97398 | -0.50103 | 0.97464 | -0.48803 | 5.1075
95 | 0.017621 | 0.0044159 | -0.017614 | -0.0044114 | 7.433e-06 | 4.4171e-06 | 0.026924 | 0.026925 | 0.026925 | 0.97384 | -0.50381 | 0.97339 | -0.51267 | 7.3969
96 | -0.027707 | -0.0069487 | 0.027707 | 0.0069488 | 5.5065e-07 | 9.6751e-08 | 0.042302 | 0.042302 | 0.042302 | 0.97464 | -0.48803 | 0.97466 | -0.48761 | 2.3243
97 | 0.017378 | 0.0043524 | -0.017375 | -0.0043504 | 3.4728e-06 | 2.0595e-06 | 0.026565 | 0.026565 | 0.026565 | 0.97339 | -0.51267 | 0.97318 | -0.51686 | 7.298
98 | -0.028976 | -0.0072667 | 0.028979 | 0.0072674 | 3.238e-06 | 6.9747e-07 | 0.044239 | 0.044238 | 0.044239 | 0.97466 | -0.48761 | 0.97478 | -0.48527 | 2.4307
99 | 0.016232 | 0.004064 | -0.016231 | -0.0040636 | 6.112e-07 | 3.5829e-07 | 0.024818 | 0.024818 | 0.024818 | 0.97318 | -0.51686 | 0.97314 | -0.51765 | 6.818
100 | -0.029507 | -0.0073994 | 0.029512 | 0.0074006 | 4.9143e-06 | 1.1319e-06 | 0.045044 | 0.045043 | 0.045044 | 0.97478 | -0.48527 | 0.97496 | -0.48177 | 2.4749
101 | 0.000528 | 0.00013201 | -0.000528 | -0.00013233 | 6.2424e-09 | -3.1547e-07 | 0.00080589 | 0.000806 | 0.000806 | 0.97478 | -0.48527 | 0.97477 | -0.48552 | 0.22143
102 | -0.0011623 | -0.00029129 | 0.0011623 | 0.00029061 | 6.9947e-08 | -6.8475e-07 | 0.0017798 | 0.0017796 | 0.0017798 | 0.97169 | -0.54627 | 0.97176 | -0.545 | 0.48897
103 | -0.011054 | -0.0027678 | 0.011058 | 0.00277 | 4.2172e-06 | 2.2105e-06 | 0.016908 | 0.016908 | 0.016908 | 0.97273 | -0.52567 | 0.97314 | -0.51765 | 4.6451
104 | 0.0051736 | 0.0012937 | -0.0051731 | -0.0012936 | 4.7135e-07 | 5.209e-08 | 0.0079098 | 0.0079098 | 0.0079098 | 0.97314 | -0.51765 | 0.97304 | -0.51957 | 2.173
105 | 0.00469 | 0.0011725 | -0.0046897 | -0.0011725 | 2.4503e-07 | -1.003e-09 | 0.0071711 | 0.0071711 | 0.0071711 | 0.97304 | -0.51957 | 0.97299 | -0.52067 | 1.9701
106 | -0.0034676 | -0.00086891 | 0.0034679 | 0.00086874 | 3.0368e-07 | -1.699e-07 | 0.0052789 | 0.0052788 | 0.0052789 | 0.97741 | -0.43354 | 0.97751 | -0.4317 | 1.4503
107 | 0.0018069 | 0.00045271 | -0.0018069 | -0.00045284 | 3.548e-08 | -1.34e-07 | 0.0027508 | 0.0027508 | 0.0027508 | 0.97741 | -0.43354 | 0.97739 | -0.43395 | 0.75572
108 | 0.13462 | 0.033923 | -0.13457 | -0.033892 | 4.8837e-05 | 3.0285e-05 | 0.205 | 0.205 | 0.205 | 0.97751 | -0.4317 | 0.97712 | -0.43929 | 11.2636
109 | -0.13809 | -0.034791 | 0.13811 | 0.034805 | 2.1712e-05 | 1.3485e-05 | 0.21028 | 0.21028 | 0.21028 | 0.97751 | -0.4317 | 0.97768 | -0.42842 | 11.5536
110 | -0.14735 | -0.03712 | 0.14735 | 0.037123 | 4.5393e-06 | 2.8297e-06 | 0.22433 | 0.22433 | 0.22433 | 0.97768 | -0.42842 | 0.97771 | -0.42777 | 12.3261
111 | -0.14858 | -0.037431 | 0.14859 | 0.037437 | 9.6125e-06 | 5.9949e-06 | 0.2262 | 0.2262 | 0.2262 | 0.97771 | -0.42777 | 0.97778 | -0.42642 | 12.4288
112 | -0.15633 | -0.039376 | 0.15643 | 0.03944 | 0.00010257 | 6.4129e-05 | 0.23798 | 0.23798 | 0.23798 | 0.97778 | -0.42642 | 0.97848 | -0.41271 | 13.0757
113 | 0.01659 | 0.0041621 | -0.016584 | -0.0041585 | 6.1822e-06 | 3.6314e-06 | 0.025231 | 0.025231 | 0.025231 | 0.97848 | -0.41271 | 0.97808 | -0.42053 | 6.9315
114 | -0.17302 | -0.043602 | 0.17316 | 0.04369 | 0.00014117 | 8.864e-05 | 0.26321 | 0.26321 | 0.26321 | 0.97848 | -0.41271 | 0.97935 | -0.39567 | 14.4619
115 | 0.014712 | 0.0036893 | -0.014705 | -0.0036854 | 6.804e-06 | 3.9003e-06 | 0.022383 | 0.022383 | 0.022383 | 0.97808 | -0.42053 | 0.97759 | -0.43024 | 6.1492
116 | 0.0080408 | 0.0020153 | -0.0080401 | -0.002015 | 6.7168e-07 | 2.7997e-07 | 0.012239 | 0.012239 | 0.012239 | 0.97759 | -0.43024 | 0.9775 | -0.43199 | 3.3624
117 | 0.0066644 | 0.0016702 | -0.0066638 | -0.00167 | 5.2836e-07 | 1.6649e-07 | 0.010144 | 0.010144 | 0.010144 | 0.97759 | -0.43024 | 0.9775 | -0.4319 | 2.7868
118 | 0.0070156 | 0.0017582 | -0.0070147 | -0.0017579 | 8.6372e-07 | 2.9967e-07 | 0.01068 | 0.01068 | 0.01068 | 0.9775 | -0.43199 | 0.97737 | -0.43457 | 2.934
119 | 0.0052526 | 0.0013163 | -0.0052523 | -0.0013163 | 3.1163e-07 | 3.6516e-08 | 0.0079958 | 0.0079959 | 0.0079959 | 0.9775 | -0.4319 | 0.97744 | -0.43315 | 2.1967
120 | -0.2032 | -0.051341 | 0.20321 | 0.051346 | 7.3804e-06 | 4.6581e-06 | 0.30835 | 0.30835 | 0.30835 | 0.98107 | -0.3622 | 0.9811 | -0.36145 | 16.9422
121 | -0.0010864 | -0.00027227 | 0.0010864 | 0.000272 | 2.4052e-08 | -2.7278e-07 | 0.0016621 | 0.0016619 | 0.0016621 | 0.97261 | -0.52817 | 0.97263 | -0.52771 | 0.45661
122 | -0.0011059 | -0.00027718 | 0.0011059 | 0.00027711 | 5.8419e-09 | -6.3822e-08 | 0.0016918 | 0.0016918 | 0.0016918 | 0.97271 | -0.52619 | 0.97271 | -0.52608 | 0.46479
123 | 0.017534 | 0.0043958 | -0.01753 | -0.0043934 | 4.1213e-06 | 2.4406e-06 | 0.026565 | 0.026565 | 0.026565 | 0.98215 | -0.34161 | 0.9819 | -0.34654 | 7.2982
124 | -0.017534 | -0.0043958 | 0.017542 | 0.0044006 | 8.13e-06 | 4.8142e-06 | 0.026565 | 0.026565 | 0.026565 | 0.98215 | -0.34161 | 0.98265 | -0.33188 | 7.2982
125 | -0.022127 | -0.0055496 | 0.022157 | 0.0055675 | 2.9467e-05 | 1.7971e-05 | 0.033508 | 0.033508 | 0.033508 | 0.98265 | -0.33188 | 0.98407 | -0.30398 | 9.2056
126 | 0.0045852 | 0.001149 | -0.0045849 | -0.001149 | 2.2655e-07 | -1.3748e-08 | 0.0069432 | 0.0069433 | 0.0069433 | 0.98265 | -0.33188 | 0.98259 | -0.33292 | 1.9075
127 | 0.011267 | 0.0028243 | -0.011265 | -0.0028232 | 2.02e-06 | 1.0571e-06 | 0.017037 | 0.017037 | 0.017037 | 0.98407 | -0.30398 | 0.98388 | -0.30775 | 4.6805
128 | -0.033424 | -0.0083918 | 0.033462 | 0.0084159 | 3.8358e-05 | 2.404e-05 | 0.050545 | 0.050545 | 0.050545 | 0.98407 | -0.30398 | 0.98531 | -0.27996 | 13.886
129 | 0.0028122 | 0.00070469 | -0.0028121 | -0.00070478 | 7.9884e-08 | -9.7644e-08 | 0.0042587 | 0.0042587 | 0.0042587 | 0.98259 | -0.33292 | 0.98256 | -0.33352 | 1.17
130 | 0.0092677 | 0.0023227 | -0.0092672 | -0.0023225 | 4.5985e-07 | 2.1504e-07 | 0.014016 | 0.014016 | 0.014016 | 0.98388 | -0.30775 | 0.98383 | -0.30879 | 3.8507
131 | -0.24847 | -0.063035 | 0.24874 | 0.063207 | 0.00027135 | 0.00017203 | 0.37551 | 0.37551 | 0.37551 | 0.98531 | -0.27996 | 0.98648 | -0.25727 | 20.6325
132 | 0.21501 | 0.054619 | -0.21479 | -0.054482 | 0.00021564 | 0.00013628 | 0.32497 | 0.32497 | 0.32497 | 0.98531 | -0.27996 | 0.98423 | -0.30081 | 17.8553
133 | 0.0054432 | 0.0013641 | -0.0054427 | -0.001364 | 4.8274e-07 | 7.4065e-08 | 0.008287 | 0.0082871 | 0.0082871 | 0.97737 | -0.43457 | 0.97727 | -0.43644 | 2.2767
134 | 0.0037987 | 0.00095198 | -0.0037986 | -0.00095203 | 1.1586e-07 | -4.1638e-08 | 0.005783 | 0.0057831 | 0.0057831 | 0.97744 | -0.43315 | 0.97741 | -0.43379 | 1.5888
135 | 0.0042736 | 0.001071 | -0.0042734 | -0.001071 | 2.0554e-07 | -3.064e-08 | 0.006507 | 0.0065071 | 0.0065071 | 0.97727 | -0.43644 | 0.97722 | -0.43745 | 1.7877
136 | -0.21047 | -0.053259 | 0.21058 | 0.053324 | 0.00010381 | 6.5579e-05 | 0.319 | 0.319 | 0.319 | 0.98235 | -0.33732 | 0.98287 | -0.32705 | 17.5275
137 | 0.20877 | 0.052832 | -0.20873 | -0.052805 | 4.2971e-05 | 2.7139e-05 | 0.31642 | 0.31642 | 0.31642 | 0.98235 | -0.33732 | 0.98212 | -0.34161 | 17.3857
138 | -0.21226 | -0.053745 | 0.21245 | 0.05387 | 0.00019803 | 0.00012512 | 0.32154 | 0.32154 | 0.32154 | 0.98287 | -0.32705 | 0.98388 | -0.30764 | 17.667
139 | 0.20776 | 0.052562 | -0.20756 | -0.052438 | 0.00019751 | 0.00012473 | 0.31496 | 0.31496 | 0.31496 | 0.98212 | -0.34161 | 0.9811 | -0.36145 | 17.3053
140 | -0.21344 | -0.054117 | 0.21351 | 0.054162 | 7.0078e-05 | 4.4281e-05 | 0.32303 | 0.32303 | 0.32303 | 0.98388 | -0.30764 | 0.98423 | -0.30081 | 17.749
141 | 0.0060148 | 0.0015073 | -0.0060138 | -0.0015071 | 1.0662e-06 | 2.462e-07 | 0.0090972 | 0.0090974 | 0.0090974 | 0.98383 | -0.30879 | 0.98364 | -0.31251 | 2.4993
142 | -0.24874 | -0.063207 | 0.2489 | 0.063306 | 0.00015705 | 9.9562e-05 | 0.37551 | 0.37551 | 0.37551 | 0.98648 | -0.25727 | 0.98716 | -0.24417 | 20.6324
143 | 0.0043249 | 0.0010838 | -0.0043249 | -0.0010838 | 1.1248e-08 | -1.6959e-09 | 0.0065426 | 0.0065426 | 0.0065426 | 0.98364 | -0.31251 | 0.98364 | -0.31256 | 1.7974
144 | 0.0021523 | 0.00053931 | -0.0021523 | -0.00053941 | 4.0536e-08 | -1.0349e-07 | 0.0032559 | 0.003256 | 0.003256 | 0.98364 | -0.31256 | 0.98362 | -0.31296 | 0.89449
145 | -0.25642 | -0.065192 | 0.25655 | 0.065271 | 0.00012474 | 7.9125e-05 | 0.38685 | 0.38685 | 0.38685 | 0.98716 | -0.24417 | 0.98769 | -0.23407 | 21.2556
146 | -0.25775 | -0.065572 | 0.25836 | 0.065958 | 0.00060886 | 0.00038622 | 0.38866 | 0.38866 | 0.38866 | 0.98769 | -0.23407 | 0.99024 | -0.18518 | 21.3551
147 | -0.33216 | -0.084864 | 0.33237 | 0.085 | 0.000213 | 0.00013559 | 0.49905 | 0.49905 | 0.49905 | 0.99153 | -0.16045 | 0.99222 | -0.1472 | 27.4206
148 | 0.32668 | 0.083491 | -0.32629 | -0.083243 | 0.00039031 | 0.00024841 | 0.49083 | 0.49083 | 0.49083 | 0.99153 | -0.16045 | 0.99024 | -0.18518 | 26.9689
149 | -0.33313 | -0.085191 | 0.33338 | 0.085348 | 0.00024584 | 0.00015649 | 0.5002 | 0.5002 | 0.5002 | 0.99222 | -0.1472 | 0.99302 | -0.13196 | 27.4835
150 | 0.067932 | 0.017284 | -0.067861 | -0.017239 | 7.1046e-05 | 4.5236e-05 | 0.10217 | 0.10217 | 0.10217 | 0.99024 | -0.18518 | 0.98911 | -0.20691 | 28.0696
151 | 0.06614 | 0.016808 | -0.066067 | -0.016762 | 7.2984e-05 | 4.6458e-05 | 0.099585 | 0.099585 | 0.099585 | 0.98911 | -0.20691 | 0.98791 | -0.22985 | 27.3585
152 | 0.061412 | 0.015595 | -0.061399 | -0.015587 | 1.2874e-05 | 8.1881e-06 | 0.092573 | 0.092573 | 0.092573 | 0.98791 | -0.22985 | 0.98769 | -0.23421 | 25.4323
153 | 0.0046551 | 0.0011663 | -0.0046547 | -0.0011663 | 4.0089e-07 | -2.1836e-08 | 0.0070115 | 0.0070116 | 0.0070116 | 0.98791 | -0.22985 | 0.98782 | -0.23166 | 1.9263
154 | 0.0023171 | 0.00058046 | -0.002317 | -0.00058069 | 1.0399e-07 | -2.2484e-07 | 0.0034903 | 0.0034904 | 0.0034904 | 0.98782 | -0.23166 | 0.98777 | -0.2326 | 0.95889
155 | 0.16641 | 0.042276 | -0.16636 | -0.04224 | 5.6621e-05 | 3.5445e-05 | 0.24891 | 0.24891 | 0.24891 | 0.99565 | -0.082902 | 0.99528 | -0.089973 | 13.6765
156 | -0.16641 | -0.042276 | 0.16658 | 0.04238 | 0.00016595 | 0.00010388 | 0.24891 | 0.24891 | 0.24891 | 0.99565 | -0.082902 | 0.99673 | -0.062209 | 13.6765
157 | 0.024965 | 0.0062633 | -0.024952 | -0.0062555 | 1.2693e-05 | 7.808e-06 | 0.037327 | 0.037327 | 0.037327 | 0.99528 | -0.089973 | 0.99472 | -0.10064 | 10.2546
158 | 0.14139 | 0.035977 | -0.1413 | -0.035917 | 9.6495e-05 | 5.9891e-05 | 0.21159 | 0.21159 | 0.21159 | 0.99528 | -0.089973 | 0.99453 | -0.10414 | 11.6256
159 | -0.16844 | -0.042845 | 0.16851 | 0.042892 | 7.6128e-05 | 4.7677e-05 | 0.25168 | 0.25168 | 0.25168 | 0.99673 | -0.062209 | 0.99722 | -0.052834 | 13.8286
160 | 0.014446 | 0.0036226 | -0.014446 | -0.0036225 | 3.6351e-08 | 2.057e-08 | 0.021611 | 0.021611 | 0.021611 | 0.99472 | -0.10064 | 0.99472 | -0.1007 | 5.9371
161 | 0.13466 | 0.034253 | -0.13464 | -0.034245 | 1.2542e-05 | 7.7601e-06 | 0.20165 | 0.20165 | 0.20165 | 0.99453 | -0.10414 | 0.99443 | -0.10608 | 11.0797
162 | 0.0066404 | 0.0016643 | -0.0066397 | -0.0016641 | 6.7507e-07 | 1.9543e-07 | 0.0099354 | 0.0099354 | 0.0099354 | 0.99453 | -0.10414 | 0.99442 | -0.10628 | 2.7295
163 | -0.17162 | -0.043671 | 0.17176 | 0.043762 | 0.00014563 | 9.1275e-05 | 0.25632 | 0.25632 | 0.25632 | 0.99722 | -0.052834 | 0.99815 | -0.035246 | 14.0833
164 | 0.0031071 | 0.00077819 | -0.0031069 | -0.00077835 | 1.5449e-07 | -1.5118e-07 | 0.004636 | 0.0046361 | 0.0046361 | 0.99722 | -0.052834 | 0.99717 | -0.053879 | 1.2737
165 | -0.010571 | -0.0026477 | 0.010572 | 0.0026484 | 1.2676e-06 | 6.4921e-07 | 0.016131 | 0.016131 | 0.016131 | 0.97507 | -0.48008 | 0.9752 | -0.47756 | 4.4317
166 | -0.011724 | -0.0029371 | 0.011727 | 0.0029386 | 2.8261e-06 | 1.5148e-06 | 0.017889 | 0.017889 | 0.017889 | 0.9752 | -0.47756 | 0.97546 | -0.4725 | 4.9145
167 | -0.014033 | -0.0035162 | 0.014039 | 0.0035199 | 6.4527e-06 | 3.6607e-06 | 0.021406 | 0.021406 | 0.021406 | 0.97546 | -0.4725 | 0.97595 | -0.46285 | 5.8807
168 | 0.0023058 | 0.00057764 | -0.0023058 | -0.0005777 | 3.0142e-08 | -6.1811e-08 | 0.0035173 | 0.0035174 | 0.0035174 | 0.97546 | -0.4725 | 0.97544 | -0.47278 | 0.96631
169 | 0.0036152 | 0.00090573 | -0.003615 | -0.00090579 | 1.4837e-07 | -6.7765e-08 | 0.0055119 | 0.005512 | 0.005512 | 0.97595 | -0.46285 | 0.9759 | -0.46371 | 1.5143
170 | -0.017654 | -0.0044256 | 0.017657 | 0.0044271 | 2.4868e-06 | 1.4772e-06 | 0.026918 | 0.026918 | 0.026918 | 0.97595 | -0.46285 | 0.9761 | -0.4599 | 7.395
171 | 0.0023058 | 0.0005777 | -0.0023057 | -0.00057787 | 7.8896e-08 | -1.6177e-07 | 0.0035174 | 0.0035174 | 0.0035174 | 0.97544 | -0.47278 | 0.97541 | -0.47349 | 0.96633
172 | 0.0013532 | 0.00033847 | -0.0013532 | -0.00033877 | 3.9996e-08 | -3.0188e-07 | 0.00204 | 0.0020401 | 0.0020401 | 0.98695 | -0.25062 | 0.98692 | -0.25124 | 0.56047
173 | -0.0024063 | -0.00060238 | 0.0024063 | 0.0006023 | 4.2022e-08 | -8.1928e-08 | 0.0036276 | 0.0036276 | 0.0036276 | 0.98695 | -0.25062 | 0.98697 | -0.25025 | 0.9966
174 | 0.00039886 | 9.9597e-05 | -0.00039886 | -9.9964e-05 | 3.9224e-09 | -3.6713e-07 | 0.00060125 | 0.00060138 | 0.00060138 | 0.98692 | -0.25124 | 0.98691 | -0.25144 | 0.16521
175 | -0.0024063 | -0.0006023 | 0.0024065 | 0.00060188 | 2.1593e-07 | -4.211e-07 | 0.0036276 | 0.0036274 | 0.0036276 | 0.98697 | -0.25025 | 0.98707 | -0.24836 | 0.99659
176 | -0.0024065 | -0.00060188 | 0.0024067 | 0.00060149 | 2.0167e-07 | -3.9344e-07 | 0.0036274 | 0.0036272 | 0.0036274 | 0.98707 | -0.24836 | 0.98716 | -0.2466 | 0.99654
177 | -0.0018584 | -0.00046575 | 0.0018584 | 0.00046571 | 1.2148e-08 | -4.5792e-08 | 0.0027909 | 0.0027909 | 0.0027909 | 0.99083 | -0.17495 | 0.99084 | -0.17482 | 0.76673
178 | -0.0028026 | -0.00070235 | 0.0028028 | 0.00070217 | 1.4244e-07 | -1.8503e-07 | 0.0042089 | 0.0042088 | 0.0042089 | 0.99084 | -0.17482 | 0.99089 | -0.17375 | 1.1563
179 | -0.0082333 | -0.0020618 | 0.0082354 | 0.0020627 | 2.1939e-06 | 9.1829e-07 | 0.01241 | 0.01241 | 0.01241 | 0.98716 | -0.2466 | 0.98745 | -0.24101 | 3.4093
180 | -0.067147 | -0.017158 | 0.067202 | 0.017192 | 5.4327e-05 | 3.4036e-05 | 0.10095 | 0.10095 | 0.10095 | 0.99089 | -0.17375 | 0.99177 | -0.15703 | 13.8671
181 | 0.064344 | 0.016456 | -0.064102 | -0.016302 | 0.00024224 | 0.00015415 | 0.096744 | 0.096744 | 0.096744 | 0.99089 | -0.17375 | 0.98682 | -0.25187 | 26.5781
182 | -0.010975 | -0.0027492 | 0.010975 | 0.0027495 | 5.3718e-07 | 2.7679e-07 | 0.016538 | 0.016538 | 0.016538 | 0.98745 | -0.24101 | 0.9875 | -0.23998 | 4.5434
183 | 0.061463 | 0.01564 | -0.061252 | -0.015506 | 0.00021079 | 0.00013407 | 0.092764 | 0.092765 | 0.092765 | 0.98682 | -0.25187 | 0.98312 | -0.32328 | 25.4848
184 | 0.061252 | 0.015506 | -0.061247 | -0.015503 | 5.6325e-06 | 3.5827e-06 | 0.092765 | 0.092765 | 0.092765 | 0.98312 | -0.32328 | 0.98302 | -0.3252 | 25.4848
185 | -0.067739 | -0.017327 | 0.067741 | 0.017328 | 2.1385e-06 | 1.191e-06 | 0.10176 | 0.10176 | 0.10176 | 0.99177 | -0.15703 | 0.9918 | -0.15638 | 5.5911
186 | 0.056809 | 0.014391 | -0.056703 | -0.014323 | 0.0001061 | 6.7418e-05 | 0.086048 | 0.086048 | 0.086048 | 0.98302 | -0.3252 | 0.98102 | -0.36416 | 23.6395
187 | -0.069597 | -0.017793 | 0.069603 | 0.017796 | 6.3323e-06 | 3.5541e-06 | 0.10454 | 0.10454 | 0.10454 | 0.9918 | -0.15638 | 0.9919 | -0.1545 | 5.7441
188 | 0.0018562 | 0.00046482 | -0.0018562 | -0.00046498 | 4.3229e-08 | -1.6415e-07 | 0.0027848 | 0.0027849 | 0.0027849 | 0.9918 | -0.15638 | 0.99177 | -0.15687 | 0.76507
189 | 0.056703 | 0.014323 | -0.056626 | -0.014274 | 7.7347e-05 | 4.9151e-05 | 0.086048 | 0.086048 | 0.086048 | 0.98102 | -0.36416 | 0.97956 | -0.39266 | 23.6395
190 | -0.069918 | -0.017875 | 0.06993 | 0.017882 | 1.1842e-05 | 6.6547e-06 | 0.10502 | 0.10501 | 0.10502 | 0.9919 | -0.1545 | 0.99208 | -0.151 | 5.7701
191 | 0.0015136 | 0.00037912 | -0.0015136 | -0.00037915 | 4.4362e-09 | -2.6763e-08 | 0.0022709 | 0.0022709 | 0.0022709 | 0.99177 | -0.15687 | 0.99177 | -0.15693 | 0.62387
192 | 0.056626 | 0.014274 | -0.056576 | -0.014243 | 4.9603e-05 | 3.1521e-05 | 0.086048 | 0.086048 | 0.086048 | 0.97956 | -0.39266 | 0.97862 | -0.41098 | 23.6395
193 | 0.0023043 | 0.00057729 | -0.0023042 | -0.00057749 | 9.5575e-08 | -1.9679e-07 | 0.0035134 | 0.0035135 | 0.0035135 | 0.9759 | -0.46371 | 0.97586 | -0.46458 | 0.96525
194 | -0.020115 | -0.0050432 | 0.020125 | 0.0050495 | 1.035e-05 | 6.2569e-06 | 0.030665 | 0.030665 | 0.030665 | 0.9761 | -0.4599 | 0.97665 | -0.4491 | 8.4245
195 | 0.0044434 | 0.0011129 | -0.0044433 | -0.001113 | 9.5686e-08 | -1.1783e-08 | 0.0066906 | 0.0066907 | 0.0066907 | 0.98819 | -0.22664 | 0.98816 | -0.22709 | 1.8381
196 | -0.0062402 | -0.0015633 | 0.0062404 | 0.0015633 | 1.6946e-07 | 4.288e-08 | 0.0093963 | 0.0093962 | 0.0093963 | 0.98819 | -0.22664 | 0.98822 | -0.22607 | 2.5814
197 | 0.0040556 | 0.0010158 | -0.0040553 | -0.0010159 | 2.9006e-07 | -8.0037e-08 | 0.0061069 | 0.0061069 | 0.0061069 | 0.98816 | -0.22709 | 0.98809 | -0.2286 | 1.6777
198 | -0.0066281 | -0.0016605 | 0.0066286 | 0.0016606 | 5.7415e-07 | 1.7049e-07 | 0.00998 | 0.00998 | 0.00998 | 0.98822 | -0.22607 | 0.98831 | -0.22425 | 2.7418
199 | 0.0036676 | 0.00091871 | -0.0036675 | -0.00091878 | 1.2995e-07 | -6.2326e-08 | 0.0055231 | 0.0055232 | 0.0055232 | 0.98809 | -0.2286 | 0.98805 | -0.22934 | 1.5174
200 | -0.0066286 | -0.0016606 | 0.0066298 | 0.001661 | 1.1847e-06 | 3.5166e-07 | 0.00998 | 0.0099798 | 0.00998 | 0.98831 | -0.22425 | 0.9885 | -0.2205 | 2.7417
201 | 0.0032798 | 0.00082162 | -0.0032796 | -0.00082177 | 2.0041e-07 | -1.5226e-07 | 0.0049394 | 0.0049395 | 0.0049395 | 0.98805 | -0.22934 | 0.98798 | -0.23062 | 1.357
202 | -0.031387 | -0.0078725 | 0.0314 | 0.0078808 | 1.3227e-05 | 8.263e-06 | 0.04725 | 0.04725 | 0.04725 | 0.9885 | -0.2205 | 0.98896 | -0.21166 | 12.9807
203 | 0.024757 | 0.0062115 | -0.024749 | -0.0062068 | 7.6339e-06 | 4.6979e-06 | 0.03727 | 0.03727 | 0.03727 | 0.9885 | -0.2205 | 0.98817 | -0.22697 | 10.239
204 | 0.0025149 | 0.0006301 | -0.0025148 | -0.00063026 | 9.3073e-08 | -1.6197e-07 | 0.0037876 | 0.0037877 | 0.0037877 | 0.98798 | -0.23062 | 0.98794 | -0.2314 | 1.0406
205 | -0.032043 | -0.0080419 | 0.032064 | 0.008055 | 2.1023e-05 | 1.3145e-05 | 0.048217 | 0.048217 | 0.048217 | 0.98896 | -0.21166 | 0.98967 | -0.19792 | 13.2464
206 | 0.023179 | 0.0058132 | -0.023165 | -0.0058044 | 1.4362e-05 | 8.789e-06 | 0.034905 | 0.034905 | 0.034905 | 0.98817 | -0.22697 | 0.9875 | -0.23998 | 9.5893
207 | 0.13284 | 0.033793 | -0.13282 | -0.033783 | 1.5481e-05 | 9.5699e-06 | 0.19895 | 0.19895 | 0.19895 | 0.99443 | -0.10608 | 0.99431 | -0.10849 | 10.9313
208 | 0.12869 | 0.032748 | -0.12863 | -0.032711 | 5.9368e-05 | 3.6615e-05 | 0.19277 | 0.19277 | 0.19277 | 0.99431 | -0.10849 | 0.99381 | -0.11807 | 10.5917
209 | 0.011025 | 0.002765 | -0.011019 | -0.0027619 | 6.2172e-06 | 3.1883e-06 | 0.016493 | 0.016493 | 0.016493 | 0.99472 | -0.1007 | 0.99411 | -0.11253 | 4.5311
210 | 0.12631 | 0.03213 | -0.12627 | -0.032106 | 3.9509e-05 | 2.4334e-05 | 0.1893 | 0.1893 | 0.1893 | 0.99381 | -0.11807 | 0.99347 | -0.12456 | 10.401
211 | 0.033685 | 0.0084799 | -0.033655 | -0.008461 | 3.0156e-05 | 1.8895e-05 | 0.050578 | 0.050578 | 0.050578 | 0.99128 | -0.16674 | 0.99031 | -0.18549 | 13.8951
212 | -0.036335 | -0.0091442 | 0.036337 | 0.0091454 | 1.9657e-06 | 1.2353e-06 | 0.054557 | 0.054557 | 0.054557 | 0.99128 | -0.16674 | 0.99133 | -0.16561 | 14.9881
213 | 0.032953 | 0.0082851 | -0.032933 | -0.0082729 | 1.9541e-05 | 1.2233e-05 | 0.049524 | 0.049524 | 0.049524 | 0.99031 | -0.18549 | 0.98967 | -0.19792 | 13.6055
214 | -0.038949 | -0.0097999 | 0.038978 | 0.0098185 | 2.9584e-05 | 1.8636e-05 | 0.058476 | 0.058476 | 0.058476 | 0.99133 | -0.16561 | 0.99216 | -0.14973 | 16.0649
215 | -0.04338 | -0.010922 | 0.043405 | 0.010937 | 2.4316e-05 | 1.5364e-05 | 0.065079 | 0.065079 | 0.065079 | 0.99216 | -0.14973 | 0.99276 | -0.13801 | 17.8788
216 | 0.080921 | 0.020651 | -0.080915 | -0.020647 | 6.0993e-06 | 3.547e-06 | 0.12142 | 0.12142 | 0.12142 | 0.99276 | -0.13801 | 0.99268 | -0.13957 | 6.6716
217 | -0.12433 | -0.031588 | 0.12439 | 0.03163 | 6.7583e-05 | 4.1577e-05 | 0.1865 | 0.1865 | 0.1865 | 0.99276 | -0.13801 | 0.99335 | -0.12673 | 10.2473
218 | 0.072477 | 0.018533 | -0.072459 | -0.018522 | 1.8126e-05 | 1.0281e-05 | 0.10877 | 0.10877 | 0.10877 | 0.99268 | -0.13957 | 0.99241 | -0.14474 | 5.9766
219 | 0.0084385 | 0.0021147 | -0.0084374 | -0.0021142 | 1.1557e-06 | 4.9066e-07 | 0.012649 | 0.012649 | 0.012649 | 0.99268 | -0.13957 | 0.99253 | -0.14245 | 3.4751
220 | -0.12626 | -0.032098 | 0.12627 | 0.032106 | 1.3159e-05 | 8.1046e-06 | 0.1893 | 0.1893 | 0.1893 | 0.99335 | -0.12673 | 0.99347 | -0.12456 | 10.401
221 | 0.016691 | 0.0041859 | -0.016685 | -0.0041825 | 5.7539e-06 | 3.3596e-06 | 0.0249 | 0.0249 | 0.0249 | 0.99751 | -0.047436 | 0.99714 | -0.054671 | 6.8406
222 | -0.020056 | -0.0050291 | 0.020057 | 0.0050301 | 1.6603e-06 | 9.9804e-07 | 0.029918 | 0.029918 | 0.029918 | 0.99751 | -0.047436 | 0.9976 | -0.045699 | 8.2194
223 | 0.010845 | 0.0027187 | -0.010843 | -0.0027178 | 1.9235e-06 | 9.7566e-07 | 0.016184 | 0.016184 | 0.016184 | 0.99714 | -0.054671 | 0.99694 | -0.058394 | 4.4462
224 | 0.0039045 | 0.00097811 | -0.0039043 | -0.00097818 | 1.9197e-07 | -7.4196e-08 | 0.0058237 | 0.0058238 | 0.0058238 | 0.9976 | -0.045699 | 0.99755 | -0.046732 | 1.5999
225 | -0.023962 | -0.0060082 | 0.02397 | 0.0060132 | 8.2134e-06 | 5.0326e-06 | 0.035742 | 0.035742 | 0.035742 | 0.9976 | -0.045699 | 0.99798 | -0.038509 | 9.8193
226 | 0.0013364 | 0.00033455 | -0.0013363 | -0.00033492 | 4.5484e-08 | -3.6841e-07 | 0.0019945 | 0.0019947 | 0.0019947 | 0.99694 | -0.058394 | 0.99691 | -0.059109 | 0.54798
227 | 0.0031341 | 0.00078516 | -0.0031339 | -0.00078535 | 2.0197e-07 | -1.9243e-07 | 0.004675 | 0.0046751 | 0.0046751 | 0.99755 | -0.046732 | 0.99748 | -0.048085 | 1.2844
228 | -0.025598 | -0.0064211 | 0.025602 | 0.0064236 | 3.9833e-06 | 2.454e-06 | 0.038169 | 0.038169 | 0.038169 | 0.99798 | -0.038509 | 0.99815 | -0.035246 | 10.486
229 | 0.0025302 | 0.00063404 | -0.0025302 | -0.00063405 | 5.4059e-09 | -9.7487e-09 | 0.0037744 | 0.0037744 | 0.0037744 | 0.99748 | -0.048085 | 0.99748 | -0.04813 | 1.0369
230 | 0.0017968 | 0.00045024 | -0.0017968 | -0.00045031 | 1.7045e-08 | -7.1671e-08 | 0.0026804 | 0.0026804 | 0.0026804 | 0.99748 | -0.04813 | 0.99747 | -0.048329 | 0.73638
231 | 0.00070601 | 0.00017663 | -0.000706 | -0.00017694 | 1.0238e-08 | -3.1435e-07 | 0.0010534 | 0.0010535 | 0.0010535 | 0.99717 | -0.053879 | 0.99715 | -0.054183 | 0.28944
232 | 0.0096476 | 0.0024182 | -0.0096461 | -0.0024175 | 1.5068e-06 | 7.1459e-07 | 0.014441 | 0.014441 | 0.014441 | 0.99411 | -0.11253 | 0.99394 | -0.11581 | 3.9673
233 | 0.0075867 | 0.0019014 | -0.0075866 | -0.0019014 | 3.573e-08 | 1.3295e-08 | 0.011358 | 0.011358 | 0.011358 | 0.99394 | -0.11581 | 0.99393 | -0.11591 | 3.1203
234 | 0.006303 | 0.0015797 | -0.0063028 | -0.0015796 | 1.9975e-07 | 5.031e-08 | 0.0094363 | 0.0094363 | 0.0094363 | 0.99393 | -0.11591 | 0.9939 | -0.11658 | 2.5924
235 | 0.0055688 | 0.0013956 | -0.0055686 | -0.0013956 | 2.1168e-07 | 3.0238e-08 | 0.0083373 | 0.0083373 | 0.0083373 | 0.9939 | -0.11658 | 0.99386 | -0.11737 | 2.2905
236 | 0.070342 | 0.017992 | -0.07032 | -0.01798 | 2.1304e-05 | 1.1989e-05 | 0.1056 | 0.1056 | 0.1056 | 0.99241 | -0.14474 | 0.99208 | -0.151 | 5.8022
237 | 0.0063792 | 0.0015984 | -0.0063784 | -0.0015982 | 7.8607e-07 | 2.0693e-07 | 0.0095637 | 0.0095638 | 0.0095638 | 0.99253 | -0.14245 | 0.9924 | -0.14503 | 2.6274
238 | 0.0045588 | 0.0011421 | -0.0045586 | -0.0011422 | 1.1701e-07 | -1.1401e-08 | 0.0068353 | 0.0068353 | 0.0068353 | 0.9924 | -0.14503 | 0.99237 | -0.14557 | 1.8778
239 | 0.0031509 | 0.00078935 | -0.0031508 | -0.00078945 | 1.1024e-07 | -9.9592e-08 | 0.0047245 | 0.0047246 | 0.0047246 | 0.99237 | -0.14557 | 0.99233 | -0.14631 | 1.298
240 | 0.001946 | 0.00048749 | -0.0019459 | -0.00048763 | 4.2028e-08 | -1.4315e-07 | 0.0029179 | 0.002918 | 0.002918 | 0.99233 | -0.14631 | 0.99231 | -0.14676 | 0.80165
241 | 0.00067184 | 0.00016831 | -0.00067183 | -0.00016838 | 1.8996e-09 | -6.3259e-08 | 0.0010074 | 0.0010075 | 0.0010075 | 0.99231 | -0.14676 | 0.99231 | -0.14682 | 0.27677
242 | -0.00089638 | -0.00022465 | 0.00089638 | 0.00022457 | 4.3573e-09 | -8.0108e-08 | 0.0013449 | 0.0013449 | 0.0013449 | 0.99176 | -0.15723 | 0.99176 | -0.15713 | 0.36948
243 | -0.0012236 | -0.00030659 | 0.0012237 | 0.00030648 | 1.1685e-08 | -1.1182e-07 | 0.0018359 | 0.0018359 | 0.0018359 | 0.99176 | -0.15713 | 0.99177 | -0.15693 | 0.50437
244 | -0.012341 | -0.003093 | 0.012344 | 0.0030944 | 2.6875e-06 | 1.4701e-06 | 0.018874 | 0.018874 | 0.018874 | 0.97297 | -0.52213 | 0.9732 | -0.51756 | 5.1852
245 | 0.010148 | 0.0025432 | -0.010145 | -0.0025419 | 2.6645e-06 | 1.339e-06 | 0.015519 | 0.015519 | 0.015519 | 0.97297 | -0.52213 | 0.97269 | -0.52765 | 4.2636
246 | -0.016766 | -0.0042024 | 0.016771 | 0.0042053 | 4.8868e-06 | 2.8811e-06 | 0.025635 | 0.025635 | 0.025635 | 0.9732 | -0.51756 | 0.97351 | -0.51145 | 7.0426
247 | 0.0044219 | 0.001108 | -0.0044217 | -0.001108 | 1.8687e-07 | -1.5853e-08 | 0.006761 | 0.006761 | 0.006761 | 0.9732 | -0.51756 | 0.97315 | -0.51845 | 1.8574
248 | 0.0044992 | 0.0011273 | -0.0044991 | -0.0011273 | 1.2755e-07 | -7.4853e-09 | 0.0068828 | 0.0068828 | 0.0068828 | 0.97269 | -0.52765 | 0.97266 | -0.52824 | 1.8909
249 | 0.0056457 | 0.0014146 | -0.0056452 | -0.0014145 | 4.6318e-07 | 9.092e-08 | 0.0086366 | 0.0086367 | 0.0086367 | 0.97269 | -0.52765 | 0.9726 | -0.52937 | 2.3727
250 | -0.017919 | -0.0044931 | 0.017921 | 0.0044941 | 1.5956e-06 | 9.5063e-07 | 0.02739 | 0.02739 | 0.02739 | 0.97351 | -0.51145 | 0.9736 | -0.50958 | 7.5248
251 | 0.0035051 | 0.00087829 | -0.0035049 | -0.0008784 | 2.2295e-07 | -1.1445e-07 | 0.0053595 | 0.0053596 | 0.0053596 | 0.97315 | -0.51845 | 0.97309 | -0.51978 | 1.4724
252 | 0.0026505 | 0.000664 | -0.0026503 | -0.00066424 | 1.737e-07 | -2.3848e-07 | 0.0040548 | 0.0040549 | 0.0040549 | 0.97266 | -0.52824 | 0.97259 | -0.52962 | 1.114
253 | 0.0040156 | 0.0010061 | -0.0040152 | -0.0010062 | 3.9182e-07 | -9.2753e-08 | 0.0061435 | 0.0061436 | 0.0061436 | 0.9726 | -0.52937 | 0.9725 | -0.53142 | 1.6878
254 | -0.018742 | -0.0047 | 0.018748 | 0.0047035 | 5.9637e-06 | 3.5757e-06 | 0.028646 | 0.028646 | 0.028646 | 0.9736 | -0.50958 | 0.97394 | -0.5029 | 7.8697
255 | 0.0015328 | 0.000384 | -0.0015328 | -0.00038415 | 2.787e-08 | -1.4981e-07 | 0.0023453 | 0.0023453 | 0.0023453 | 0.9725 | -0.53142 | 0.97248 | -0.5318 | 0.64432
256 | -0.019394 | -0.0048655 | 0.019395 | 0.0048661 | 1.0977e-06 | 6.6102e-07 | 0.029633 | 0.029633 | 0.029633 | 0.97394 | -0.5029 | 0.974 | -0.50172 | 8.1409
257 | 0.038948 | 0.0097949 | -0.038924 | -0.0097797 | 2.4152e-05 | 1.5228e-05 | 0.059344 | 0.059344 | 0.059344 | 0.9768 | -0.44663 | 0.97614 | -0.45963 | 16.3032
258 | -0.038948 | -0.0097949 | 0.03896 | 0.0098028 | 1.2455e-05 | 7.8534e-06 | 0.059344 | 0.059344 | 0.059344 | 0.9768 | -0.44663 | 0.97714 | -0.43994 | 16.3032
259 | 0.034515 | 0.0086748 | -0.034513 | -0.0086734 | 2.375e-06 | 1.4914e-06 | 0.052623 | 0.052623 | 0.052623 | 0.97614 | -0.45963 | 0.97607 | -0.46107 | 14.457
260 | -0.041337 | -0.010399 | 0.041347 | 0.010405 | 1.0055e-05 | 6.3506e-06 | 0.062963 | 0.062963 | 0.062963 | 0.97714 | -0.43994 | 0.9774 | -0.43485 | 17.2976
261 | 0.03211 | 0.0080712 | -0.032091 | -0.0080588 | 1.9847e-05 | 1.2426e-05 | 0.048961 | 0.048961 | 0.048961 | 0.97607 | -0.46107 | 0.97541 | -0.47402 | 13.4508
262 | -0.04468 | -0.01124 | 0.044681 | 0.011241 | 6.7237e-07 | 4.2546e-07 | 0.068038 | 0.068038 | 0.068038 | 0.9774 | -0.43485 | 0.97742 | -0.43454 | 18.6917
263 | 0.028268 | 0.0071009 | -0.028265 | -0.0070987 | 3.5586e-06 | 2.2138e-06 | 0.04313 | 0.04313 | 0.04313 | 0.97541 | -0.47402 | 0.97527 | -0.47666 | 11.849
264 | -0.047373 | -0.011915 | 0.047398 | 0.011931 | 2.4843e-05 | 1.574e-05 | 0.072136 | 0.072136 | 0.072136 | 0.97742 | -0.43454 | 0.97798 | -0.42356 | 19.8176
265 | 0.051944 | 0.013082 | -0.051943 | -0.013081 | 1.5305e-06 | 9.7133e-07 | 0.079005 | 0.079005 | 0.079005 | 0.97862 | -0.41098 | 0.97859 | -0.4116 | 21.7048
266 | 0.048746 | 0.01228 | -0.048718 | -0.012262 | 2.7876e-05 | 1.7671e-05 | 0.074144 | 0.074144 | 0.074144 | 0.97859 | -0.4116 | 0.97798 | -0.42356 | 20.3693
267 | 0.024427 | 0.0061369 | -0.024415 | -0.0061294 | 1.2105e-05 | 7.4576e-06 | 0.037275 | 0.037275 | 0.037275 | 0.97527 | -0.47666 | 0.97475 | -0.48705 | 10.2404
268 | 0.021659 | 0.0054386 | -0.02165 | -0.0054336 | 8.2203e-06 | 5.0112e-06 | 0.033067 | 0.033067 | 0.033067 | 0.97475 | -0.48705 | 0.97434 | -0.49501 | 9.0844
269 | 0.020004 | 0.005021 | -0.019998 | -0.0050171 | 6.4002e-06 | 3.8685e-06 | 0.030553 | 0.030553 | 0.030553 | 0.97434 | -0.49501 | 0.974 | -0.50172 | 8.3937

## res_trafo
| p_hv_mw | q_hv_mvar | p_lv_mw | q_lv_mvar | pl_mw | ql_mvar | i_hv_ka | i_lv_ka | vm_hv_pu | va_hv_degree | vm_lv_pu | va_lv_degree | loading_percent
0 | -1.2729e-15 | -1.3162e-15 | 0.00165 | 1.2699e-07 | 0.00165 | 1.2699e-07 | 5.2857e-17 | 0.0023815 | 0.99998 | 149.9956 | 1 | 0 | 0.2619

## res_ext_grid
| p_mw | q_mvar
0 | 0.59216 | 0.15152

## res_load
| p_mw | q_mvar
0 | 0.0012347 | 0.00030944
1 | 0.0012153 | 0.00030458
2 | 0.0015659 | 0.00039245
3 | 0.0007948 | 0.0001992
4 | 0.0012304 | 0.00030837
5 | 0.0011112 | 0.00027849
6 | 0.0022868 | 0.00057313
7 | 0.0015673 | 0.00039279
8 | 0.0013503 | 0.00033841
9 | 0.0034891 | 0.00087446
10 | 0.0027853 | 0.00069807
11 | 0.0024826 | 0.0006222
12 | 0.0025317 | 0.0006345
13 | 0.0029938 | 0.00075032
14 | 0.0034136 | 0.00085553
15 | 0.00083404 | 0.00020903
16 | 0.0017697 | 0.00044353
17 | 0.0013706 | 0.00034351
18 | 0.008243 | 0.0020659
19 | 0.0064846 | 0.0016252
20 | 0.0027756 | 0.00069562
21 | 0.005076 | 0.0012722
22 | 0.00323 | 0.00080953
23 | 0.0034464 | 0.00086374
24 | 0.0028187 | 0.00070643
25 | 0.0065877 | 0.001651
26 | 0.0029156 | 0.00073073
27 | 0.008704 | 0.0021814
28 | 0.0083478 | 0.0020921
29 | 0.0013899 | 0.00034833
30 | 0.019207 | 0.0048137
31 | 0.027594 | 0.0069157
32 | 0.0035461 | 0.00088874
33 | 0.016247 | 0.004072
34 | 0.0021572 | 0.00054064
35 | 0.0071009 | 0.0017797
36 | 0.0052114 | 0.0013061
37 | 0.0051979 | 0.0013027
38 | 0.0052339 | 0.0013117
39 | 0.0033001 | 0.00082709
40 | 0.019646 | 0.0049238
41 | 0.0014672 | 0.00036771
42 | 0.0021226 | 0.00053197
43 | 0.0016018 | 0.00040144
44 | 0.0010111 | 0.0002534
45 | 0.00035666 | 8.9386e-05
46 | 0.00042977 | 0.00010771
47 | 0.00045243 | 0.00011339
48 | 0.00029583 | 7.4142e-05
49 | 0.00018221 | 4.5667e-05
50 | 0.00029148 | 7.3051e-05
51 | 0.0011291 | 0.00028299
52 | 0.003249 | 0.00081428
53 | 0.00018589 | 4.6587e-05
54 | 0.00071855 | 0.00018009
55 | 0.00177 | 0.00044361
56 | 0.0017311 | 0.00043386
57 | 0.0015306 | 0.0003836
58 | 0.00025451 | 6.3786e-05
59 | 0.00049568 | 0.00012423
60 | 0.0053764 | 0.0013475
61 | 0.00058681 | 0.00014707
62 | 0.0033534 | 0.00084045
63 | 0.00023545 | 5.901e-05
64 | 0.0012684 | 0.0003179
65 | 0.0011426 | 0.00028636
66 | 0.0013486 | 0.000338
67 | 0.0011623 | 0.00029129
68 | 0.0024323 | 0.00060958
69 | 0.00016807 | 4.2123e-05
70 | 0.00048311 | 0.00012108
71 | 0.00067603 | 0.00016943
72 | 0.0016606 | 0.0004162
73 | 0.0018069 | 0.00045284
74 | 0.0097926 | 0.0024543
75 | 0.0092375 | 0.0023151
76 | 0.0012278 | 0.00030771
77 | 0.0077367 | 0.001939
78 | 0.0019802 | 0.00049628
79 | 0.000528 | 0.00013233
80 | 0.0018719 | 0.00046913
81 | 0.0025214 | 0.00063191
82 | 0.0010245 | 0.00025677
83 | 0.0014112 | 0.00035369
84 | 0.0051072 | 0.00128
85 | 0.0010864 | 0.00027227
86 | 0.0011059 | 0.00027718
87 | 0.00046344 | 0.00011615
88 | 0.01753 | 0.0043934
89 | 0.0017727 | 0.00044429
90 | 0.0019973 | 0.00050058
91 | 0.0028121 | 0.00070478
92 | 0.0015716 | 0.00039387
93 | 0.0014536 | 0.0003643
94 | 0.0011691 | 0.000293
95 | 0.0037986 | 0.00095203
96 | 0.0017036 | 0.00042696
97 | 0.0016777 | 0.00042048
98 | 0.00096637 | 0.00024219
99 | 0.00098718 | 0.00024741
100 | 0.0043565 | 0.0010919
101 | 0.0012798 | 0.00032075
102 | 0.0032524 | 0.00081513
103 | 0.0016888 | 0.00042326
104 | 0.0021726 | 0.00054451
105 | 0.0021523 | 0.00053941
106 | 0.0042734 | 0.001071
107 | 0.0075239 | 0.0018857
108 | 0.001202 | 0.00030124
109 | 0.005478 | 0.0013729
110 | 0.00076356 | 0.00019137
111 | 0.0051159 | 0.0012822
112 | 0.0017206 | 0.00043123
113 | 0.0023376 | 0.00058586
114 | 0.002317 | 0.00058069
115 | 0.001855 | 0.0004649
116 | 0.0021809 | 0.00054659
117 | 0.0012435 | 0.00031165
118 | 0.010506 | 0.002633
119 | 0.0021708 | 0.00054406
120 | 0.0011518 | 0.00028866
121 | 0.001053 | 0.00026391
122 | 0.00095433 | 0.00023918
123 | 0.00039886 | 9.9964e-05
124 | 0.0018584 | 0.00046575
125 | 0.00094424 | 0.00023665
126 | 0.0058265 | 0.0014603
127 | 0.0027395 | 0.00068658
128 | 0.0026392 | 0.00066145
129 | 0.00053721 | 0.00013464
130 | 0.0044376 | 0.0011122
131 | 0.00031477 | 7.8889e-05
132 | 0.00034258 | 8.5857e-05
133 | 0.0023057 | 0.00057787
134 | 0.0013107 | 0.0003285
135 | 0.0024583 | 0.00061612
136 | 0.0017968 | 0.00045032
137 | 0.0003877 | 9.7168e-05
138 | 0.0003877 | 9.7168e-05
139 | 0.00038766 | 9.7158e-05
140 | 0.00038766 | 9.7158e-05
141 | 0.00076478 | 0.00019167
142 | 0.0006428 | 0.0001611
143 | 0.0015705 | 0.00039361
144 | 0.0066397 | 0.0016641
145 | 0.0018054 | 0.00045248
146 | 0.0041299 | 0.0010351
147 | 0.0034214 | 0.00085749
148 | 0.0023193 | 0.00058126
149 | 0.0026505 | 0.00066428
150 | 0.00070163 | 0.00017584
151 | 0.0026114 | 0.00065448
152 | 0.00086941 | 0.00021789
153 | 0.0044023 | 0.0011033
154 | 0.0018676 | 0.00046806
155 | 0.0033644 | 0.0008432
156 | 0.0058405 | 0.0014638
157 | 0.00077018 | 0.00019302
158 | 0.0016277 | 0.00040794
159 | 0.0013363 | 0.00033492
160 | 0.00060374 | 0.00015131
161 | 0.00073339 | 0.0001838
162 | 0.0024009 | 0.00060172
163 | 0.000706 | 0.00017694
164 | 0.0017968 | 0.00045031
165 | 0.012189 | 0.0030549
166 | 0.0013711 | 0.00034363
167 | 0.0020594 | 0.00051613
168 | 0.0012836 | 0.0003217
169 | 0.00073405 | 0.00018397
170 | 0.0055686 | 0.0013956
171 | 0.0025148 | 0.00063026
172 | 0.0024543 | 0.00061512
173 | 0.0021171 | 0.0005306
174 | 0.0020582 | 0.00051582
175 | 0.00039015 | 9.7782e-05
176 | 0.0018197 | 0.00045605
177 | 0.0014077 | 0.00035281
178 | 0.0012048 | 0.00030196
179 | 0.0012741 | 0.00031932
180 | 0.00067183 | 0.00016838
181 | 0.0023042 | 0.00057749
182 | 0.00089638 | 0.00022465
183 | 0.00032726 | 8.2019e-05
184 | 0.00028996 | 7.267e-05
185 | 0.0021936 | 0.00054977
186 | 0.0011483 | 0.00028779
187 | 0.00091663 | 0.00022973
188 | 0.0018486 | 0.0004633
189 | 0.0016296 | 0.00040842
190 | 0.00082152 | 0.00020589
191 | 0.0035049 | 0.0008784
192 | 0.0026503 | 0.00066424
193 | 0.0024824 | 0.00062215
194 | 0.0006461 | 0.00016193
195 | 0.0015328 | 0.00038415
196 | 0.0044085 | 0.0011049
197 | 0.0023771 | 0.00059575
198 | 0.0024025 | 0.00060211
199 | 0.0033331 | 0.00083535
200 | 0.003822 | 0.00095789
201 | 0.0026921 | 0.0006747
202 | 0.0046317 | 0.0011608
203 | 0.0031969 | 0.00080123
204 | 0.0013198 | 0.00033077
205 | 0.0038378 | 0.00096184
206 | 0.0027563 | 0.0006908
207 | 0.0016463 | 0.00041261
208 | 0.00060251 | 0.000151

## dtypes
| element | column | dtype
0 | bus | name | object
1 | bus | vn_kv | float64
2 | bus | type | object
3 | bus | zone | object
4 | bus | in_service | bool
5 | load | name | object
6 | load | bus | uint32
7 | load | p_mw | float64
8 | load | q_mvar | float64
9 | load | const_z_percent | float64
10 | load | const_i_percent | float64
11 | load | sn_mva | float64
12 | load | scaling | float64
13 | load | in_service | bool
14 | load | type | object
15 | ext_grid | name | object
16 | ext_grid | bus | uint32
17 | ext_grid | vm_pu | float64
18 | ext_grid | va_degree | float64
19 | ext_grid | slack_weight | float64
20 | ext_grid | in_service | bool
21 | line | name | object
22 | line | std_type | object
23 | line | from_bus | uint32
24 | line | to_bus | uint32
25 | line | length_km | float64
26 | line | r_ohm_per_km | float64
27 | line | x_ohm_per_km | float64
28 | line | c_nf_per_km | float64
29 | line | g_us_per_km | float64
30 | line | max_i_ka | float64
31 | line | df | float64
32 | line | parallel | uint32
33 | line | type | object
34 | line | in_service | bool
35 | trafo | name | object
36 | trafo | std_type | object
37 | trafo | hv_bus | uint32
38 | trafo | lv_bus | uint32
39 | trafo | sn_mva | float64
40 | trafo | vn_hv_kv | float64
41 | trafo | vn_lv_kv | float64
42 | trafo | vk_percent | float64
43 | trafo | vkr_percent | float64
44 | trafo | pfe_kw | float64
45 | trafo | i0_percent | float64
46 | trafo | shift_degree | float64
47 | trafo | tap_side | object
48 | trafo | tap_neutral | int32
49 | trafo | tap_min | int32
50 | trafo | tap_max | int32
51 | trafo | tap_step_percent | float64
52 | trafo | tap_step_degree | float64
53 | trafo | tap_pos | int32
54 | trafo | tap_phase_shifter | bool
55 | trafo | parallel | uint32
56 | trafo | df | float64
57 | trafo | in_service | bool
58 | line_geodata | coords | object
59 | bus_geodata | x | float64
60 | bus_geodata | y | float64
61 | bus_geodata | coords | object
62 | res_bus | vm_pu | float64
63 | res_bus | va_degree | float64
64 | res_bus | p_mw | float64
65 | res_bus | q_mvar | float64
66 | res_line | p_from_mw | float64
67 | res_line | q_from_mvar | float64
68 | res_line | p_to_mw | float64
69 | res_line | q_to_mvar | float64
70 | res_line | pl_mw | float64
71 | res_line | ql_mvar | float64
72 | res_line | i_from_ka | float64
73 | res_line | i_to_ka | float64
74 | res_line | i_ka | float64
75 | res_line | vm_from_pu | float64
76 | res_line | va_from_degree | float64
77 | res_line | vm_to_pu | float64
78 | res_line | va_to_degree | float64
79 | res_line | loading_percent | float64
80 | res_trafo | p_hv_mw | float64
81 | res_trafo | q_hv_mvar | float64
82 | res_trafo | p_lv_mw | float64
83 | res_trafo | q_lv_mvar | float64
84 | res_trafo | pl_mw | float64
85 | res_trafo | ql_mvar | float64
86 | res_trafo | i_hv_ka | float64
87 | res_trafo | i_lv_ka | float64
88 | res_trafo | vm_hv_pu | float64
89 | res_trafo | va_hv_degree | float64
90 | res_trafo | vm_lv_pu | float64
91 | res_trafo | va_lv_degree | float64
92 | res_trafo | loading_percent | float64
93 | res_ext_grid | p_mw | float64
94 | res_ext_grid | q_mvar | float64
95 | res_load | p_mw | float64
96 | res_load | q_mvar | float64

## parameters
| version | format_version | converged | OPF_converged | name | f_hz | sn_mva
0 | 2.14.6 | 2.14.0 | TRUE | FALSE |  | 50 | 1