## bus
| name | vn_kv | type | zone | in_service
0 | bus_LV_2548-1_0_4_node_0 | 0.4 | n |  | TRUE
1 | bus_LV_2548-1_0_4_node_1 | 0.4 | n |  | TRUE
2 | bus_LV_2548-1_0_4_node_2 | 0.4 | n |  | TRUE
3 | bus_LV_2548-1_0_4_node_3 | 0.4 | n |  | TRUE
4 | bus_LV_2548-1_0_4_node_4 | 0.4 | n |  | TRUE
5 | bus_LV_2548-1_0_4_node_46 | 0.4 | n |  | TRUE
6 | bus_LV_2548-1_0_4_node_49 | 0.4 | n |  | TRUE
7 | bus_LV_2548-1_0_4_node_108 | 0.4 | n |  | TRUE
8 | bus_LV_2548-1_0_4_node_105 | 0.4 | n |  | TRUE
9 | bus_LV_2548-1_0_4_node_58 | 0.4 | n |  | TRUE
10 | bus_LV_2548-1_0_4_node_59 | 0.4 | n |  | TRUE
11 | bus_LV_2548-1_0_4_node_5 | 0.4 | n |  | TRUE
12 | bus_LV_2548-1_0_4_node_6 | 0.4 | n |  | TRUE
13 | bus_LV_2548-1_0_4_node_7 | 0.4 | n |  | TRUE
14 | bus_LV_2548-1_0_4_node_82 | 0.4 | n |  | TRUE
15 | bus_LV_2548-1_0_4_node_100 | 0.4 | n |  | TRUE
16 | bus_LV_2548-1_0_4_node_81 | 0.4 | n |  | TRUE
17 | bus_LV_2548-1_0_4_node_8 | 0.4 | n |  | TRUE
18 | bus_LV_2548-1_0_4_node_9 | 0.4 | n |  | TRUE
19 | bus_LV_2548-1_0_4_node_10 | 0.4 | n |  | TRUE
20 | bus_LV_2548-1_0_4_node_11 | 0.4 | n |  | TRUE
21 | bus_LV_2548-1_0_4_node_12 | 0.4 | n |  | TRUE
22 | bus_LV_2548-1_0_4_node_24 | 0.4 | n |  | TRUE
23 | bus_LV_2548-1_0_4_node_50 | 0.4 | n |  | TRUE
24 | bus_LV_2548-1_0_4_node_90 | 0.4 | n |  | TRUE
25 | bus_LV_2548-1_0_4_node_16 | 0.4 | n |  | TRUE
26 | bus_LV_2548-1_0_4_node_89 | 0.4 | n |  | TRUE
27 | bus_LV_2548-1_0_4_node_13 | 0.4 | n |  | TRUE
28 | bus_LV_2548-1_0_4_node_14 | 0.4 | n |  | TRUE
29 | bus_LV_2548-1_0_4_node_15 | 0.4 | n |  | TRUE
30 | bus_LV_2548-1_0_4_node_17 | 0.4 | n |  | TRUE
31 | bus_LV_2548-1_0_4_node_18 | 0.4 | n |  | TRUE
32 | bus_LV_2548-1_0_4_node_33 | 0.4 | n |  | TRUE
33 | bus_LV_2548-1_0_4_node_69 | 0.4 | n |  | TRUE
34 | bus_LV_2548-1_0_4_node_19 | 0.4 | n |  | TRUE
35 | bus_LV_2548-1_0_4_node_20 | 0.4 | n |  | TRUE
36 | bus_LV_2548-1_0_4_node_21 | 0.4 | n |  | TRUE
37 | bus_LV_2548-1_0_4_node_22 | 0.4 | n |  | TRUE
38 | bus_LV_2548-1_0_4_node_23 | 0.4 | n |  | TRUE
39 | bus_LV_2548-1_0_4_node_66 | 0.4 | n |  | TRUE
40 | bus_LV_2548-1_0_4_node_35 | 0.4 | n |  | TRUE
41 | bus_LV_2548-1_0_4_node_67 | 0.4 | n |  | TRUE
42 | bus_LV_2548-1_0_4_node_65 | 0.4 | n |  | TRUE
43 | bus_LV_2548-1_0_4_node_25 | 0.4 | n |  | TRUE
44 | bus_LV_2548-1_0_4_node_26 | 0.4 | n |  | TRUE
45 | bus_LV_2548-1_0_4_node_27 | 0.4 | n |  | TRUE
46 | bus_LV_2548-1_0_4_node_28 | 0.4 | n |  | TRUE
47 | bus_LV_2548-1_0_4_node_29 | 0.4 | n |  | TRUE
48 | bus_LV_2548-1_0_4_node_34 | 0.4 | n |  | TRUE
49 | bus_LV_2548-1_0_4_node_74 | 0.4 | n |  | TRUE
50 | bus_LV_2548-1_0_4_node_30 | 0.4 | n |  | TRUE
51 | bus_LV_2548-1_0_4_node_31 | 0.4 | n |  | TRUE
52 | bus_LV_2548-1_0_4_node_73 | 0.4 | n |  | TRUE
53 | bus_LV_2548-1_0_4_node_38 | 0.4 | n |  | TRUE
54 | bus_LV_2548-1_0_4_node_32 | 0.4 | n |  | TRUE
55 | bus_LV_2548-1_0_4_node_112 | 0.4 | n |  | TRUE
56 | bus_LV_2548-1_0_4_node_39 | 0.4 | n |  | TRUE
57 | bus_LV_2548-1_0_4_node_78 | 0.4 | n |  | TRUE
58 | bus_LV_2548-1_0_4_node_37 | 0.4 | n |  | TRUE
59 | bus_LV_2548-1_0_4_node_111 | 0.4 | n |  | TRUE
60 | bus_LV_2548-1_0_4_node_48 | 0.4 | n |  | TRUE
61 | bus_LV_2548-1_0_4_node_36 | 0.4 | n |  | TRUE
62 | bus_LV_2548-1_0_4_node_63 | 0.4 | n |  | TRUE
63 | bus_LV_2548-1_0_4_node_77 | 0.4 | n |  | TRUE
64 | bus_LV_2548-1_0_4_node_40 | 0.4 | n |  | TRUE
65 | bus_LV_2548-1_0_4_node_41 | 0.4 | n |  | TRUE
66 | bus_LV_2548-1_0_4_node_42 | 0.4 | n |  | TRUE
67 | bus_LV_2548-1_0_4_node_43 | 0.4 | n |  | TRUE
68 | bus_LV_2548-1_0_4_node_44 | 0.4 | n |  | TRUE
69 | bus_LV_2548-1_0_4_node_45 | 0.4 | n |  | TRUE
70 | bus_LV_2548-1_0_4_node_57 | 0.4 | n |  | TRUE
71 | bus_LV_2548-1_0_4_node_80 | 0.4 | n |  | TRUE
72 | bus_LV_2548-1_0_4_node_113 | 0.4 | n |  | TRUE
73 | bus_LV_2548-1_0_4_node_114 | 0.4 | n |  | TRUE
74 | bus_LV_2548-1_0_4_node_115 | 0.4 | n |  | TRUE
75 | bus_LV_2548-1_0_4_node_116 | 0.4 | n |  | TRUE
76 | bus_LV_2548-1_0_4_node_120 | 0.4 | n |  | TRUE
77 | bus_LV_2548-1_0_4_node_47 | 0.4 | n |  | TRUE
78 | bus_LV_2548-1_0_4_node_51 | 0.4 | n |  | TRUE
79 | bus_LV_2548-1_0_4_node_52 | 0.4 | n |  | TRUE
80 | bus_LV_2548-1_0_4_node_53 | 0.4 | n |  | TRUE
81 | bus_LV_2548-1_0_4_node_54 | 0.4 | n |  | TRUE
82 | bus_LV_2548-1_0_4_node_55 | 0.4 | n |  | TRUE
83 | bus_LV_2548-1_0_4_node_56 | 0.4 | n |  | TRUE
84 | bus_LV_2548-1_0_4_node_117 | 0.4 | n |  | TRUE
85 | bus_LV_2548-1_0_4_node_75 | 0.4 | n |  | TRUE
86 | bus_LV_2548-1_0_4_node_86 | 0.4 | n |  | TRUE
87 | bus_LV_2548-1_0_4_node_60 | 0.4 | n |  | TRUE
88 | bus_LV_2548-1_0_4_node_101 | 0.4 | n |  | TRUE
89 | bus_LV_2548-1_0_4_node_102 | 0.4 | n |  | TRUE
90 | bus_LV_2548-1_0_4_node_62 | 0.4 | n |  | TRUE
91 | bus_LV_2548-1_0_4_node_64 | 0.4 | n |  | TRUE
92 | bus_LV_2548-1_0_4_node_68 | 0.4 | n |  | TRUE
93 | bus_LV_2548-1_0_4_node_76 | 0.4 | n |  | TRUE
94 | bus_LV_2548-1_0_4_node_88 | 0.4 | n |  | TRUE
95 | bus_LV_2548-1_0_4_node_84 | 0.4 | n |  | TRUE
96 | bus_LV_2548-1_0_4_node_85 | 0.4 | n |  | TRUE
97 | bus_LV_2548-1_0_4_node_87 | 0.4 | n |  | TRUE
98 | bus_LV_2548-1_0_4_node_104 | 0.4 | n |  | TRUE
99 | bus_LV_2548-1_0_4_node_94 | 0.4 | n |  | TRUE
100 | bus_LV_2548-1_0_4_node_93 | 0.4 | n |  | TRUE
101 | bus_LV_2548-1_0_4_node_95 | 0.4 | n |  | TRUE
102 | bus_LV_2548-1_0_4_node_96 | 0.4 | n |  | TRUE
103 | bus_LV_2548-1_0_4_node_103 | 0.4 | n |  | TRUE
104 | bus_LV_2548-1_0_4_node_110 | 0.4 | n |  | TRUE
105 | bus_LV_2548-1_0_4_node_109 | 0.4 | n |  | TRUE
106 | bus_LV_2548-1_0_4_node_118 | 0.4 | n |  | TRUE
107 | bus_LV_2548-1_0_4_node_119 | 0.4 | n |  | TRUE
108 | bus_LV_2548-1_0_4_node_71 | 0.4 | n |  | TRUE
109 | bus_LV_2548-1_0_4_node_72 | 0.4 | n |  | TRUE
110 | bus_LV_2548-1_0_4_node_79 | 0.4 | n |  | TRUE
111 | bus_LV_2548-1_0_4_node_83 | 0.4 | n |  | TRUE
112 | bus_LV_2548-1_0_4_node_92 | 0.4 | n |  | TRUE
113 | bus_LV_2548-1_0_4_node_91 | 0.4 | n |  | TRUE
114 | bus_LV_2548-1_0_4_node_98 | 0.4 | n |  | TRUE
115 | bus_LV_2548-1_0_4_node_106 | 0.4 | n |  | TRUE
116 | bus_LV_2548-1_0_4_node_97 | 0.4 | n |  | TRUE
117 | bus_LV_2548-1_0_4_node_107 | 0.4 | n |  | TRUE
118 | bus_LV_2548-1_0_4_node_99 | 0.4 | n |  | TRUE
119 | bus_MV_292_0_node_39 | 20 | n |  | TRUE

## load
| name | bus | p_mw | q_mvar | const_z_percent | const_i_percent | sn_mva | scaling | in_service | type
0 | LV_2548-1_0_4_load_0 | 0 | 0.0025646 | 0.00064275 | 0 | 0 |  | 1 | TRUE | wye
1 | LV_2548-1_0_4_load_1 | 1 | 0.0029809 | 0.00074708 | 0 | 0 |  | 1 | TRUE | wye
2 | LV_2548-1_0_4_load_2 | 2 | 0.0016748 | 0.00041974 | 0 | 0 |  | 1 | TRUE | wye
3 | LV_2548-1_0_4_load_3 | 3 | 0.0020057 | 0.00050267 | 0 | 0 |  | 1 | TRUE | wye
4 | LV_2548-1_0_4_load_46 | 5 | 0.0018909 | 0.0004739 | 0 | 0 |  | 1 | TRUE | wye
5 | LV_2548-1_0_4_load_49 | 6 | 0.0068115 | 0.0017071 | 0 | 0 |  | 1 | TRUE | wye
6 | LV_2548-1_0_4_load_108 | 7 | 0.0026496 | 0.00066404 | 0 | 0 |  | 1 | TRUE | wye
7 | LV_2548-1_0_4_load_105 | 8 | 0.0035488 | 0.00088942 | 0 | 0 |  | 1 | TRUE | wye
8 | LV_2548-1_0_4_load_58 | 9 | 0.0035036 | 0.00087808 | 0 | 0 |  | 1 | TRUE | wye
9 | LV_2548-1_0_4_load_59 | 10 | 0.0021931 | 0.00054964 | 0 | 0 |  | 1 | TRUE | wye
10 | LV_2548-1_0_4_load_5 | 11 | 0.0036896 | 0.0009247 | 0 | 0 |  | 1 | TRUE | wye
11 | LV_2548-1_0_4_load_6 | 12 | 0.0017774 | 0.00044546 | 0 | 0 |  | 1 | TRUE | wye
12 | LV_2548-1_0_4_load_7 | 13 | 0.0024645 | 0.00061767 | 0 | 0 |  | 1 | TRUE | wye
13 | LV_2548-1_0_4_load_100 | 15 | 0.0016993 | 0.00042589 | 0 | 0 |  | 1 | TRUE | wye
14 | LV_2548-1_0_4_load_8 | 17 | 0.0033887 | 0.00084929 | 0 | 0 |  | 1 | TRUE | wye
15 | LV_2548-1_0_4_load_9 | 18 | 0.0031414 | 0.00078732 | 0 | 0 |  | 1 | TRUE | wye
16 | LV_2548-1_0_4_load_10 | 19 | 0.0022389 | 0.00056112 | 0 | 0 |  | 1 | TRUE | wye
17 | LV_2548-1_0_4_load_11 | 20 | 0.0023369 | 0.00058567 | 0 | 0 |  | 1 | TRUE | wye
18 | LV_2548-1_0_4_load_24 | 22 | 0.0018991 | 0.00047595 | 0 | 0 |  | 1 | TRUE | wye
19 | LV_2548-1_0_4_load_50 | 23 | 0.0024704 | 0.00061914 | 0 | 0 |  | 1 | TRUE | wye
20 | LV_2548-1_0_4_load_90 | 24 | 0.0030066 | 0.00075353 | 0 | 0 |  | 1 | TRUE | wye
21 | LV_2548-1_0_4_load_16 | 25 | 0.0025636 | 0.0006425 | 0 | 0 |  | 1 | TRUE | wye
22 | LV_2548-1_0_4_load_89 | 26 | 0.0029778 | 0.00074632 | 0 | 0 |  | 1 | TRUE | wye
23 | LV_2548-1_0_4_load_13 | 27 | 0.0010352 | 0.00025944 | 0 | 0 |  | 1 | TRUE | wye
24 | LV_2548-1_0_4_load_14 | 28 | 0.0012537 | 0.00031421 | 0 | 0 |  | 1 | TRUE | wye
25 | LV_2548-1_0_4_load_17 | 30 | 0.00057327 | 0.00014367 | 0 | 0 |  | 1 | TRUE | wye
26 | LV_2548-1_0_4_load_18 | 31 | 0.0023221 | 0.00058197 | 0 | 0 |  | 1 | TRUE | wye
27 | LV_2548-1_0_4_load_33 | 32 | 0.0017905 | 0.00044873 | 0 | 0 |  | 1 | TRUE | wye
28 | LV_2548-1_0_4_load_69 | 33 | 0.00088698 | 0.0002223 | 0 | 0 |  | 1 | TRUE | wye
29 | LV_2548-1_0_4_load_19 | 34 | 0.0017684 | 0.00044321 | 0 | 0 |  | 1 | TRUE | wye
30 | LV_2548-1_0_4_load_20 | 35 | 0.0019487 | 0.00048838 | 0 | 0 |  | 1 | TRUE | wye
31 | LV_2548-1_0_4_load_21 | 36 | 0.0020466 | 0.00051293 | 0 | 0 |  | 1 | TRUE | wye
32 | LV_2548-1_0_4_load_22 | 37 | 0.0021677 | 0.00054327 | 0 | 0 |  | 1 | TRUE | wye
33 | LV_2548-1_0_4_load_23 | 38 | 0.0023002 | 0.00057649 | 0 | 0 |  | 1 | TRUE | wye
34 | LV_2548-1_0_4_load_66 | 39 | 0.0017255 | 0.00043245 | 0 | 0 |  | 1 | TRUE | wye
35 | LV_2548-1_0_4_load_35 | 40 | 0.0022666 | 0.00056806 | 0 | 0 |  | 1 | TRUE | wye
36 | LV_2548-1_0_4_load_67 | 41 | 0.0036027 | 0.00090292 | 0 | 0 |  | 1 | TRUE | wye
37 | LV_2548-1_0_4_load_65 | 42 | 0.0017314 | 0.00043393 | 0 | 0 |  | 1 | TRUE | wye
38 | LV_2548-1_0_4_load_25 | 43 | 0.00072595 | 0.00018194 | 0 | 0 |  | 1 | TRUE | wye
39 | LV_2548-1_0_4_load_26 | 44 | 0.0014573 | 0.00036525 | 0 | 0 |  | 1 | TRUE | wye
40 | LV_2548-1_0_4_load_27 | 45 | 0.00047584 | 0.00011926 | 0 | 0 |  | 1 | TRUE | wye
41 | LV_2548-1_0_4_load_28 | 46 | 0.00027048 | 6.7789e-05 | 0 | 0 |  | 1 | TRUE | wye
42 | LV_2548-1_0_4_load_29 | 47 | 0.00094279 | 0.00023629 | 0 | 0 |  | 1 | TRUE | wye
43 | LV_2548-1_0_4_load_74 | 49 | 0.00086583 | 0.000217 | 0 | 0 |  | 1 | TRUE | wye
44 | LV_2548-1_0_4_load_30 | 50 | 0.00033651 | 8.4337e-05 | 0 | 0 |  | 1 | TRUE | wye
45 | LV_2548-1_0_4_load_31 | 51 | 0.00056552 | 0.00014173 | 0 | 0 |  | 1 | TRUE | wye
46 | LV_2548-1_0_4_load_73 | 52 | 0.0018952 | 0.00047499 | 0 | 0 |  | 1 | TRUE | wye
47 | LV_2548-1_0_4_load_32 | 54 | 0.0023676 | 0.00059337 | 0 | 0 |  | 1 | TRUE | wye
48 | LV_2548-1_0_4_load_112 | 55 | 0.0057166 | 0.0014327 | 0 | 0 |  | 1 | TRUE | wye
49 | LV_2548-1_0_4_load_39 | 56 | 0.0017836 | 0.00044701 | 0 | 0 |  | 1 | TRUE | wye
50 | LV_2548-1_0_4_load_78 | 57 | 0.0044065 | 0.0011044 | 0 | 0 |  | 1 | TRUE | wye
51 | LV_2548-1_0_4_load_37 | 58 | 0.0017018 | 0.00042651 | 0 | 0 |  | 1 | TRUE | wye
52 | LV_2548-1_0_4_load_111 | 59 | 0.0018867 | 0.00047286 | 0 | 0 |  | 1 | TRUE | wye
53 | LV_2548-1_0_4_load_48 | 60 | 0.0014439 | 0.00036187 | 0 | 0 |  | 1 | TRUE | wye
54 | LV_2548-1_0_4_load_36 | 61 | 0.0011008 | 0.00027589 | 0 | 0 |  | 1 | TRUE | wye
55 | LV_2548-1_0_4_load_63 | 62 | 0.0016454 | 0.00041238 | 0 | 0 |  | 1 | TRUE | wye
56 | LV_2548-1_0_4_load_77 | 63 | 0.00052733 | 0.00013216 | 0 | 0 |  | 1 | TRUE | wye
57 | LV_2548-1_0_4_load_40 | 64 | 0.0018304 | 0.00045875 | 0 | 0 |  | 1 | TRUE | wye
58 | LV_2548-1_0_4_load_41 | 65 | 0.0036388 | 0.00091198 | 0 | 0 |  | 1 | TRUE | wye
59 | LV_2548-1_0_4_load_43 | 67 | 0.0035951 | 0.00090102 | 0 | 0 |  | 1 | TRUE | wye
60 | LV_2548-1_0_4_load_45 | 69 | 0.0017411 | 0.00043635 | 0 | 0 |  | 1 | TRUE | wye
61 | LV_2548-1_0_4_load_57 | 70 | 0.0027318 | 0.00068466 | 0 | 0 |  | 1 | TRUE | wye
62 | LV_2548-1_0_4_load_80 | 71 | 0.0035894 | 0.00089959 | 0 | 0 |  | 1 | TRUE | wye
63 | LV_2548-1_0_4_load_114 | 73 | 0.002766 | 0.00069323 | 0 | 0 |  | 1 | TRUE | wye
64 | LV_2548-1_0_4_load_116 | 75 | 0.004948 | 0.0012401 | 0 | 0 |  | 1 | TRUE | wye
65 | LV_2548-1_0_4_load_120 | 76 | 0.0070256 | 0.0017608 | 0 | 0 |  | 1 | TRUE | wye
66 | LV_2548-1_0_4_load_51 | 78 | 0.0024275 | 0.00060838 | 0 | 0 |  | 1 | TRUE | wye
67 | LV_2548-1_0_4_load_52 | 79 | 0.0032633 | 0.00081785 | 0 | 0 |  | 1 | TRUE | wye
68 | LV_2548-1_0_4_load_54 | 81 | 0.0019829 | 0.00049697 | 0 | 0 |  | 1 | TRUE | wye
69 | LV_2548-1_0_4_load_55 | 82 | 0.0018793 | 0.000471 | 0 | 0 |  | 1 | TRUE | wye
70 | LV_2548-1_0_4_load_56 | 83 | 0.0011817 | 0.00029616 | 0 | 0 |  | 1 | TRUE | wye
71 | LV_2548-1_0_4_load_117 | 84 | 0.0022829 | 0.00057215 | 0 | 0 |  | 1 | TRUE | wye
72 | LV_2548-1_0_4_load_75 | 85 | 0.0020165 | 0.00050537 | 0 | 0 |  | 1 | TRUE | wye
73 | LV_2548-1_0_4_load_60 | 87 | 0.0026174 | 0.00065599 | 0 | 0 |  | 1 | TRUE | wye
74 | LV_2548-1_0_4_load_101 | 88 | 0.003554 | 0.00089072 | 0 | 0 |  | 1 | TRUE | wye
75 | LV_2548-1_0_4_load_102 | 89 | 0.0025866 | 0.00064826 | 0 | 0 |  | 1 | TRUE | wye
76 | LV_2548-1_0_4_load_62 | 90 | 0.0020259 | 0.00050774 | 0 | 0 |  | 1 | TRUE | wye
77 | LV_2548-1_0_4_load_64 | 91 | 0.0052253 | 0.0013096 | 0 | 0 |  | 1 | TRUE | wye
78 | LV_2548-1_0_4_load_68 | 92 | 0.0034092 | 0.00085442 | 0 | 0 |  | 1 | TRUE | wye
79 | LV_2548-1_0_4_load_88 | 94 | 0.0034475 | 0.00086401 | 0 | 0 |  | 1 | TRUE | wye
80 | LV_2548-1_0_4_load_84 | 95 | 0.0011516 | 0.00028862 | 0 | 0 |  | 1 | TRUE | wye
81 | LV_2548-1_0_4_load_85 | 96 | 0.0015703 | 0.00039355 | 0 | 0 |  | 1 | TRUE | wye
82 | LV_2548-1_0_4_load_87 | 97 | 0.0014735 | 0.0003693 | 0 | 0 |  | 1 | TRUE | wye
83 | LV_2548-1_0_4_load_104 | 98 | 0.0020446 | 0.00051242 | 0 | 0 |  | 1 | TRUE | wye
84 | LV_2548-1_0_4_load_93 | 100 | 0.0037121 | 0.00093034 | 0 | 0 |  | 1 | TRUE | wye
85 | LV_2548-1_0_4_load_95 | 101 | 0.0056493 | 0.0014158 | 0 | 0 |  | 1 | TRUE | wye
86 | LV_2548-1_0_4_load_96 | 102 | 0.0036154 | 0.00090611 | 0 | 0 |  | 1 | TRUE | wye
87 | LV_2548-1_0_4_load_110 | 104 | 0.001946 | 0.0004877 | 0 | 0 |  | 1 | TRUE | wye
88 | LV_2548-1_0_4_load_118 | 106 | 0.0035102 | 0.00087973 | 0 | 0 |  | 1 | TRUE | wye
89 | LV_2548-1_0_4_load_119 | 107 | 0.0054246 | 0.0013595 | 0 | 0 |  | 1 | TRUE | wye
90 | LV_2548-1_0_4_load_71 | 108 | 0.0035094 | 0.00087953 | 0 | 0 |  | 1 | TRUE | wye
91 | LV_2548-1_0_4_load_79 | 110 | 0.0027438 | 0.00068766 | 0 | 0 |  | 1 | TRUE | wye
92 | LV_2548-1_0_4_load_83 | 111 | 0.0016967 | 0.00042523 | 0 | 0 |  | 1 | TRUE | wye
93 | LV_2548-1_0_4_load_91 | 113 | 0.0025943 | 0.00065019 | 0 | 0 |  | 1 | TRUE | wye
94 | LV_2548-1_0_4_load_98 | 114 | 0.0019391 | 0.00048599 | 0 | 0 |  | 1 | TRUE | wye
95 | LV_2548-1_0_4_load_106 | 115 | 0.0017563 | 0.00044018 | 0 | 0 |  | 1 | TRUE | wye
96 | LV_2548-1_0_4_load_97 | 116 | 0.0019556 | 0.00049012 | 0 | 0 |  | 1 | TRUE | wye
97 | LV_2548-1_0_4_load_107 | 117 | 0.00361 | 0.00090475 | 0 | 0 |  | 1 | TRUE | wye
98 | LV_2548-1_0_4_load_99 | 118 | 0.0010651 | 0.00026694 | 0 | 0 |  | 1 | TRUE | wye

## ext_grid
| name | bus | vm_pu | va_degree | slack_weight | in_service
0 |  | 5 | 1 | 0 | 1 | TRUE

## line
| name | std_type | from_bus | to_bus | length_km | r_ohm_per_km | x_ohm_per_km | c_nf_per_km | g_us_per_km | max_i_ka | df | parallel | type | in_service
0 | LV_2548-1_0_4_line_0 |  | 0 | 1 | 0.028236 | 0.125 | 0.08 | 261 | 0 | 0.364 | 1 | 1 | cs | TRUE
1 | LV_2548-1_0_4_line_1 |  | 0 | 2 | 0.024052 | 0.125 | 0.08 | 261 | 0 | 0.364 | 1 | 1 | cs | TRUE
2 | LV_2548-1_0_4_line_2 |  | 1 | 3 | 0.022908 | 0.125 | 0.08 | 261 | 0 | 0.364 | 1 | 1 | cs | TRUE
3 | LV_2548-1_0_4_line_3 |  | 2 | 4 | 0.032656 | 0.125 | 0.08 | 261 | 0 | 0.364 | 1 | 1 | cs | TRUE
4 | LV_2548-1_0_4_line_4 |  | 3 | 8 | 0.0086035 | 0.125 | 0.08 | 261 | 0 | 0.364 | 1 | 1 | cs | TRUE
5 | LV_2548-1_0_4_line_5 |  | 4 | 9 | 0.010907 | 0.125 | 0.08 | 261 | 0 | 0.364 | 1 | 1 | cs | TRUE
6 | LV_2548-1_0_4_line_6 |  | 5 | 6 | 0.05038 | 0.125 | 0.08 | 261 | 0 | 0.364 | 1 | 2 | cs | TRUE
7 | LV_2548-1_0_4_line_7 |  | 5 | 7 | 0.11784 | 0.125 | 0.08 | 261 | 0 | 0.364 | 1 | 2 | cs | TRUE
8 | LV_2548-1_0_4_line_8 |  | 6 | 77 | 0.019915 | 0.125 | 0.08 | 261 | 0 | 0.364 | 1 | 2 | cs | TRUE
9 | LV_2548-1_0_4_line_9 |  | 7 | 105 | 0.01033 | 0.125 | 0.08 | 261 | 0 | 0.364 | 1 | 2 | cs | TRUE
10 | LV_2548-1_0_4_line_10 |  | 9 | 10 | 0.028491 | 0.125 | 0.08 | 261 | 0 | 0.364 | 1 | 1 | cs | TRUE
11 | LV_2548-1_0_4_line_11 |  | 10 | 87 | 0.021262 | 0.125 | 0.08 | 261 | 0 | 0.364 | 1 | 1 | cs | TRUE
12 | LV_2548-1_0_4_line_12 |  | 10 | 88 | 0.047657 | 0.125 | 0.08 | 261 | 0 | 0.364 | 1 | 1 | cs | TRUE
13 | LV_2548-1_0_4_line_13 |  | 11 | 12 | 0.0063545 | 0.125 | 0.08 | 261 | 0 | 0.364 | 1 | 1 | cs | TRUE
14 | LV_2548-1_0_4_line_14 |  | 12 | 13 | 0.019986 | 0.125 | 0.08 | 261 | 0 | 0.364 | 1 | 1 | cs | TRUE
15 | LV_2548-1_0_4_line_15 |  | 13 | 14 | 0.017919 | 0.125 | 0.08 | 261 | 0 | 0.364 | 1 | 1 | cs | TRUE
16 | LV_2548-1_0_4_line_16 |  | 14 | 15 | 0.017326 | 0.125 | 0.08 | 261 | 0 | 0.364 | 1 | 1 | cs | TRUE
17 | LV_2548-1_0_4_line_17 |  | 14 | 16 | 0.003169 | 0.125 | 0.08 | 261 | 0 | 0.364 | 1 | 1 | cs | TRUE
18 | LV_2548-1_0_4_line_18 |  | 15 | 112 | 0.028739 | 0.125 | 0.08 | 261 | 0 | 0.364 | 1 | 1 | cs | TRUE
19 | LV_2548-1_0_4_line_19 |  | 16 | 71 | 0.016912 | 0.125 | 0.08 | 261 | 0 | 0.364 | 1 | 1 | cs | TRUE
20 | LV_2548-1_0_4_line_20 |  | 16 | 111 | 0.031558 | 0.125 | 0.08 | 261 | 0 | 0.364 | 1 | 1 | cs | TRUE
21 | LV_2548-1_0_4_line_21 |  | 17 | 18 | 0.038923 | 0.125 | 0.08 | 261 | 0 | 0.364 | 1 | 1 | cs | TRUE
22 | LV_2548-1_0_4_line_22 |  | 17 | 19 | 0.0048479 | 0.125 | 0.08 | 261 | 0 | 0.364 | 1 | 1 | cs | TRUE
23 | LV_2548-1_0_4_line_23 |  | 18 | 20 | 0.033103 | 0.125 | 0.08 | 261 | 0 | 0.364 | 1 | 1 | cs | TRUE
24 | LV_2548-1_0_4_line_24 |  | 19 | 21 | 0.019428 | 0.125 | 0.08 | 261 | 0 | 0.364 | 1 | 1 | cs | TRUE
25 | LV_2548-1_0_4_line_25 |  | 20 | 22 | 0.01711 | 0.125 | 0.08 | 261 | 0 | 0.364 | 1 | 1 | cs | TRUE
26 | LV_2548-1_0_4_line_26 |  | 21 | 23 | 0.010352 | 0.125 | 0.08 | 261 | 0 | 0.364 | 1 | 1 | cs | TRUE
27 | LV_2548-1_0_4_line_27 |  | 21 | 24 | 0.019462 | 0.125 | 0.08 | 261 | 0 | 0.364 | 1 | 1 | cs | TRUE
28 | LV_2548-1_0_4_line_28 |  | 23 | 25 | 0.021075 | 0.125 | 0.08 | 261 | 0 | 0.364 | 1 | 1 | cs | TRUE
29 | LV_2548-1_0_4_line_29 |  | 24 | 26 | 0.012883 | 0.125 | 0.08 | 261 | 0 | 0.364 | 1 | 1 | cs | TRUE
30 | LV_2548-1_0_4_line_30 |  | 25 | 28 | 0.012413 | 0.125 | 0.08 | 261 | 0 | 0.364 | 1 | 1 | cs | TRUE
31 | LV_2548-1_0_4_line_31 |  | 26 | 113 | 0.011905 | 0.125 | 0.08 | 261 | 0 | 0.364 | 1 | 1 | cs | TRUE
32 | LV_2548-1_0_4_line_32 |  | 27 | 28 | 0.0010877 | 0.125 | 0.08 | 261 | 0 | 0.364 | 1 | 1 | cs | TRUE
33 | LV_2548-1_0_4_line_33 |  | 27 | 29 | 0.0080602 | 0.125 | 0.08 | 261 | 0 | 0.364 | 1 | 1 | cs | TRUE
34 | LV_2548-1_0_4_line_34 |  | 29 | 30 | 0.019329 | 0.125 | 0.08 | 261 | 0 | 0.364 | 1 | 1 | cs | TRUE
35 | LV_2548-1_0_4_line_35 |  | 29 | 31 | 0.025603 | 0.125 | 0.08 | 261 | 0 | 0.364 | 1 | 1 | cs | TRUE
36 | LV_2548-1_0_4_line_36 |  | 30 | 32 | 0.022249 | 0.125 | 0.08 | 261 | 0 | 0.364 | 1 | 1 | cs | TRUE
37 | LV_2548-1_0_4_line_37 |  | 31 | 33 | 0.0022952 | 0.125 | 0.08 | 261 | 0 | 0.364 | 1 | 1 | cs | TRUE
38 | LV_2548-1_0_4_line_38 |  | 34 | 35 | 0.0025076 | 0.125 | 0.08 | 261 | 0 | 0.364 | 1 | 1 | cs | TRUE
39 | LV_2548-1_0_4_line_39 |  | 34 | 36 | 0.023429 | 0.125 | 0.08 | 261 | 0 | 0.364 | 1 | 1 | cs | TRUE
40 | LV_2548-1_0_4_line_40 |  | 35 | 37 | 0.021437 | 0.125 | 0.08 | 261 | 0 | 0.364 | 1 | 1 | cs | TRUE
41 | LV_2548-1_0_4_line_41 |  | 36 | 38 | 0.00044682 | 0.125 | 0.08 | 261 | 0 | 0.364 | 1 | 1 | cs | TRUE
42 | LV_2548-1_0_4_line_42 |  | 37 | 39 | 1.2979e-05 | 0.125 | 0.08 | 261 | 0 | 0.364 | 1 | 1 | cs | TRUE
43 | LV_2548-1_0_4_line_43 |  | 38 | 40 | 0.022505 | 0.125 | 0.08 | 261 | 0 | 0.364 | 1 | 1 | cs | TRUE
44 | LV_2548-1_0_4_line_44 |  | 39 | 41 | 0.013828 | 0.125 | 0.08 | 261 | 0 | 0.364 | 1 | 1 | cs | TRUE
45 | LV_2548-1_0_4_line_45 |  | 40 | 42 | 0.0026875 | 0.125 | 0.08 | 261 | 0 | 0.364 | 1 | 1 | cs | TRUE
46 | LV_2548-1_0_4_line_46 |  | 41 | 92 | 0.0068736 | 0.125 | 0.08 | 261 | 0 | 0.364 | 1 | 1 | cs | TRUE
47 | LV_2548-1_0_4_line_47 |  | 42 | 62 | 0.018311 | 0.125 | 0.08 | 261 | 0 | 0.364 | 1 | 1 | cs | TRUE
48 | LV_2548-1_0_4_line_48 |  | 43 | 44 | 0.0098511 | 0.125 | 0.08 | 261 | 0 | 0.364 | 1 | 1 | cs | TRUE
49 | LV_2548-1_0_4_line_49 |  | 43 | 45 | 0.004793 | 0.125 | 0.08 | 261 | 0 | 0.364 | 1 | 1 | cs | TRUE
50 | LV_2548-1_0_4_line_50 |  | 44 | 46 | 0.017582 | 0.125 | 0.08 | 261 | 0 | 0.364 | 1 | 1 | cs | TRUE
51 | LV_2548-1_0_4_line_51 |  | 45 | 47 | 0.037136 | 0.125 | 0.08 | 261 | 0 | 0.364 | 1 | 1 | cs | TRUE
52 | LV_2548-1_0_4_line_52 |  | 46 | 48 | 0.032113 | 0.125 | 0.08 | 261 | 0 | 0.364 | 1 | 1 | cs | TRUE
53 | LV_2548-1_0_4_line_53 |  | 47 | 49 | 0.0088178 | 0.125 | 0.08 | 261 | 0 | 0.364 | 1 | 1 | cs | TRUE
54 | LV_2548-1_0_4_line_54 |  | 48 | 52 | 0.0093886 | 0.125 | 0.08 | 261 | 0 | 0.364 | 1 | 1 | cs | TRUE
55 | LV_2548-1_0_4_line_55 |  | 48 | 53 | 0.012445 | 0.125 | 0.08 | 261 | 0 | 0.364 | 1 | 1 | cs | TRUE
56 | LV_2548-1_0_4_line_56 |  | 50 | 51 | 0.025734 | 0.125 | 0.08 | 261 | 0 | 0.364 | 1 | 1 | cs | TRUE
57 | LV_2548-1_0_4_line_57 |  | 51 | 54 | 0.015784 | 0.125 | 0.08 | 261 | 0 | 0.364 | 1 | 1 | cs | TRUE
58 | LV_2548-1_0_4_line_58 |  | 52 | 60 | 0.012648 | 0.125 | 0.08 | 261 | 0 | 0.364 | 1 | 1 | cs | TRUE
59 | LV_2548-1_0_4_line_59 |  | 53 | 61 | 0.0028521 | 0.125 | 0.08 | 261 | 0 | 0.364 | 1 | 1 | cs | TRUE
60 | LV_2548-1_0_4_line_60 |  | 54 | 55 | 0.025624 | 0.125 | 0.08 | 261 | 0 | 0.364 | 1 | 1 | cs | TRUE
61 | LV_2548-1_0_4_line_61 |  | 54 | 56 | 0.035247 | 0.125 | 0.08 | 261 | 0 | 0.364 | 1 | 1 | cs | TRUE
62 | LV_2548-1_0_4_line_62 |  | 55 | 59 | 0.05127 | 0.125 | 0.08 | 261 | 0 | 0.364 | 1 | 1 | cs | TRUE
63 | LV_2548-1_0_4_line_63 |  | 56 | 57 | 0.028285 | 0.125 | 0.08 | 261 | 0 | 0.364 | 1 | 1 | cs | TRUE
64 | LV_2548-1_0_4_line_64 |  | 56 | 58 | 0.015003 | 0.125 | 0.08 | 261 | 0 | 0.364 | 1 | 1 | cs | TRUE
65 | LV_2548-1_0_4_line_65 |  | 57 | 63 | 0.0063275 | 0.125 | 0.08 | 261 | 0 | 0.364 | 1 | 1 | cs | TRUE
66 | LV_2548-1_0_4_line_66 |  | 58 | 61 | 0.015019 | 0.125 | 0.08 | 261 | 0 | 0.364 | 1 | 1 | cs | TRUE
67 | LV_2548-1_0_4_line_67 |  | 59 | 72 | 0.012428 | 0.125 | 0.08 | 261 | 0 | 0.364 | 1 | 1 | cs | TRUE
68 | LV_2548-1_0_4_line_68 |  | 60 | 77 | 0.031003 | 0.125 | 0.08 | 261 | 0 | 0.364 | 1 | 1 | cs | TRUE
69 | LV_2548-1_0_4_line_69 |  | 62 | 90 | 0.0031578 | 0.125 | 0.08 | 261 | 0 | 0.364 | 1 | 1 | cs | TRUE
70 | LV_2548-1_0_4_line_70 |  | 63 | 109 | 0.021828 | 0.125 | 0.08 | 261 | 0 | 0.364 | 1 | 1 | cs | TRUE
71 | LV_2548-1_0_4_line_71 |  | 64 | 65 | 0.01287 | 0.125 | 0.08 | 261 | 0 | 0.364 | 1 | 1 | cs | TRUE
72 | LV_2548-1_0_4_line_72 |  | 64 | 66 | 0.029422 | 0.125 | 0.08 | 261 | 0 | 0.364 | 1 | 1 | cs | TRUE
73 | LV_2548-1_0_4_line_73 |  | 65 | 67 | 0.014759 | 0.125 | 0.08 | 261 | 0 | 0.364 | 1 | 1 | cs | TRUE
74 | LV_2548-1_0_4_line_74 |  | 66 | 68 | 0.02511 | 0.125 | 0.08 | 261 | 0 | 0.364 | 1 | 1 | cs | TRUE
75 | LV_2548-1_0_4_line_75 |  | 66 | 69 | 0.029025 | 0.125 | 0.08 | 261 | 0 | 0.364 | 1 | 1 | cs | TRUE
76 | LV_2548-1_0_4_line_76 |  | 68 | 70 | 0.015482 | 0.125 | 0.08 | 261 | 0 | 0.364 | 1 | 1 | cs | TRUE
77 | LV_2548-1_0_4_line_77 |  | 69 | 71 | 0.0047206 | 0.125 | 0.08 | 261 | 0 | 0.364 | 1 | 1 | cs | TRUE
78 | LV_2548-1_0_4_line_78 |  | 72 | 73 | 0.013191 | 0.125 | 0.08 | 261 | 0 | 0.364 | 1 | 1 | cs | TRUE
79 | LV_2548-1_0_4_line_79 |  | 72 | 74 | 0.028144 | 0.125 | 0.08 | 261 | 0 | 0.364 | 1 | 1 | cs | TRUE
80 | LV_2548-1_0_4_line_80 |  | 73 | 75 | 0.016404 | 0.125 | 0.08 | 261 | 0 | 0.364 | 1 | 1 | cs | TRUE
81 | LV_2548-1_0_4_line_81 |  | 74 | 76 | 0.051608 | 0.125 | 0.08 | 261 | 0 | 0.364 | 1 | 1 | cs | TRUE
82 | LV_2548-1_0_4_line_82 |  | 78 | 79 | 0.019026 | 0.125 | 0.08 | 261 | 0 | 0.364 | 1 | 1 | cs | TRUE
83 | LV_2548-1_0_4_line_83 |  | 78 | 80 | 0.011982 | 0.125 | 0.08 | 261 | 0 | 0.364 | 1 | 1 | cs | TRUE
84 | LV_2548-1_0_4_line_84 |  | 79 | 81 | 0.024085 | 0.125 | 0.08 | 261 | 0 | 0.364 | 1 | 1 | cs | TRUE
85 | LV_2548-1_0_4_line_85 |  | 80 | 82 | 0.038342 | 0.125 | 0.08 | 261 | 0 | 0.364 | 1 | 1 | cs | TRUE
86 | LV_2548-1_0_4_line_86 |  | 80 | 83 | 0.013642 | 0.125 | 0.08 | 261 | 0 | 0.364 | 1 | 1 | cs | TRUE
87 | LV_2548-1_0_4_line_87 |  | 81 | 84 | 0.024053 | 0.125 | 0.08 | 261 | 0 | 0.364 | 1 | 1 | cs | TRUE
88 | LV_2548-1_0_4_line_88 |  | 82 | 85 | 0.022093 | 0.125 | 0.08 | 261 | 0 | 0.364 | 1 | 1 | cs | TRUE
89 | LV_2548-1_0_4_line_89 |  | 83 | 86 | 0.0078139 | 0.125 | 0.08 | 261 | 0 | 0.364 | 1 | 1 | cs | TRUE
90 | LV_2548-1_0_4_line_90 |  | 84 | 106 | 0.0026784 | 0.125 | 0.08 | 261 | 0 | 0.364 | 1 | 1 | cs | TRUE
91 | LV_2548-1_0_4_line_91 |  | 85 | 93 | 0.02306 | 0.125 | 0.08 | 261 | 0 | 0.364 | 1 | 1 | cs | TRUE
92 | LV_2548-1_0_4_line_92 |  | 86 | 95 | 0.029093 | 0.125 | 0.08 | 261 | 0 | 0.364 | 1 | 1 | cs | TRUE
93 | LV_2548-1_0_4_line_93 |  | 87 | 89 | 0.0099008 | 0.125 | 0.08 | 261 | 0 | 0.364 | 1 | 1 | cs | TRUE
94 | LV_2548-1_0_4_line_94 |  | 89 | 103 | 0.030178 | 0.125 | 0.08 | 261 | 0 | 0.364 | 1 | 1 | cs | TRUE
95 | LV_2548-1_0_4_line_95 |  | 90 | 91 | 0.0045901 | 0.125 | 0.08 | 261 | 0 | 0.364 | 1 | 1 | cs | TRUE
96 | LV_2548-1_0_4_line_96 |  | 92 | 93 | 0.022691 | 0.125 | 0.08 | 261 | 0 | 0.364 | 1 | 1 | cs | TRUE
97 | LV_2548-1_0_4_line_97 |  | 93 | 94 | 0.024574 | 0.125 | 0.08 | 261 | 0 | 0.364 | 1 | 1 | cs | TRUE
98 | LV_2548-1_0_4_line_98 |  | 94 | 99 | 0.020393 | 0.125 | 0.08 | 261 | 0 | 0.364 | 1 | 1 | cs | TRUE
99 | LV_2548-1_0_4_line_99 |  | 95 | 96 | 0.010275 | 0.125 | 0.08 | 261 | 0 | 0.364 | 1 | 1 | cs | TRUE
100 | LV_2548-1_0_4_line_100 |  | 96 | 97 | 0.021497 | 0.125 | 0.08 | 261 | 0 | 0.364 | 1 | 2 | cs | TRUE
101 | LV_2548-1_0_4_line_101 |  | 97 | 98 | 0.0082439 | 0.125 | 0.08 | 261 | 0 | 0.364 | 1 | 2 | cs | TRUE
102 | LV_2548-1_0_4_line_102 |  | 98 | 104 | 0.049648 | 0.125 | 0.08 | 261 | 0 | 0.364 | 1 | 2 | cs | TRUE
103 | LV_2548-1_0_4_line_103 |  | 99 | 102 | 0.019805 | 0.125 | 0.08 | 261 | 0 | 0.364 | 1 | 1 | cs | TRUE
104 | LV_2548-1_0_4_line_104 |  | 99 | 100 | 0.018569 | 0.125 | 0.08 | 261 | 0 | 0.364 | 1 | 1 | cs | TRUE
105 | LV_2548-1_0_4_line_105 |  | 100 | 101 | 0.01298 | 0.125 | 0.08 | 261 | 0 | 0.364 | 1 | 1 | cs | TRUE
106 | LV_2548-1_0_4_line_106 |  | 102 | 103 | 0.026496 | 0.125 | 0.08 | 261 | 0 | 0.364 | 1 | 1 | cs | TRUE
107 | LV_2548-1_0_4_line_107 |  | 104 | 105 | 0.021079 | 0.125 | 0.08 | 261 | 0 | 0.364 | 1 | 2 | cs | TRUE
108 | LV_2548-1_0_4_line_108 |  | 106 | 107 | 0.015867 | 0.125 | 0.08 | 261 | 0 | 0.364 | 1 | 1 | cs | TRUE
109 | LV_2548-1_0_4_line_109 |  | 108 | 109 | 0.0096412 | 0.125 | 0.08 | 261 | 0 | 0.364 | 1 | 1 | cs | TRUE
110 | LV_2548-1_0_4_line_110 |  | 109 | 110 | 0.021662 | 0.125 | 0.08 | 261 | 0 | 0.364 | 1 | 1 | cs | TRUE
111 | LV_2548-1_0_4_line_111 |  | 110 | 111 | 0.011158 | 0.125 | 0.08 | 261 | 0 | 0.364 | 1 | 1 | cs | TRUE
112 | LV_2548-1_0_4_line_112 |  | 112 | 114 | 0.018205 | 0.125 | 0.08 | 261 | 0 | 0.364 | 1 | 1 | cs | TRUE
113 | LV_2548-1_0_4_line_113 |  | 112 | 115 | 0.016103 | 0.125 | 0.08 | 261 | 0 | 0.364 | 1 | 1 | cs | TRUE
114 | LV_2548-1_0_4_line_114 |  | 112 | 113 | 0.043733 | 0.125 | 0.08 | 261 | 0 | 0.364 | 1 | 1 | cs | TRUE
115 | LV_2548-1_0_4_line_115 |  | 114 | 116 | 0.0076916 | 0.125 | 0.08 | 261 | 0 | 0.364 | 1 | 1 | cs | TRUE
116 | LV_2548-1_0_4_line_116 |  | 115 | 117 | 0.019345 | 0.125 | 0.08 | 261 | 0 | 0.364 | 1 | 1 | cs | TRUE
117 | LV_2548-1_0_4_line_117 |  | 116 | 118 | 0.0096213 | 0.125 | 0.08 | 261 | 0 | 0.364 | 1 | 1 | cs | TRUE

## trafo
| name | std_type | hv_bus | lv_bus | sn_mva | vn_hv_kv | vn_lv_kv | vk_percent | vkr_percent | pfe_kw | i0_percent | shift_degree | tap_side | tap_neutral | tap_min | tap_max | tap_step_percent | tap_step_degree | tap_pos | tap_phase_shifter | parallel | df | in_service
0 | LV_2548-1_0_4_trafo_46 | 0.63 MVA 20/0.4 kV | 119 | 5 | 0.63 | 20 | 0.4 | 6 | 1.206 | 1.65 | 0.2619 | 150 | hv | 0 | -2 | 2 | 2.5 | 0 | 0 | FALSE | 1 | 1 | TRUE

## line_geodata
| x0 | y0 | x1 | y1 | x2 | y2 | x3 | y3 | x4 | y4 | x5 | y5 | x6 | y6 | x7 | y7
0 | 2611756.9068 | 1233253.8664 | 2611736.5991 | 1233255.4977 | 2611729.1486 | 1233258.0119
1 | 2611756.9068 | 1233253.8664 | 2611770.1026 | 1233252.8064 | 2611780.8769 | 1233253.7235
2 | 2611729.1486 | 1233258.0119 | 2611707.443 | 1233265.3367
3 | 2611812.9228 | 1233258.8946 | 2611802.9972 | 1233255.6063 | 2611780.8769 | 1233253.7235
4 | 2611699.2912 | 1233268.0877 | 2611707.443 | 1233265.3367
5 | 2611812.9228 | 1233258.8946 | 2611821.736 | 1233252.4694
6 | 2611525.9602 | 1232965.3214 | 2611552.7445 | 1233007.9917
7 | 2611552.7445 | 1233007.9917 | 2611637.3076 | 1233090.0555
8 | 2611507.3809 | 1232972.4921 | 2611525.9602 | 1232965.3214
9 | 2611644.9074 | 1233096.9892 | 2611643.4558 | 1233095.9969 | 2611639.0724 | 1233092.1527 | 2611637.3076 | 1233090.0555
10 | 2611821.736 | 1233252.4694 | 2611844.7585 | 1233235.6851
11 | 2611844.7585 | 1233235.6851 | 2611861.9396 | 1233223.1595
12 | 2611844.7585 | 1233235.6851 | 2611872.2474 | 1233274.6147
13 | 2611424.6101 | 1232788.3731 | 2611424.4955 | 1232794.7266
14 | 2611424.135 | 1232814.7095 | 2611424.4955 | 1232794.7266
15 | 2611423.8119 | 1232832.6252 | 2611424.135 | 1232814.7095
16 | 2611423.8119 | 1232832.6252 | 2611441.0966 | 1232833.8166
17 | 2611423.7831 | 1232835.7937 | 2611423.8119 | 1232832.6252
18 | 2611469.7678 | 1232835.7929 | 2611441.0966 | 1232833.8166
19 | 2611423.7831 | 1232835.7937 | 2611407.0073 | 1232833.6498
20 | 2611423.7831 | 1232835.7937 | 2611423.6978 | 1232844.7767 | 2611423.4131 | 1232855.0935 | 2611422.5784 | 1232863.9973 | 2611422.2693 | 1232867.2938
21 | 2611553.7343 | 1232861.511 | 2611551.2255 | 1232868.9253 | 2611543.383 | 1232880.2837 | 2611534.9109 | 1232888.3722 | 2611530.2296 | 1232891.4078
22 | 2611553.7343 | 1232861.511 | 2611555.2882 | 1232856.9188
23 | 2611499.1105 | 1232901.7789 | 2611513.7689 | 1232898.6821 | 2611524.8596 | 1232894.8901 | 2611530.2296 | 1232891.4078
24 | 2611557.7285 | 1232837.7524 | 2611556.6392 | 1232852.9261 | 2611555.2882 | 1232856.9188
25 | 2611482.3697 | 1232905.3157 | 2611499.1105 | 1232901.7789
26 | 2611557.7285 | 1232837.7524 | 2611568.0731 | 1232838.1319
27 | 2611557.7285 | 1232837.7524 | 2611538.2714 | 1232837.3189
28 | 2611589.1343 | 1232838.9047 | 2611568.0731 | 1232838.1319
29 | 2611525.392 | 1232837.032 | 2611538.2714 | 1232837.3189
30 | 2611601.5388 | 1232839.3598 | 2611589.1343 | 1232838.9047
31 | 2611525.392 | 1232837.032 | 2611513.4899 | 1232836.7669
32 | 2611601.5388 | 1232839.3598 | 2611602.6258 | 1232839.3997
33 | 2611610.6821 | 1232839.6451 | 2611605.398 | 1232839.5014 | 2611602.6258 | 1232839.3997
34 | 2611610.6821 | 1232839.6451 | 2611614.9974 | 1232847.447 | 2611617.0358 | 1232857.6583
35 | 2611610.6821 | 1232839.6451 | 2611610.9112 | 1232834.7759 | 2611613.6821 | 1232826.9655 | 2611616.8312 | 1232823.2249 | 2611624.356 | 1232822.5868
36 | 2611617.0358 | 1232857.6583 | 2611621.3912 | 1232879.4766
37 | 2611626.643 | 1232822.3929 | 2611624.356 | 1232822.5868
38 | 2611763.822 | 1233180.5667 | 2611766.3294 | 1233180.5953
39 | 2611740.5886 | 1233183.4518 | 2611762.0918 | 1233180.5469 | 2611763.822 | 1233180.5667
40 | 2611787.7652 | 1233180.8398 | 2611766.3294 | 1233180.5953
41 | 2611740.1458 | 1233183.5117 | 2611740.5886 | 1233183.4518
42 | 2611787.7652 | 1233180.8398 | 2611787.7782 | 1233180.8399
43 | 2611740.1458 | 1233183.5117 | 2611738.4056 | 1233183.7467 | 2611718.4423 | 1233189.403
44 | 2611787.7782 | 1233180.8399 | 2611792.7357 | 1233180.8964 | 2611796.4919 | 1233180.2034 | 2611799.1134 | 1233179.1413 | 2611800.9032 | 1233177.8244
45 | 2611715.8565 | 1233190.1356 | 2611718.4423 | 1233189.403
46 | 2611804.8471 | 1233172.3249 | 2611804.6521 | 1233172.8484 | 2611803.3678 | 1233175.3363 | 2611801.5697 | 1233177.3339 | 2611800.9032 | 1233177.8244
47 | 2611698.2392 | 1233195.1272 | 2611715.8565 | 1233190.1356
48 | 2611441.4554 | 1233027.1872 | 2611451.1542 | 1233028.9127
49 | 2611441.4554 | 1233027.1872 | 2611437.2876 | 1233026.4457 | 2611436.8045 | 1233026.7283
50 | 2611458.1175 | 1233014.4511 | 2611455.9433 | 1233025.4475 | 2611452.3856 | 1233029.1318 | 2611451.1542 | 1233028.9127
51 | 2611430.7736 | 1233061.3003 | 2611430.3007 | 1233041.9194 | 2611431.2127 | 1233032.182 | 2611434.0287 | 1233028.3517 | 2611436.8045 | 1233026.7283
52 | 2611455.7304 | 1232982.4989 | 2611458.4813 | 1233012.6113 | 2611458.1175 | 1233014.4511
53 | 2611430.9887 | 1233070.1156 | 2611430.7736 | 1233061.3003
54 | 2611455.7304 | 1232982.4989 | 2611462.5277 | 1232983.0679 | 2611465.0942 | 1232982.9969
55 | 2611455.7304 | 1232982.4989 | 2611451.2279 | 1232981.4452 | 2611448.0666 | 1232979.816 | 2611444.7255 | 1232977.119
56 | 2611385.5692 | 1233009.8897 | 2611386.9009 | 1233005.27 | 2611392.7781 | 1232992.0844 | 2611395.4844 | 1232986.186
57 | 2611392.0976 | 1232971.7486 | 2611391.7231 | 1232981.576 | 2611395.4844 | 1232986.186
58 | 2611465.0942 | 1232982.9969 | 2611465.9119 | 1232982.9743 | 2611469.4255 | 1232982.4919 | 2611477.5253 | 1232980.7571
59 | 2611444.7255 | 1232977.119 | 2611443.1735 | 1232974.7262
60 | 2611392.0976 | 1232971.7486 | 2611366.5166 | 1232970.2584
61 | 2611422.2152 | 1232953.4382 | 2611392.0976 | 1232971.7486
62 | 2611315.3329 | 1232967.2767 | 2611366.5166 | 1232970.2584
63 | 2611422.2152 | 1232953.4382 | 2611420.5116 | 1232951.1015 | 2611417.5171 | 1232945.359 | 2611415.3181 | 1232939.2844 | 2611413.7397 | 1232933.2778 | 2611412.6889 | 1232928.5396 | 2611412.548 | 1232927.1538
64 | 2611422.2152 | 1232953.4382 | 2611424.3021 | 1232956.3007 | 2611428.6245 | 1232960.456 | 2611432.7614 | 1232964.0264
65 | 2611412.1712 | 1232920.8443 | 2611412.1336 | 1232922.0012 | 2611412.3396 | 1232925.1035 | 2611412.548 | 1232927.1538
66 | 2611443.1735 | 1232974.7262 | 2611441.4043 | 1232971.9985 | 2611438.178 | 1232968.7014 | 2611432.7614 | 1232964.0264
67 | 2611302.9262 | 1232966.554 | 2611315.3329 | 1232967.2767
68 | 2611507.3809 | 1232972.4921 | 2611492.9956 | 1232977.0227 | 2611486.3527 | 1232978.8666 | 2611477.5253 | 1232980.7571
69 | 2611695.201 | 1233195.988 | 2611698.2392 | 1233195.1272
70 | 2611417.3393 | 1232899.72 | 2611415.5639 | 1232905.7091 | 2611412.7598 | 1232915.2094 | 2611412.2462 | 1232918.5438 | 2611412.1712 | 1232920.8443
71 | 2611347.9273 | 1232863.0062 | 2611351.2786 | 1232859.4143 | 2611355.6168 | 1232852.743
72 | 2611373.5254 | 1232829.4385 | 2611371.8484 | 1232831.4921 | 2611359.6764 | 1232846.5002 | 2611355.6168 | 1232852.743
73 | 2611337.8587 | 1232873.7975 | 2611347.9273 | 1232863.0062
74 | 2611373.5254 | 1232829.4385 | 2611348.6938 | 1232825.2554
75 | 2611373.5254 | 1232829.4385 | 2611383.8647 | 1232830.6923 | 2611402.3248 | 1232833.0514
76 | 2611348.6938 | 1232825.2554 | 2611349.5838 | 1232809.7991
77 | 2611407.0073 | 1232833.6498 | 2611402.3248 | 1232833.0514
78 | 2611302.9262 | 1232966.554 | 2611302.9241 | 1232953.3626
79 | 2611302.9262 | 1232966.554 | 2611274.7041 | 1232966.0003
80 | 2611302.9216 | 1232936.9583 | 2611302.9241 | 1232953.3626
81 | 2611274.7041 | 1232966.0003 | 2611274.5153 | 1232941.6631 | 2611274.3146 | 1232915.647 | 2611274.3018 | 1232914.4018
82 | 2611749.8783 | 1233118.5449 | 2611734.0177 | 1233124.4801 | 2611732.244 | 1233125.5884 | 2611732.244 | 1233125.5884
83 | 2611726.5078 | 1233136.0613 | 2611730.7186 | 1233127.5421 | 2611732.244 | 1233125.5884
84 | 2611749.8783 | 1233118.5449 | 2611757.3365 | 1233115.754 | 2611759.7464 | 1233114.4802 | 2611765.2217 | 1233109.677 | 2611769.3439 | 1233107.6616 | 2611770.7912 | 1233107.1858
85 | 2611726.5078 | 1233136.0613 | 2611736.365 | 1233139.6272 | 2611745.6031 | 1233142.3248 | 2611753.6771 | 1233144.1751 | 2611763.5435 | 1233145.4835
86 | 2611726.5078 | 1233136.0613 | 2611714.2311 | 1233130.1135
87 | 2611793.6404 | 1233099.6731 | 2611770.7912 | 1233107.1858
88 | 2611763.5435 | 1233145.4835 | 2611765.1658 | 1233145.6986 | 2611785.5216 | 1233147.7301
89 | 2611707.199 | 1233126.7066 | 2611714.2311 | 1233130.1135
90 | 2611793.6404 | 1233099.6731 | 2611796.1848 | 1233098.8365
91 | 2611808.4673 | 1233150.02 | 2611785.5216 | 1233147.7301
92 | 2611707.199 | 1233126.7066 | 2611680.5403 | 1233138.3552
93 | 2611861.9396 | 1233223.1595 | 2611865.2709 | 1233220.7308 | 2611869.3367 | 1233216.6252
94 | 2611880.89 | 1233189.4762 | 2611880.7395 | 1233192.8224 | 2611880.0276 | 1233196.7901 | 2611878.8755 | 1233201.2794 | 2611877.0122 | 1233205.6227 | 2611873.0555 | 1233211.952 | 2611869.3367 | 1233216.6252 | 2611869.3367 | 1233216.6252
95 | 2611690.7847 | 1233197.2393 | 2611695.201 | 1233195.988
96 | 2611808.4673 | 1233150.02 | 2611808.1235 | 1233155.4114 | 2611806.9086 | 1233164.9148 | 2611805.8394 | 1233169.66 | 2611804.8471 | 1233172.3249
97 | 2611808.4673 | 1233150.02 | 2611832.8965 | 1233152.6819
98 | 2611852.9533 | 1233156.2785 | 2611838.0836 | 1233153.2472 | 2611832.8965 | 1233152.6819
99 | 2611680.5403 | 1233138.3552 | 2611671.1245 | 1233142.4694
100 | 2611671.1245 | 1233142.4694 | 2611651.4261 | 1233151.0766
101 | 2611643.8719 | 1233154.3774 | 2611651.4261 | 1233151.0766
102 | 2611643.8719 | 1233154.3774 | 2611626.789 | 1233107.7613
103 | 2611852.9533 | 1233156.2785 | 2611856.7817 | 1233157.4201 | 2611860.0112 | 1233158.9163 | 2611863.898 | 1233161.1254 | 2611868.0329 | 1233164.2021 | 2611869.9868 | 1233165.9564
104 | 2611852.9533 | 1233156.2785 | 2611857.9539 | 1233154.1871 | 2611860.4382 | 1233153.5917 | 2611864.0043 | 1233153.3209 | 2611867.2385 | 1233152.5268 | 2611870.7363 | 1233151.3597
105 | 2611882.6415 | 1233146.2314 | 2611873.9957 | 1233150.2722 | 2611870.7363 | 1233151.3597
106 | 2611880.89 | 1233189.4762 | 2611879.5404 | 1233182.914 | 2611878.3301 | 1233178.5979 | 2611876.7407 | 1233174.6368 | 2611874.1971 | 1233170.8183 | 2611871.6072 | 1233167.4111 | 2611869.9868 | 1233165.9564
107 | 2611644.9074 | 1233096.9892 | 2611626.789 | 1233107.7613
108 | 2611811.2582 | 1233093.8805 | 2611796.1848 | 1233098.8365
109 | 2611417.3393 | 1232899.72 | 2611422.2865 | 1232901.8418 | 2611425.7337 | 1232904.3415
110 | 2611417.3393 | 1232899.72 | 2611421.0905 | 1232878.3848
111 | 2611422.2693 | 1232867.2938 | 2611421.3882 | 1232876.6916 | 2611421.0905 | 1232878.3848
112 | 2611469.7678 | 1232835.7929 | 2611468.5928 | 1232844.4848 | 2611466.5377 | 1232853.6923
113 | 2611469.7678 | 1232835.7929 | 2611473.1812 | 1232820.0554
114 | 2611469.7678 | 1232835.7929 | 2611513.4899 | 1232836.7669
115 | 2611464.8621 | 1232861.1991 | 2611466.5377 | 1232853.6923
116 | 2611475.7777 | 1232800.9612 | 2611475.466 | 1232809.5213 | 2611473.1812 | 1232820.0554
117 | 2611462.7662 | 1232870.5893 | 2611464.8621 | 1232861.1991

## bus_geodata
| x | y | coords
0 | 2611756.9068 | 1233253.8664
1 | 2611729.1486 | 1233258.0119
2 | 2611780.8769 | 1233253.7235
3 | 2611707.443 | 1233265.3367
4 | 2611812.9228 | 1233258.8946
5 | 2611552.7445 | 1233007.9917
6 | 2611525.9602 | 1232965.3214
7 | 2611637.3076 | 1233090.0555
8 | 2611699.2912 | 1233268.0877
9 | 2611821.736 | 1233252.4694
10 | 2611844.7585 | 1233235.6851
11 | 2611424.6101 | 1232788.3731
12 | 2611424.4955 | 1232794.7266
13 | 2611424.135 | 1232814.7095
14 | 2611423.8119 | 1232832.6252
15 | 2611441.0966 | 1232833.8166
16 | 2611423.7831 | 1232835.7937
17 | 2611553.7343 | 1232861.511
18 | 2611530.2296 | 1232891.4078
19 | 2611555.2882 | 1232856.9188
20 | 2611499.1105 | 1232901.7789
21 | 2611557.7285 | 1232837.7524
22 | 2611482.3697 | 1232905.3157
23 | 2611568.0731 | 1232838.1319
24 | 2611538.2714 | 1232837.319
25 | 2611589.1343 | 1232838.9047
26 | 2611525.392 | 1232837.032
27 | 2611602.6258 | 1232839.3997
28 | 2611601.5388 | 1232839.3598
29 | 2611610.6821 | 1232839.6451
30 | 2611617.0358 | 1232857.6583
31 | 2611624.356 | 1232822.5868
32 | 2611621.3912 | 1232879.4766
33 | 2611626.643 | 1232822.3929
34 | 2611763.822 | 1233180.5667
35 | 2611766.3294 | 1233180.5953
36 | 2611740.5886 | 1233183.4518
37 | 2611787.7652 | 1233180.8398
38 | 2611740.1458 | 1233183.5117
39 | 2611787.7782 | 1233180.8399
40 | 2611718.4423 | 1233189.403
41 | 2611800.9032 | 1233177.8244
42 | 2611715.8565 | 1233190.1356
43 | 2611441.4554 | 1233027.1872
44 | 2611451.1542 | 1233028.9127
45 | 2611436.8045 | 1233026.7283
46 | 2611458.1175 | 1233014.4511
47 | 2611430.7736 | 1233061.3003
48 | 2611455.7304 | 1232982.4989
49 | 2611430.9887 | 1233070.1156
50 | 2611385.5692 | 1233009.8897
51 | 2611395.4844 | 1232986.186
52 | 2611465.0942 | 1232982.9969
53 | 2611444.7255 | 1232977.119
54 | 2611392.0976 | 1232971.7486
55 | 2611366.5166 | 1232970.2584
56 | 2611422.2152 | 1232953.4382
57 | 2611412.548 | 1232927.1538
58 | 2611432.7614 | 1232964.0264
59 | 2611315.3329 | 1232967.2767
60 | 2611477.5253 | 1232980.7571
61 | 2611443.1735 | 1232974.7262
62 | 2611698.2392 | 1233195.1272
63 | 2611412.1712 | 1232920.8443
64 | 2611355.6168 | 1232852.743
65 | 2611347.9273 | 1232863.0062
66 | 2611373.5254 | 1232829.4385
67 | 2611337.8587 | 1232873.7975
68 | 2611348.6938 | 1232825.2554
69 | 2611402.3248 | 1232833.0514
70 | 2611349.5838 | 1232809.7991
71 | 2611407.0073 | 1232833.6498
72 | 2611302.9262 | 1232966.554
73 | 2611302.9241 | 1232953.3626
74 | 2611274.7041 | 1232966.0003
75 | 2611302.9216 | 1232936.9583
76 | 2611274.3018 | 1232914.4018
77 | 2611507.3809 | 1232972.4921
78 | 2611732.244 | 1233125.5884
79 | 2611749.8783 | 1233118.5449
80 | 2611726.5078 | 1233136.0613
81 | 2611770.7912 | 1233107.1858
82 | 2611763.5435 | 1233145.4835
83 | 2611714.2311 | 1233130.1135
84 | 2611793.6404 | 1233099.6731
85 | 2611785.5216 | 1233147.7301
86 | 2611707.199 | 1233126.7066
87 | 2611861.9396 | 1233223.1595
88 | 2611872.2474 | 1233274.6147
89 | 2611869.3367 | 1233216.6252
90 | 2611695.201 | 1233195.988
91 | 2611690.7847 | 1233197.2393
92 | 2611804.8471 | 1233172.3249
93 | 2611808.4673 | 1233150.02
94 | 2611832.8965 | 1233152.6819
95 | 2611680.5403 | 1233138.3552
96 | 2611671.1245 | 1233142.4694
97 | 2611651.4261 | 1233151.0766
98 | 2611643.8719 | 1233154.3774
99 | 2611852.9533 | 1233156.2785
100 | 2611870.7363 | 1233151.3597
101 | 2611882.6415 | 1233146.2314
102 | 2611869.9868 | 1233165.9564
103 | 2611880.89 | 1233189.4762
104 | 2611626.789 | 1233107.7613
105 | 2611644.9074 | 1233096.9892
106 | 2611796.1848 | 1233098.8365
107 | 2611811.2582 | 1233093.8805
108 | 2611425.7337 | 1232904.3415
109 | 2611417.3393 | 1232899.72
110 | 2611421.0905 | 1232878.3848
111 | 2611422.2693 | 1232867.2938
112 | 2611469.7678 | 1232835.7929
113 | 2611513.4899 | 1232836.7669
114 | 2611466.5377 | 1232853.6923
115 | 2611473.1812 | 1232820.0554
116 | 2611464.8621 | 1232861.1991
117 | 2611475.7777 | 1232800.9612
118 | 2611462.7662 | 1232870.5893
119 | 2611615.0132 | 1232998.9607

## line_std_types
| c_nf_per_km | r_ohm_per_km | x_ohm_per_km | max_i_ka | type | q_mm2 | alpha | voltage_rating
NAYY 4x50 SE | 210 | 0.642 | 0.083 | 0.142 | cs | 50 | 0.00403 | LV
NAYY 4x120 SE | 264 | 0.225 | 0.08 | 0.242 | cs | 120 | 0.00403 | LV
NAYY 4x150 SE | 261 | 0.208 | 0.08 | 0.27 | cs | 150 | 0.00403 | LV
NA2XS2Y 1x95 RM/25 12/20 kV | 216 | 0.313 | 0.132 | 0.252 | cs | 95 | 0.00403 | MV
NA2XS2Y 1x185 RM/25 12/20 kV | 273 | 0.161 | 0.117 | 0.362 | cs | 185 | 0.00403 | MV
NA2XS2Y 1x240 RM/25 12/20 kV | 304 | 0.122 | 0.112 | 0.421 | cs | 240 | 0.00403 | MV
NA2XS2Y 1x95 RM/25 6/10 kV | 315 | 0.313 | 0.123 | 0.249 | cs | 95 | 0.00403 | MV
NA2XS2Y 1x185 RM/25 6/10 kV | 406 | 0.161 | 0.11 | 0.358 | cs | 185 | 0.00403 | MV
NA2XS2Y 1x240 RM/25 6/10 kV | 456 | 0.122 | 0.105 | 0.416 | cs | 240 | 0.00403 | MV
NA2XS2Y 1x150 RM/25 12/20 kV | 250 | 0.206 | 0.116 | 0.319 | cs | 150 | 0.00403 | MV
NA2XS2Y 1x120 RM/25 12/20 kV | 230 | 0.253 | 0.119 | 0.283 | cs | 120 | 0.00403 | MV
NA2XS2Y 1x70 RM/25 12/20 kV | 190 | 0.443 | 0.132 | 0.22 | cs | 70 | 0.00403 | MV
NA2XS2Y 1x150 RM/25 6/10 kV | 360 | 0.206 | 0.11 | 0.315 | cs | 150 | 0.00403 | MV
NA2XS2Y 1x120 RM/25 6/10 kV | 340 | 0.253 | 0.113 | 0.28 | cs | 120 | 0.00403 | MV
NA2XS2Y 1x70 RM/25 6/10 kV | 280 | 0.443 | 0.123 | 0.217 | cs | 70 | 0.00403 | MV
N2XS(FL)2Y 1x120 RM/35 64/110 kV | 112 | 0.153 | 0.166 | 0.366 | cs | 120 | 0.00393 | HV
N2XS(FL)2Y 1x185 RM/35 64/110 kV | 125 | 0.099 | 0.156 | 0.457 | cs | 185 | 0.00393 | HV
N2XS(FL)2Y 1x240 RM/35 64/110 kV | 135 | 0.075 | 0.149 | 0.526 | cs | 240 | 0.00393 | HV
N2XS(FL)2Y 1x300 RM/35 64/110 kV | 144 | 0.06 | 0.144 | 0.588 | cs | 300 | 0.00393 | HV
15-AL1/3-ST1A 0.4 | 11 | 1.8769 | 0.35 | 0.105 | ol | 16 | 0.00403 | LV
24-AL1/4-ST1A 0.4 | 11.25 | 1.2012 | 0.335 | 0.14 | ol | 24 | 0.00403 | LV
48-AL1/8-ST1A 0.4 | 12.2 | 0.5939 | 0.3 | 0.21 | ol | 48 | 0.00403 | LV
94-AL1/15-ST1A 0.4 | 13.2 | 0.306 | 0.29 | 0.35 | ol | 94 | 0.00403 | LV
34-AL1/6-ST1A 10.0 | 9.7 | 0.8342 | 0.36 | 0.17 | ol | 34 | 0.00403 | MV
48-AL1/8-ST1A 10.0 | 10.1 | 0.5939 | 0.35 | 0.21 | ol | 48 | 0.00403 | MV
70-AL1/11-ST1A 10.0 | 10.4 | 0.4132 | 0.339 | 0.29 | ol | 70 | 0.00403 | MV
94-AL1/15-ST1A 10.0 | 10.75 | 0.306 | 0.33 | 0.35 | ol | 94 | 0.00403 | MV
122-AL1/20-ST1A 10.0 | 11.1 | 0.2376 | 0.323 | 0.41 | ol | 122 | 0.00403 | MV
149-AL1/24-ST1A 10.0 | 11.25 | 0.194 | 0.315 | 0.47 | ol | 149 | 0.00403 | MV
34-AL1/6-ST1A 20.0 | 9.15 | 0.8342 | 0.382 | 0.17 | ol | 34 | 0.00403 | MV
48-AL1/8-ST1A 20.0 | 9.5 | 0.5939 | 0.372 | 0.21 | ol | 48 | 0.00403 | MV
70-AL1/11-ST1A 20.0 | 9.7 | 0.4132 | 0.36 | 0.29 | ol | 70 | 0.00403 | MV
94-AL1/15-ST1A 20.0 | 10 | 0.306 | 0.35 | 0.35 | ol | 94 | 0.00403 | MV
122-AL1/20-ST1A 20.0 | 10.3 | 0.2376 | 0.344 | 0.41 | ol | 122 | 0.00403 | MV
149-AL1/24-ST1A 20.0 | 10.5 | 0.194 | 0.337 | 0.47 | ol | 149 | 0.00403 | MV
184-AL1/30-ST1A 20.0 | 10.75 | 0.1571 | 0.33 | 0.535 | ol | 184 | 0.00403 | MV
243-AL1/39-ST1A 20.0 | 11 | 0.1188 | 0.32 | 0.645 | ol | 243 | 0.00403 | MV
48-AL1/8-ST1A 110.0 | 8 | 0.5939 | 0.46 | 0.21 | ol | 48 | 0.00403 | HV
70-AL1/11-ST1A 110.0 | 8.4 | 0.4132 | 0.45 | 0.29 | ol | 70 | 0.00403 | HV
94-AL1/15-ST1A 110.0 | 8.65 | 0.306 | 0.44 | 0.35 | ol | 94 | 0.00403 | HV
122-AL1/20-ST1A 110.0 | 8.5 | 0.2376 | 0.43 | 0.41 | ol | 122 | 0.00403 | HV
149-AL1/24-ST1A 110.0 | 8.75 | 0.194 | 0.41 | 0.47 | ol | 149 | 0.00403 | HV
184-AL1/30-ST1A 110.0 | 8.8 | 0.1571 | 0.4 | 0.535 | ol | 184 | 0.00403 | HV
243-AL1/39-ST1A 110.0 | 9 | 0.1188 | 0.39 | 0.645 | ol | 243 | 0.00403 | HV
305-AL1/39-ST1A 110.0 | 9.2 | 0.0949 | 0.38 | 0.74 | ol | 305 | 0.00403 | HV
490-AL1/64-ST1A 110.0 | 9.75 | 0.059 | 0.37 | 0.96 | ol | 490 | 0.00403 | HV
679-AL1/86-ST1A 110.0 | 9.95 | 0.042 | 0.36 | 1.15 | ol | 679 | 0.00403 | HV
490-AL1/64-ST1A 220.0 | 10 | 0.059 | 0.285 | 0.96 | ol | 490 | 0.00403 | HV
679-AL1/86-ST1A 220.0 | 11.7 | 0.042 | 0.275 | 1.15 | ol | 679 | 0.00403 | HV
490-AL1/64-ST1A 380.0 | 11 | 0.059 | 0.253 | 0.96 | ol | 490 | 0.00403 | HV
679-AL1/86-ST1A 380.0 | 14.6 | 0.042 | 0.25 | 1.15 | ol | 679 | 0.00403 | HV

## trafo_std_types
| i0_percent | pfe_kw | vkr_percent | sn_mva | vn_lv_kv | vn_hv_kv | vk_percent | shift_degree | vector_group | tap_side | tap_neutral | tap_min | tap_max | tap_step_degree | tap_step_percent | tap_phase_shifter
160 MVA 380/110 kV | 0.06 | 60 | 0.25 | 160 | 110 | 380 | 12.2 | 0 | Yy0 | hv | 0 | -9 | 9 | 0 | 1.5 | FALSE
100 MVA 220/110 kV | 0.06 | 55 | 0.26 | 100 | 110 | 220 | 12 | 0 | Yy0 | hv | 0 | -9 | 9 | 0 | 1.5 | FALSE
63 MVA 110/20 kV | 0.04 | 22 | 0.32 | 63 | 20 | 110 | 18 | 150 | YNd5 | hv | 0 | -9 | 9 | 0 | 1.5 | FALSE
40 MVA 110/20 kV | 0.05 | 18 | 0.34 | 40 | 20 | 110 | 16.2 | 150 | YNd5 | hv | 0 | -9 | 9 | 0 | 1.5 | FALSE
25 MVA 110/20 kV | 0.07 | 14 | 0.41 | 25 | 20 | 110 | 12 | 150 | YNd5 | hv | 0 | -9 | 9 | 0 | 1.5 | FALSE
63 MVA 110/10 kV | 0.04 | 22 | 0.32 | 63 | 10 | 110 | 18 | 150 | YNd5 | hv | 0 | -9 | 9 | 0 | 1.5 | FALSE
40 MVA 110/10 kV | 0.05 | 18 | 0.34 | 40 | 10 | 110 | 16.2 | 150 | YNd5 | hv | 0 | -9 | 9 | 0 | 1.5 | FALSE
25 MVA 110/10 kV | 0.07 | 14 | 0.41 | 25 | 10 | 110 | 12 | 150 | YNd5 | hv | 0 | -9 | 9 | 0 | 1.5 | FALSE
0.25 MVA 20/0.4 kV | 0.32 | 0.8 | 1.44 | 0.25 | 0.4 | 20 | 6 | 150 | Yzn5 | hv | 0 | -2 | 2 | 0 | 2.5 | FALSE
0.4 MVA 20/0.4 kV | 0.3375 | 1.35 | 1.425 | 0.4 | 0.4 | 20 | 6 | 150 | Dyn5 | hv | 0 | -2 | 2 | 0 | 2.5 | FALSE
0.63 MVA 20/0.4 kV | 0.2619 | 1.65 | 1.206 | 0.63 | 0.4 | 20 | 6 | 150 | Dyn5 | hv | 0 | -2 | 2 | 0 | 2.5 | FALSE
0.25 MVA 10/0.4 kV | 0.24 | 0.6 | 1.2 | 0.25 | 0.4 | 10 | 4 | 150 | Dyn5 | hv | 0 | -2 | 2 | 0 | 2.5 | FALSE
0.4 MVA 10/0.4 kV | 0.2375 | 0.95 | 1.325 | 0.4 | 0.4 | 10 | 4 | 150 | Dyn5 | hv | 0 | -2 | 2 | 0 | 2.5 | FALSE
0.63 MVA 10/0.4 kV | 0.1873 | 1.18 | 1.0794 | 0.63 | 0.4 | 10 | 4 | 150 | Dyn5 | hv | 0 | -2 | 2 | 0 | 2.5 | FALSE

## trafo3w_std_types
| sn_hv_mva | sn_mv_mva | sn_lv_mva | vn_hv_kv | vn_mv_kv | vn_lv_kv | vk_hv_percent | vk_mv_percent | vk_lv_percent | vkr_hv_percent | vkr_mv_percent | vkr_lv_percent | pfe_kw | i0_percent | shift_mv_degree | shift_lv_degree | vector_group | tap_side | tap_neutral | tap_min | tap_max | tap_step_percent
63/25/38 MVA 110/20/10 kV | 63 | 25 | 38 | 110 | 20 | 10 | 10.4 | 10.4 | 10.4 | 0.28 | 0.32 | 0.35 | 35 | 0.89 | 0 | 0 | YN0yn0yn0 | hv | 0 | -10 | 10 | 1.2
63/25/38 MVA 110/10/10 kV | 63 | 25 | 38 | 110 | 10 | 10 | 10.4 | 10.4 | 10.4 | 0.28 | 0.32 | 0.35 | 35 | 0.89 | 0 | 0 | YN0yn0yn0 | hv | 0 | -10 | 10 | 1.2

## fuse_std_types
| fuse_type | i_rated_a | t_avg | t_min | t_total | x_avg | x_min | x_total
HV 100A | HV 100A | 100 | 0 | [10.0, 3.64, 0.854, 0.281, 0.1, 0.0531, 0.022, 0.01] | [10.0, 4.267, 1.21, 0.403, 0.1, 0.058, 0.022, 0.01] | 0 | [300.0, 350.0, 450.0, 550.0, 700.0, 850.0, 1200.0, 1752.0] | [600.0, 700.0, 900.0, 1150.0, 1665.0, 2000.0, 3000.0, 4313.0]
HV 10A | HV 10A | 10 | 0 | [10.0, 1675.0, 0.344, 0.156, 0.1, 0.0417, 0.0171, 0.01] | [10.0, 1.3, 0.3, 0.155, 0.1, 0.0555, 0.023, 0.01] | 0 | [30.0, 32.0, 35.0, 37.0, 39.0, 50.0, 70.0, 88.0] | [60.0, 70.0, 80.0, 87.0, 94.0, 110.0, 150.0, 216.0]
HV 125A | HV 125A | 125 | 0 | [10.0, 1.82, 0.344, 0.1, 0.0467, 0.0269, 0.01] | [10.0, 2.478, 0.426, 0.1, 0.0427, 0.0211, 0.01] | 0 | [375.0, 500.0, 700.0, 925.0, 1200.0, 1500.0, 2341.0] | [750.0, 1000.0, 1500.0, 2200.0, 3000.0, 4000.0, 5765.0]
HV 160A | HV 160A | 160 | 0 | [10.0, 4.15, 1.03, 0.198, 0.1, 0.051, 0.0172, 0.01] | [10.0, 2.3, 0.734, 0.274, 0.1, 0.046, 0.0177, 0.01] | 0 | [480.0, 550.0, 700.0, 1000.0, 1260.0, 1600.0, 2500.0, 3227.0] | [960.0, 1300.0, 1700.0, 2200.0, 2996.0, 4000.0, 6000.0, 7946.0]
HV 16A | HV 16A | 16 | 0 | [10.0, 0.352, 0.164, 0.1, 0.0649, 0.0342, 0.01] | [10.0, 2.34, 0.722, 0.181, 0.1, 0.055, 0.0296, 0.01] | 0 | [48.0, 60.0, 65.0, 71.0, 80.0, 100.0, 162.0] | [96.0, 110.0, 125.0, 150.0, 168.0, 200.0, 250.0, 398.0]
HV 200A | HV 200A | 200 | 0 | [10.0, 4.267, 1.21, 0.403, 0.1, 0.058, 0.022, 0.01] | [10.0, 3.73, 1.654, 0.328, 0.1, 0.0531, 0.019, 0.01] | 0 | [600.0, 700.0, 900.0, 1150.0, 1665.0, 2000.0, 3000.0, 4313.0] | [1200.0, 1500.0, 1800.0, 2700.0, 3960.0, 5000.0, 7500.0, 10620.0]
HV 20A | HV 20A | 20 | 0 | [10.0, 1.3, 0.3, 0.155, 0.1, 0.0555, 0.023, 0.01] | [10.0, 1.3, 0.161, 0.1, 0.0611, 0.0399, 0.0141, 0.01] | 0 | [60.0, 70.0, 80.0, 87.0, 94.0, 110.0, 150.0, 216.0] | [120.0, 150.0, 200.0, 223.0, 260.0, 300.0, 450.0, 532.0]
HV 25A | HV 25A | 25 | 0 | [10.0, 2.512, 0.833, 0.299, 0.1, 0.0372, 0.0223, 0.01] | [10.0, 3.125, 0.597, 0.198, 0.1, 0.0378, 0.022, 0.01] | 0 | [75.0, 82.0, 90.0, 100.0, 124.0, 170.0, 200.0, 289.0] | [150.0, 170.0, 210.0, 250.0, 294.0, 400.0, 500.0, 711.0]
HV 31.5A | HV 31.5A | 31.5 | 0 | [10.0, 2.34, 0.722, 0.181, 0.1, 0.055, 0.0296, 0.01] | [10.0, 2.84, 0.368, 0.164, 0.1, 0.0621, 0.0378, 0.0195, 0.01] | 0 | [95.0, 110.0, 125.0, 150.0, 165.0, 200.0, 250.0, 390.0] | [189.0, 220.0, 300.0, 350.0, 393.0, 450.0, 530.0, 700.0, 960.0]
HV 40A | HV 40A | 40 | 0 | [10.0, 1.3, 0.161, 0.1, 0.0611, 0.0399, 0.0141, 0.01] | [10.0, 2.05, 0.369, 0.198, 0.1, 0.051, 0.0298, 0.01] | 0 | [120.0, 150.0, 200.0, 223.0, 260.0, 300.0, 450.0, 532.0] | [240.0, 300.0, 400.0, 450.0, 530.0, 650.0, 800.0, 1311.0]
HV 50A | HV 50A | 50 | 0 | [10.0, 3.215, 0.597, 0.198, 0.1, 0.0378, 0.022, 0.01] | [10.0, 3.64, 0.854, 0.281, 0.1, 0.0531, 0.022, 0.01] | 0 | [150.0, 170.0, 210.0, 250.0, 294.0, 400.0, 500.0, 711.0] | [300.0, 350.0, 450.0, 550.0, 700.0, 850.0, 1200.0, 1752.0]
HV 6.3A | HV 6.3A | 6.3 | 0 | [10.0, 1.39, 0.344, 0.168, 0.1, 0.056, 0.0263, 0.01] | [10.0, 1.711, 0.516, 0.198, 0.1, 0.0634, 0.0303, 0.01] | 0 | [19.0, 19.5, 20.4, 20.8, 22.0, 25.0, 32.0, 48.0] | [38.0, 40.0, 43.0, 48.0, 53.0, 60.0, 75.0, 118.0]
HV 63A | HV 63A | 63 | 0 | [10.0, 2.84, 0.368, 0.164, 0.1, 0.0621, 0.0378, 0.0195, 0.01] | [10.0, 1.82, 0.344, 0.1, 0.0467, 0.0269, 0.01] | 0 | [189.0, 220.0, 300.0, 350.0, 393.0, 450.0, 530.0, 700.0, 961.0] | [378.0, 500.0, 700.0, 934.0, 1200.0, 1500.0, 2366.0]
HV 80A | HV 80A | 80 | 0 | [10.0, 2.05, 0.369, 0.198, 0.1, 0.051, 0.0298, 0.01] | [10.0, 4.15, 1.03, 0.198, 0.1, 0.051, 0.0172, 0.01] | 0 | [240.0, 300.0, 400.0, 450.0, 530.0, 650.0, 800.0, 1311.0] | [480.0, 550.0, 700.0, 1000.0, 1260.0, 1600.0, 2500.0, 3227.0]
Siemens NH-1-100 | Siemens NH-1-100 | 100 | [5400.0, 2000.0, 400.0, 20.0, 1.0, 0.2, 0.012, 0.004] | 0 | 0 | [150.0, 190.0, 250.0, 430.0, 900.0, 1250.0, 2700.0, 3600.0] | 0 | 0
Siemens NH-1-125 | Siemens NH-1-125 | 125 | [4800.0, 120.0, 7.0, 0.1, 0.004] | 0 | 0 | [180.0, 400.0, 740.0, 2000.0, 4250.0] | 0 | 0
Siemens NH-1-16 | Siemens NH-1-16 | 16 | [4000.0, 400.0, 2.0, 0.1, 0.04, 0.01] | 0 | 0 | [26.0, 35.0, 75.0, 150.0, 200.0, 300.0] | 0 | 0
Siemens NH-1-160 | Siemens NH-1-160 | 160 | [4800.0, 120.0, 7.0, 0.1, 0.004] | 0 | 0 | [210.0, 500.0, 900.0, 2300.0, 5000.0] | 0 | 0
Siemens NH-1-25 | Siemens NH-1-25 | 25 | [4000.0, 1000.0, 10.0, 0.2, 0.02, 0.01] | 0 | 0 | [40.0, 50.0, 100.0, 210.0, 400.0, 500.0] | 0 | 0
Siemens NH-1-50 | Siemens NH-1-50 | 50 | [4000.0, 40.0, 4.0, 1.0, 0.02, 0.01] | 0 | 0 | [86.0, 200.0, 300.0, 400.0, 1000.0, 1280.0] | 0 | 0
Siemens NH-1-63 | Siemens NH-1-63 | 63 | [4000.0, 100.0, 10.0, 2.0, 0.04, 0.01] | 0 | 0 | [100.0, 200.0, 300.0, 400.0, 1000.0, 1500.0] | 0 | 0
Siemens NH-1-80 | Siemens NH-1-80 | 80 | [4800.0, 120.0, 7.0, 0.1, 0.01] | 0 | 0 | [150.58, 250.0, 450.0, 1150.0, 2470.0] | 0 | 0
Siemens NH-2-1000 | Siemens NH-2-1000 | 1000 | [4800.0, 120.0, 7.0, 0.1, 0.004] | 0 | 0 | [1900.0, 3500.0, 8400.0, 24000.0, 52000.0] | 0 | 0
Siemens NH-2-200 | Siemens NH-2-200 | 200 | [4800.0, 120.0, 7.0, 0.1, 0.004] | 0 | 0 | [280.0, 650.0, 1200.0, 3000.0, 7000.0] | 0 | 0
Siemens NH-2-224 | Siemens NH-2-224 | 224 | [4800.0, 120.0, 7.0, 0.2, 0.04, 0.004] | 0 | 0 | [400.0, 750.0, 1453.0, 3025.0, 4315.0, 7600.0] | 0 | 0
Siemens NH-2-250 | Siemens NH-2-250 | 250 | [4800.0, 120.0, 7.0, 0.1, 0.004] | 0 | 0 | [450.0, 800.0, 1650.0, 4000.0, 8500.0] | 0 | 0
Siemens NH-2-315 | Siemens NH-2-315 | 315 | [4800.0, 120.0, 7.0, 0.1, 0.004] | 0 | 0 | [550.0, 920.0, 1900.0, 5000.0, 11000.0] | 0 | 0
Siemens NH-2-355 | Siemens NH-2-355 | 355 | [4800.0, 120.0, 6.0, 0.1, 0.004] | 0 | 0 | [650.0, 1116.27, 2350.0, 5840.0, 12790.0] | 0 | 0
Siemens NH-2-400 | Siemens NH-2-400 | 400 | [4800.0, 120.0, 7.0, 0.1, 0.004] | 0 | 0 | [720.0, 1350.0, 2800.0, 6500.0, 15000.0] | 0 | 0
Siemens NH-2-425 | Siemens NH-2-425 | 425 | [4800.0, 120.0, 7.0, 0.1, 0.004] | 0 | 0 | [850.0, 1500.0, 3050.0, 7500.0, 16500.0] | 0 | 0
Siemens NH-2-630 | Siemens NH-2-630 | 630 | [4800.0, 120.0, 7.0, 0.1, 0.004] | 0 | 0 | [1200.0, 2000.0, 4800.0, 12000.0, 26000.0] | 0 | 0

## res_bus
| vm_pu | va_degree | p_mw | q_mvar
0 | 0.97121 | -0.55528 | 0.0025646 | 0.00064275
1 | 0.97098 | -0.55973 | 0.0029809 | 0.00074708
2 | 0.97146 | -0.55035 | 0.0016748 | 0.00041974
3 | 0.97086 | -0.56209 | 0.0020057 | 0.00050267
4 | 0.97185 | -0.54264 | 0 | 0
5 | 1 | 0 | -0.24643 | -0.06323
6 | 0.99697 | -0.057064 | 0.0068115 | 0.0017071
7 | 0.99396 | -0.11402 | 0.0026496 | 0.00066404
8 | 0.97084 | -0.56265 | 0.0035488 | 0.00088942
9 | 0.97198 | -0.54007 | 0.0035036 | 0.00087808
10 | 0.97241 | -0.53152 | 0.0021931 | 0.00054964
11 | 0.97594 | -0.46236 | 0.0036896 | 0.0009247
12 | 0.97596 | -0.46193 | 0.0017774 | 0.00044546
13 | 0.97606 | -0.45993 | 0.0024645 | 0.00061767
14 | 0.97619 | -0.45733 | 0 | 0
15 | 0.97544 | -0.47209 | 0.0016993 | 0.00042589
16 | 0.97635 | -0.45418 | 0 | 0
17 | 0.97137 | -0.55225 | 0.0033887 | 0.00084929
18 | 0.97111 | -0.55755 | 0.0031414 | 0.00078732
19 | 0.97142 | -0.55128 | 0.0022389 | 0.00056112
20 | 0.97098 | -0.56015 | 0.0023369 | 0.00058567
21 | 0.97166 | -0.54662 | 0 | 0
22 | 0.97094 | -0.56075 | 0.0018991 | 0.00047595
23 | 0.97153 | -0.54908 | 0.0024704 | 0.00061914
24 | 0.97213 | -0.53731 | 0.0030066 | 0.00075353
25 | 0.97133 | -0.55314 | 0.0025636 | 0.0006425
26 | 0.97248 | -0.53044 | 0.0029778 | 0.00074632
27 | 0.97123 | -0.55508 | 0.0010352 | 0.00025944
28 | 0.97124 | -0.55494 | 0.0012537 | 0.00031421
29 | 0.97119 | -0.55591 | 0 | 0
30 | 0.97115 | -0.55675 | 0.00057327 | 0.00014367
31 | 0.97111 | -0.55743 | 0.0023221 | 0.00058197
32 | 0.97111 | -0.55749 | 0.0017905 | 0.00044873
33 | 0.97111 | -0.55746 | 0.00088698 | 0.0002223
34 | 0.97521 | -0.47636 | 0.0017684 | 0.00044321
35 | 0.97526 | -0.47549 | 0.0019487 | 0.00048838
36 | 0.97484 | -0.48377 | 0.0020466 | 0.00051293
37 | 0.97567 | -0.46726 | 0.0021677 | 0.00054327
38 | 0.97483 | -0.48389 | 0.0023002 | 0.00057649
39 | 0.97567 | -0.46725 | 0.0017255 | 0.00043245
40 | 0.97456 | -0.48922 | 0.0022666 | 0.00056806
41 | 0.97599 | -0.46096 | 0.0036027 | 0.00090292
42 | 0.97453 | -0.48974 | 0.0017314 | 0.00043393
43 | 0.9896 | -0.19742 | 0.00072595 | 0.00018194
44 | 0.98963 | -0.19689 | 0.0014573 | 0.00036525
45 | 0.98959 | -0.19761 | 0.00047584 | 0.00011926
46 | 0.9897 | -0.19549 | 0.00027048 | 6.7789e-05
47 | 0.98953 | -0.19881 | 0.00094279 | 0.00023629
48 | 0.98984 | -0.19278 | 0 | 0
49 | 0.98952 | -0.19894 | 0.00086583 | 0.000217
50 | 0.98421 | -0.30128 | 0.00033651 | 8.4337e-05
51 | 0.98422 | -0.30113 | 0.00056552 | 0.00014173
52 | 0.99088 | -0.17286 | 0.0018952 | 0.00047499
53 | 0.98851 | -0.2182 | 0 | 0
54 | 0.98423 | -0.30087 | 0.0023676 | 0.00059337
55 | 0.9837 | -0.31118 | 0.0057166 | 0.0014327
56 | 0.98506 | -0.28463 | 0.0017836 | 0.00044701
57 | 0.98284 | -0.32765 | 0.0044065 | 0.0011044
58 | 0.98662 | -0.25453 | 0.0017018 | 0.00042651
59 | 0.98292 | -0.32655 | 0.0018867 | 0.00047286
60 | 0.9923 | -0.14566 | 0.0014439 | 0.00036187
61 | 0.98821 | -0.22404 | 0.0011008 | 0.00027589
62 | 0.97438 | -0.49273 | 0.0016454 | 0.00041238
63 | 0.98237 | -0.33679 | 0.00052733 | 0.00013216
64 | 0.97546 | -0.4718 | 0.0018304 | 0.00045875
65 | 0.97537 | -0.47351 | 0.0036388 | 0.00091198
66 | 0.97571 | -0.46692 | 0 | 0
67 | 0.97532 | -0.47448 | 0.0035951 | 0.00090102
68 | 0.97564 | -0.46817 | 0 | 0
69 | 0.97602 | -0.46065 | 0.0017411 | 0.00043635
70 | 0.9756 | -0.46895 | 0.0027318 | 0.00068466
71 | 0.97608 | -0.45948 | 0.0035894 | 0.00089959
72 | 0.98275 | -0.32986 | 0 | 0
73 | 0.98265 | -0.33169 | 0.002766 | 0.00069323
74 | 0.98256 | -0.33343 | 0 | 0
75 | 0.98258 | -0.33316 | 0.004948 | 0.0012401
76 | 0.98223 | -0.33997 | 0.0070256 | 0.0017608
77 | 0.99584 | -0.078524 | 0 | 0
78 | 0.98269 | -0.33024 | 0.0024275 | 0.00060838
79 | 0.9824 | -0.3359 | 0.0032633 | 0.00081785
80 | 0.9829 | -0.32616 | 0 | 0
81 | 0.98211 | -0.34164 | 0.0019829 | 0.00049697
82 | 0.98007 | -0.38126 | 0.0018793 | 0.000471
83 | 0.98415 | -0.30199 | 0.0011817 | 0.00029616
84 | 0.98186 | -0.34652 | 0.0022829 | 0.00057215
85 | 0.97847 | -0.41241 | 0.0020165 | 0.00050537
86 | 0.98487 | -0.28801 | 0 | 0
87 | 0.97285 | -0.52288 | 0.0026174 | 0.00065599
88 | 0.97225 | -0.53464 | 0.003554 | 0.00089072
89 | 0.97307 | -0.51839 | 0.0025866 | 0.00064826
90 | 0.97436 | -0.49315 | 0.0020259 | 0.00050774
91 | 0.97434 | -0.49359 | 0.0052253 | 0.0013096
92 | 0.97618 | -0.45738 | 0.0034092 | 0.00085442
93 | 0.97685 | -0.44417 | 0 | 0
94 | 0.97585 | -0.46379 | 0.0034475 | 0.00086401
95 | 0.98756 | -0.23613 | 0.0011516 | 0.00028862
96 | 0.98853 | -0.21766 | 0.0015703 | 0.00039355
97 | 0.98955 | -0.19808 | 0.0014735 | 0.0003693
98 | 0.98994 | -0.19048 | 0.0020446 | 0.00051242
99 | 0.97508 | -0.47881 | 0 | 0
100 | 0.97492 | -0.482 | 0.0037121 | 0.00093034
101 | 0.97485 | -0.48334 | 0.0056493 | 0.0014158
102 | 0.97451 | -0.49002 | 0.0036154 | 0.00090611
103 | 0.97384 | -0.50327 | 0 | 0
104 | 0.99239 | -0.1439 | 0.001946 | 0.0004877
105 | 0.99344 | -0.12383 | 0 | 0
106 | 0.98184 | -0.34695 | 0.0035102 | 0.00087973
107 | 0.98176 | -0.34851 | 0.0054246 | 0.0013595
108 | 0.98072 | -0.36881 | 0.0035094 | 0.00087953
109 | 0.98075 | -0.3682 | 0 | 0
110 | 0.97922 | -0.39809 | 0.0027438 | 0.00068766
111 | 0.97846 | -0.41296 | 0.0016967 | 0.00042523
112 | 0.97424 | -0.49571 | 0 | 0
113 | 0.97283 | -0.52345 | 0.0025943 | 0.00065019
114 | 0.97415 | -0.49737 | 0.0019391 | 0.00048599
115 | 0.97416 | -0.4973 | 0.0017563 | 0.00044018
116 | 0.97413 | -0.4978 | 0.0019556 | 0.00049012
117 | 0.97409 | -0.49858 | 0.00361 | 0.00090475
118 | 0.97412 | -0.49798 | 0.0010651 | 0.00026694
119 | 0.99998 | 149.9956 | 0 | 0

## res_line
| p_from_mw | q_from_mvar | p_to_mw | q_to_mvar | pl_mw | ql_mvar | i_from_ka | i_to_ka | i_ka | vm_from_pu | va_from_degree | vm_to_pu | va_to_degree | loading_percent
0 | 0.0085379 | 0.00214 | -0.0085361 | -0.0021392 | 1.8119e-06 | 8.1031e-07 | 0.013081 | 0.013081 | 0.013081 | 0.97121 | -0.55528 | 0.97098 | -0.55973 | 3.5938
1 | -0.011103 | -0.0027828 | 0.011105 | 0.0027842 | 2.6098e-06 | 1.3726e-06 | 0.017011 | 0.01701 | 0.017011 | 0.97121 | -0.55528 | 0.97146 | -0.55035 | 4.6732
2 | 0.0055552 | 0.0013922 | -0.0055546 | -0.001392 | 6.2261e-07 | 1.1516e-07 | 0.0085133 | 0.0085134 | 0.0085134 | 0.97098 | -0.55973 | 0.97086 | -0.56209 | 2.3388
3 | -0.01278 | -0.0032039 | 0.012785 | 0.0032065 | 4.6929e-06 | 2.5989e-06 | 0.019576 | 0.019576 | 0.019576 | 0.97146 | -0.55035 | 0.97185 | -0.54264 | 5.378
4 | 0.0035489 | 0.00088938 | -0.0035488 | -0.00088942 | 9.5456e-08 | -4.5296e-08 | 0.0054393 | 0.0054394 | 0.0054394 | 0.97086 | -0.56209 | 0.97084 | -0.56265 | 1.4943
5 | -0.012785 | -0.0032065 | 0.012786 | 0.0032074 | 1.5673e-06 | 8.6791e-07 | 0.019576 | 0.019576 | 0.019576 | 0.97185 | -0.54264 | 0.97198 | -0.54007 | 5.3779
6 | 0.1321 | 0.03409 | -0.13174 | -0.033857 | 0.0003663 | 0.00023312 | 0.19692 | 0.19692 | 0.19692 | 1 | 0 | 0.99697 | -0.057064 | 27.0496
7 | 0.11267 | 0.02914 | -0.11205 | -0.028744 | 0.00062346 | 0.00039594 | 0.16798 | 0.16798 | 0.16798 | 1 | 0 | 0.99396 | -0.11402 | 23.0746
8 | 0.12492 | 0.03215 | -0.12479 | -0.032067 | 0.00013023 | 8.2831e-05 | 0.18675 | 0.18675 | 0.18675 | 0.99697 | -0.057064 | 0.99584 | -0.078524 | 25.6531
9 | 0.1094 | 0.02808 | -0.10935 | -0.028046 | 5.2103e-05 | 3.3078e-05 | 0.16402 | 0.16402 | 0.16402 | 0.99396 | -0.11402 | 0.99344 | -0.12383 | 22.5298
10 | -0.01629 | -0.0040855 | 0.016296 | 0.0040894 | 6.6452e-06 | 3.8997e-06 | 0.024939 | 0.024939 | 0.024939 | 0.97198 | -0.54007 | 0.97241 | -0.53152 | 6.8515
11 | -0.022044 | -0.0055295 | 0.022053 | 0.005535 | 9.0736e-06 | 5.5432e-06 | 0.033734 | 0.033734 | 0.033734 | 0.97241 | -0.53152 | 0.97285 | -0.52288 | 9.2677
12 | 0.0035545 | 0.00089046 | -0.003554 | -0.00089072 | 5.2873e-07 | -2.5272e-07 | 0.0054391 | 0.0054393 | 0.0054393 | 0.97241 | -0.53152 | 0.97225 | -0.53464 | 1.4943
13 | -0.0036896 | -0.0009247 | 0.0036897 | 0.00092467 | 7.5413e-08 | -3.114e-08 | 0.0056256 | 0.0056256 | 0.0056256 | 0.97594 | -0.46236 | 0.97596 | -0.46193 | 1.5455
14 | -0.0054671 | -0.0013701 | 0.0054676 | 0.0013702 | 5.2074e-07 | 8.3498e-08 | 0.0083355 | 0.0083354 | 0.0083355 | 0.97596 | -0.46193 | 0.97606 | -0.45993 | 2.29
15 | -0.0079321 | -0.0019879 | 0.0079331 | 0.0019883 | 9.8259e-07 | 4.0487e-07 | 0.012093 | 0.012093 | 0.012093 | 0.97606 | -0.45993 | 0.97619 | -0.45733 | 3.3221
16 | 0.046678 | 0.01176 | -0.046645 | -0.011739 | 3.2912e-05 | 2.0847e-05 | 0.071173 | 0.071173 | 0.071173 | 0.97619 | -0.45733 | 0.97544 | -0.47209 | 19.5531
17 | -0.054611 | -0.013749 | 0.054619 | 0.013754 | 8.2392e-06 | 5.2335e-06 | 0.083266 | 0.083266 | 0.083266 | 0.97619 | -0.45733 | 0.97635 | -0.45418 | 22.8752
18 | 0.044945 | 0.011314 | -0.044895 | -0.011281 | 5.0689e-05 | 3.2083e-05 | 0.068581 | 0.068581 | 0.068581 | 0.97544 | -0.47209 | 0.97424 | -0.49571 | 18.841
19 | 0.017138 | 0.004298 | -0.017134 | -0.0042955 | 4.3272e-06 | 2.558e-06 | 0.026121 | 0.026121 | 0.026121 | 0.97635 | -0.45418 | 0.97608 | -0.45948 | 7.1761
20 | -0.071757 | -0.018052 | 0.071899 | 0.018142 | 0.0001416 | 9.0229e-05 | 0.10939 | 0.10939 | 0.10939 | 0.97635 | -0.45418 | 0.97846 | -0.41296 | 30.0513
21 | 0.0073798 | 0.0018494 | -0.0073779 | -0.0018487 | 1.8654e-06 | 7.1216e-07 | 0.011305 | 0.011305 | 0.011305 | 0.97137 | -0.55225 | 0.97111 | -0.55755 | 3.1058
22 | -0.010769 | -0.0026987 | 0.010769 | 0.0026989 | 4.9469e-07 | 2.5659e-07 | 0.016496 | 0.016496 | 0.016496 | 0.97137 | -0.55225 | 0.97142 | -0.55128 | 4.5318
23 | 0.0042365 | 0.0010614 | -0.004236 | -0.0010614 | 5.231e-07 | -7.4715e-08 | 0.0064914 | 0.0064915 | 0.0064915 | 0.97111 | -0.55755 | 0.97098 | -0.56015 | 1.7834
24 | -0.013008 | -0.0032601 | 0.013011 | 0.0032617 | 2.8925e-06 | 1.6106e-06 | 0.019925 | 0.019925 | 0.019925 | 0.97142 | -0.55128 | 0.97166 | -0.54662 | 5.474
25 | 0.0018991 | 0.00047577 | -0.0018991 | -0.00047595 | 5.4348e-08 | -1.7684e-07 | 0.0029103 | 0.0029104 | 0.0029104 | 0.97098 | -0.56015 | 0.97094 | -0.56075 | 0.79956
26 | 0.012901 | 0.0032336 | -0.012899 | -0.0032327 | 1.5151e-06 | 8.4148e-07 | 0.019756 | 0.019756 | 0.019756 | 0.97166 | -0.54662 | 0.97153 | -0.54908 | 5.4276
27 | -0.025911 | -0.0064952 | 0.025923 | 0.0065023 | 1.1492e-05 | 7.1137e-06 | 0.039682 | 0.039681 | 0.039682 | 0.97166 | -0.54662 | 0.97213 | -0.53731 | 10.9015
28 | 0.010429 | 0.0026136 | -0.010427 | -0.0026125 | 2.0163e-06 | 1.0295e-06 | 0.015973 | 0.015973 | 0.015973 | 0.97153 | -0.54908 | 0.97133 | -0.55314 | 4.3881
29 | -0.028929 | -0.0072559 | 0.028939 | 0.0072618 | 9.4737e-06 | 5.9034e-06 | 0.044284 | 0.044284 | 0.044284 | 0.97213 | -0.53731 | 0.97248 | -0.53044 | 12.1658
30 | 0.007863 | 0.00197 | -0.0078623 | -0.0019698 | 6.7538e-07 | 2.7861e-07 | 0.012045 | 0.012045 | 0.012045 | 0.97133 | -0.55314 | 0.97124 | -0.55494 | 3.3092
31 | -0.031917 | -0.0080081 | 0.031927 | 0.0080148 | 1.0649e-05 | 6.6677e-06 | 0.04884 | 0.04884 | 0.04884 | 0.97248 | -0.53044 | 0.97283 | -0.52345 | 13.4176
32 | -0.0066086 | -0.0016555 | 0.0066086 | 0.0016556 | 4.1812e-08 | 1.3299e-08 | 0.010125 | 0.010125 | 0.010125 | 0.97123 | -0.55508 | 0.97124 | -0.55494 | 2.7815
33 | 0.0055734 | 0.0013961 | -0.0055732 | -0.0013961 | 2.2038e-07 | 4.1297e-08 | 0.0085387 | 0.0085387 | 0.0085387 | 0.97123 | -0.55508 | 0.97119 | -0.55591 | 2.3458
34 | 0.0023639 | 0.00059199 | -0.0023638 | -0.00059217 | 9.5074e-08 | -1.7832e-07 | 0.0036217 | 0.0036218 | 0.0036218 | 0.97119 | -0.55591 | 0.97115 | -0.55675 | 0.99499
35 | 0.0032093 | 0.00080407 | -0.0032091 | -0.00080424 | 2.3214e-07 | -1.6823e-07 | 0.0049171 | 0.0049172 | 0.0049172 | 0.97119 | -0.55591 | 0.97111 | -0.55743 | 1.3509
36 | 0.0017905 | 0.00044849 | -0.0017905 | -0.00044873 | 6.2795e-08 | -2.3509e-07 | 0.0027434 | 0.0027435 | 0.0027435 | 0.97115 | -0.55675 | 0.97111 | -0.55749 | 0.7537
37 | 0.00088698 | 0.00022227 | -0.00088698 | -0.0002223 | 1.5898e-09 | -2.7379e-08 | 0.0013591 | 0.0013591 | 0.0013591 | 0.97111 | -0.55743 | 0.97111 | -0.55746 | 0.37338
38 | -0.019021 | -0.0047706 | 0.019022 | 0.004771 | 7.9217e-07 | 4.757e-07 | 0.029024 | 0.029024 | 0.029024 | 0.97521 | -0.47636 | 0.97526 | -0.47549 | 7.9737
39 | 0.017253 | 0.0043274 | -0.017247 | -0.0043238 | 6.0891e-06 | 3.6048e-06 | 0.026326 | 0.026326 | 0.026326 | 0.97521 | -0.47636 | 0.97484 | -0.48377 | 7.2324
40 | -0.020971 | -0.0052594 | 0.020979 | 0.0052644 | 8.2306e-06 | 4.9999e-06 | 0.031997 | 0.031997 | 0.031997 | 0.97526 | -0.47549 | 0.97567 | -0.46726 | 8.7905
41 | 0.0152 | 0.0038108 | -0.0152 | -0.0038108 | 9.0202e-08 | 5.2159e-08 | 0.023202 | 0.023202 | 0.023202 | 0.97484 | -0.48377 | 0.97483 | -0.48389 | 6.3742
42 | -0.023146 | -0.0058077 | 0.023146 | 0.0058077 | 6.0648e-09 | 3.7191e-09 | 0.035303 | 0.035303 | 0.035303 | 0.97567 | -0.46726 | 0.97567 | -0.46725 | 9.6987
43 | 0.0129 | 0.0032343 | -0.012896 | -0.0032325 | 3.2723e-06 | 1.8137e-06 | 0.019691 | 0.019691 | 0.019691 | 0.97483 | -0.48389 | 0.97456 | -0.48922 | 5.4096
44 | -0.024872 | -0.0062401 | 0.024879 | 0.0062448 | 7.4622e-06 | 4.6031e-06 | 0.037935 | 0.037935 | 0.037935 | 0.97567 | -0.46725 | 0.97599 | -0.46096 | 10.4217
45 | 0.01063 | 0.0026644 | -0.010629 | -0.0026643 | 2.6548e-07 | 1.3642e-07 | 0.01623 | 0.01623 | 0.01623 | 0.97456 | -0.48922 | 0.97453 | -0.48974 | 4.4589
46 | -0.028482 | -0.0071477 | 0.028487 | 0.0071507 | 4.8613e-06 | 3.0253e-06 | 0.043428 | 0.043428 | 0.043428 | 0.97599 | -0.46096 | 0.97618 | -0.45738 | 11.9307
47 | 0.0088981 | 0.0022303 | -0.0088968 | -0.0022298 | 1.2675e-06 | 5.8312e-07 | 0.013587 | 0.013587 | 0.013587 | 0.97453 | -0.48974 | 0.97438 | -0.49273 | 3.7326
48 | -0.0030105 | -0.00075391 | 0.0030106 | 0.00075383 | 7.5693e-08 | -7.8124e-08 | 0.0045266 | 0.0045266 | 0.0045266 | 0.9896 | -0.19742 | 0.98963 | -0.19689 | 1.2436
49 | 0.0022846 | 0.00057197 | -0.0022846 | -0.00057202 | 2.1208e-08 | -4.8005e-08 | 0.003435 | 0.0034351 | 0.0034351 | 0.9896 | -0.19742 | 0.98959 | -0.19761 | 0.9437
50 | -0.004468 | -0.0011191 | 0.0044683 | 0.001119 | 2.9754e-07 | -3.5488e-08 | 0.0067179 | 0.0067178 | 0.0067179 | 0.98963 | -0.19689 | 0.9897 | -0.19549 | 1.8456
51 | 0.0018087 | 0.00045276 | -0.0018086 | -0.00045317 | 1.03e-07 | -4.1116e-07 | 0.0027195 | 0.0027197 | 0.0027197 | 0.98959 | -0.19761 | 0.98953 | -0.19881 | 0.74717
52 | -0.0047387 | -0.0011868 | 0.0047394 | 0.0011868 | 6.1123e-07 | -2.1533e-08 | 0.0071244 | 0.0071243 | 0.0071244 | 0.9897 | -0.19549 | 0.98984 | -0.19278 | 1.9573
53 | 0.00086584 | 0.00021689 | -0.00086583 | -0.000217 | 5.6055e-09 | -1.0968e-07 | 0.001302 | 0.001302 | 0.001302 | 0.98953 | -0.19881 | 0.98952 | -0.19894 | 0.3577
54 | -0.12077 | -0.030794 | 0.12089 | 0.030868 | 0.00011629 | 7.4306e-05 | 0.18174 | 0.18174 | 0.18174 | 0.98984 | -0.19278 | 0.99088 | -0.17286 | 49.9296
55 | 0.11603 | 0.029607 | -0.11589 | -0.029516 | 0.0001423 | 9.0914e-05 | 0.17462 | 0.17462 | 0.17462 | 0.98984 | -0.19278 | 0.98851 | -0.2182 | 47.9724
56 | -0.00033651 | -8.4337e-05 | 0.00033651 | 8.4012e-05 | 2.4973e-09 | -3.2543e-07 | 0.00050877 | 0.00050865 | 0.00050877 | 0.98421 | -0.30128 | 0.98422 | -0.30113 | 0.13977
57 | -0.00090203 | -0.00022574 | 0.00090204 | 0.00022555 | 1.1006e-08 | -1.9355e-07 | 0.0013636 | 0.0013636 | 0.0013636 | 0.98422 | -0.30113 | 0.98423 | -0.30087 | 0.37463
58 | -0.12278 | -0.031343 | 0.12295 | 0.031446 | 0.00016161 | 0.00010327 | 0.18459 | 0.18459 | 0.18459 | 0.99088 | -0.17286 | 0.9923 | -0.14566 | 50.7115
59 | 0.11589 | 0.029516 | -0.11586 | -0.029495 | 3.2612e-05 | 2.0835e-05 | 0.17462 | 0.17462 | 0.17462 | 0.98851 | -0.2182 | 0.98821 | -0.22404 | 47.9724
60 | 0.022373 | 0.0056163 | -0.022362 | -0.0056096 | 1.0996e-05 | 6.712e-06 | 0.033828 | 0.033828 | 0.033828 | 0.98423 | -0.30087 | 0.9837 | -0.31118 | 9.2934
61 | -0.025643 | -0.0064352 | 0.025662 | 0.0064475 | 1.9868e-05 | 1.2267e-05 | 0.038771 | 0.038771 | 0.038771 | 0.98423 | -0.30087 | 0.98506 | -0.28463 | 10.6514
62 | 0.016645 | 0.0041769 | -0.016633 | -0.0041697 | 1.2191e-05 | 7.1518e-06 | 0.025181 | 0.025181 | 0.025181 | 0.9837 | -0.31118 | 0.98292 | -0.32655 | 6.9178
63 | 0.085277 | 0.021686 | -0.085101 | -0.021574 | 0.00017632 | 0.00011249 | 0.12893 | 0.12893 | 0.12893 | 0.98506 | -0.28463 | 0.98284 | -0.32765 | 35.4205
64 | -0.11272 | -0.028581 | 0.11289 | 0.028685 | 0.00016335 | 0.00010435 | 0.1704 | 0.1704 | 0.1704 | 0.98506 | -0.28463 | 0.98662 | -0.25453 | 46.812
65 | 0.080694 | 0.020469 | -0.080659 | -0.020447 | 3.5467e-05 | 2.2619e-05 | 0.12226 | 0.12226 | 0.12226 | 0.98284 | -0.32765 | 0.98237 | -0.33679 | 33.5877
66 | -0.11459 | -0.029112 | 0.11476 | 0.029219 | 0.00016849 | 0.00010764 | 0.17296 | 0.17296 | 0.17296 | 0.98662 | -0.25453 | 0.98821 | -0.22404 | 47.5171
67 | 0.014746 | 0.0036969 | -0.014744 | -0.0036955 | 2.3227e-06 | 1.329e-06 | 0.022325 | 0.022325 | 0.022325 | 0.98292 | -0.32655 | 0.98275 | -0.32986 | 6.1332
68 | -0.12439 | -0.031808 | 0.12479 | 0.032067 | 0.00040549 | 0.00025911 | 0.18675 | 0.18675 | 0.18675 | 0.9923 | -0.14566 | 0.99584 | -0.078524 | 51.3063
69 | 0.0072514 | 0.0018174 | -0.0072513 | -0.0018173 | 1.4522e-07 | 5.3608e-08 | 0.011074 | 0.011074 | 0.011074 | 0.97438 | -0.49273 | 0.97436 | -0.49315 | 3.0423
70 | 0.080132 | 0.020315 | -0.080011 | -0.020238 | 0.00012076 | 7.7008e-05 | 0.12146 | 0.12146 | 0.12146 | 0.98237 | -0.33679 | 0.98075 | -0.3682 | 33.3683
71 | 0.0072347 | 0.0018131 | -0.0072341 | -0.0018129 | 5.8785e-07 | 2.1557e-07 | 0.011036 | 0.011036 | 0.011036 | 0.97546 | -0.4718 | 0.97537 | -0.47351 | 3.0319
72 | -0.0090652 | -0.0022719 | 0.0090673 | 0.0022729 | 2.1098e-06 | 9.8291e-07 | 0.013828 | 0.013828 | 0.013828 | 0.97546 | -0.4718 | 0.97571 | -0.46692 | 3.799
73 | 0.0035953 | 0.00090095 | -0.0035951 | -0.00090102 | 1.6651e-07 | -7.7633e-08 | 0.0054849 | 0.005485 | 0.005485 | 0.97537 | -0.47351 | 0.97532 | -0.47448 | 1.5069
74 | 0.0027321 | 0.00068432 | -0.0027319 | -0.00068453 | 1.6347e-07 | -2.0897e-07 | 0.0041665 | 0.0041666 | 0.0041666 | 0.97571 | -0.46692 | 0.97564 | -0.46817 | 1.1447
75 | -0.011799 | -0.0029572 | 0.011803 | 0.0029591 | 3.5245e-06 | 1.8931e-06 | 0.017995 | 0.017995 | 0.017995 | 0.97571 | -0.46692 | 0.97602 | -0.46065 | 4.9436
76 | 0.0027319 | 0.00068453 | -0.0027318 | -0.00068466 | 1.0079e-07 | -1.2882e-07 | 0.0041666 | 0.0041667 | 0.0041667 | 0.97564 | -0.46817 | 0.9756 | -0.46895 | 1.1447
77 | -0.013544 | -0.0033954 | 0.013545 | 0.0033959 | 7.5479e-07 | 4.2407e-07 | 0.020649 | 0.020649 | 0.020649 | 0.97602 | -0.46065 | 0.97608 | -0.45948 | 5.6728
78 | 0.0077151 | 0.0019336 | -0.0077144 | -0.0019333 | 6.7505e-07 | 2.6491e-07 | 0.011682 | 0.011682 | 0.011682 | 0.98275 | -0.32986 | 0.98265 | -0.33169 | 3.2093
79 | 0.007029 | 0.0017619 | -0.0070278 | -0.0017615 | 1.1955e-06 | 4.0858e-07 | 0.010643 | 0.010643 | 0.010643 | 0.98275 | -0.32986 | 0.98256 | -0.33343 | 2.9239
80 | 0.0049484 | 0.0012401 | -0.004948 | -0.0012401 | 3.4541e-07 | 1.3266e-08 | 0.0074932 | 0.0074933 | 0.0074933 | 0.98265 | -0.33169 | 0.98258 | -0.33316 | 2.0586
81 | 0.0070278 | 0.0017615 | -0.0070256 | -0.0017608 | 2.1923e-06 | 7.4961e-07 | 0.010643 | 0.010643 | 0.010643 | 0.98256 | -0.33343 | 0.98223 | -0.33997 | 2.924
82 | 0.016475 | 0.0041323 | -0.016471 | -0.0041297 | 4.4408e-06 | 2.6011e-06 | 0.024948 | 0.024948 | 0.024948 | 0.98269 | -0.33024 | 0.9824 | -0.3359 | 6.8539
83 | -0.018903 | -0.0047407 | 0.018906 | 0.0047429 | 3.6813e-06 | 2.2042e-06 | 0.028624 | 0.028624 | 0.028624 | 0.98269 | -0.33024 | 0.9829 | -0.32616 | 7.8637
84 | 0.013207 | 0.0033119 | -0.013204 | -0.0033099 | 3.6147e-06 | 2.0085e-06 | 0.020005 | 0.020006 | 0.020006 | 0.9824 | -0.3359 | 0.98211 | -0.34164 | 5.496
85 | 0.080067 | 0.020314 | -0.079855 | -0.020179 | 0.00021157 | 0.00013492 | 0.1213 | 0.1213 | 0.1213 | 0.9829 | -0.32616 | 0.98007 | -0.38126 | 33.3248
86 | -0.098973 | -0.025057 | 0.099088 | 0.02513 | 0.00011499 | 7.3419e-05 | 0.14993 | 0.14993 | 0.14993 | 0.9829 | -0.32616 | 0.98415 | -0.30199 | 41.1884
87 | 0.011221 | 0.0028129 | -0.011218 | -0.0028115 | 2.6071e-06 | 1.3642e-06 | 0.017001 | 0.017001 | 0.017001 | 0.98211 | -0.34164 | 0.98186 | -0.34652 | 4.6707
88 | 0.077976 | 0.019708 | -0.07786 | -0.019634 | 0.00011624 | 7.4116e-05 | 0.11845 | 0.11845 | 0.11845 | 0.98007 | -0.38126 | 0.97847 | -0.41241 | 32.541
89 | -0.10027 | -0.025426 | 0.10034 | 0.025469 | 6.7444e-05 | 4.3065e-05 | 0.15171 | 0.15171 | 0.15171 | 0.98415 | -0.30199 | 0.98487 | -0.28801 | 41.6792
90 | 0.0089353 | 0.0022394 | -0.0089351 | -0.0022393 | 1.8418e-07 | 8.4e-08 | 0.013541 | 0.013542 | 0.013542 | 0.98186 | -0.34652 | 0.98184 | -0.34695 | 3.7202
91 | 0.075843 | 0.019128 | -0.075728 | -0.019055 | 0.00011512 | 7.339e-05 | 0.11538 | 0.11538 | 0.11538 | 0.97847 | -0.41241 | 0.97685 | -0.44417 | 31.6985
92 | -0.10034 | -0.025469 | 0.10059 | 0.02563 | 0.0002511 | 0.00016034 | 0.15171 | 0.15171 | 0.15171 | 0.98487 | -0.28801 | 0.98756 | -0.23613 | 41.6792
93 | -0.024671 | -0.006191 | 0.024676 | 0.0061943 | 5.2875e-06 | 3.261e-06 | 0.037738 | 0.037738 | 0.037738 | 0.97285 | -0.52288 | 0.97307 | -0.51839 | 10.3675
94 | -0.027262 | -0.0068425 | 0.027282 | 0.0068547 | 1.9672e-05 | 1.2215e-05 | 0.041693 | 0.041693 | 0.041693 | 0.97307 | -0.51839 | 0.97384 | -0.50327 | 11.4541
95 | 0.0052254 | 0.0013096 | -0.0052253 | -0.0013096 | 1.0961e-07 | 1.2983e-08 | 0.00798 | 0.00798 | 0.00798 | 0.97436 | -0.49315 | 0.97434 | -0.49359 | 2.1923
96 | -0.031896 | -0.0080051 | 0.031916 | 0.0080177 | 2.0118e-05 | 1.2592e-05 | 0.048624 | 0.048624 | 0.048624 | 0.97618 | -0.45738 | 0.97685 | -0.44417 | 13.3583
97 | 0.043812 | 0.011037 | -0.043771 | -0.011011 | 4.1069e-05 | 2.5977e-05 | 0.066758 | 0.066759 | 0.066759 | 0.97685 | -0.44417 | 0.97585 | -0.46379 | 18.3403
98 | 0.040323 | 0.010147 | -0.040295 | -0.010129 | 2.8927e-05 | 1.8258e-05 | 0.061502 | 0.061502 | 0.061502 | 0.97585 | -0.46379 | 0.97508 | -0.47881 | 16.8961
99 | -0.10174 | -0.025918 | 0.10183 | 0.025976 | 9.073e-05 | 5.7936e-05 | 0.15345 | 0.15345 | 0.15345 | 0.98756 | -0.23613 | 0.98853 | -0.21766 | 42.1559
100 | -0.1034 | -0.02637 | 0.1035 | 0.026432 | 9.7852e-05 | 6.2074e-05 | 0.15581 | 0.15581 | 0.15581 | 0.98853 | -0.21766 | 0.98955 | -0.19808 | 21.4026
101 | -0.10497 | -0.026801 | 0.10501 | 0.026825 | 3.86e-05 | 2.4492e-05 | 0.15803 | 0.15803 | 0.15803 | 0.98955 | -0.19808 | 0.98994 | -0.19048 | 21.707
102 | -0.10706 | -0.027338 | 0.1073 | 0.027491 | 0.0002416 | 0.00015334 | 0.1611 | 0.1611 | 0.1611 | 0.98994 | -0.19048 | 0.99239 | -0.1439 | 22.1291
103 | 0.030931 | 0.0077819 | -0.030915 | -0.0077716 | 1.6555e-05 | 1.0348e-05 | 0.047213 | 0.047213 | 0.047213 | 0.97508 | -0.47881 | 0.97451 | -0.49002 | 12.9707
104 | 0.0093632 | 0.0023469 | -0.0093618 | -0.0023463 | 1.4217e-06 | 6.783e-07 | 0.014289 | 0.014289 | 0.014289 | 0.97508 | -0.47881 | 0.97492 | -0.482 | 3.9255
105 | 0.0056497 | 0.0014159 | -0.0056493 | -0.0014158 | 3.6192e-07 | 6.9791e-08 | 0.008623 | 0.0086231 | 0.0086231 | 0.97492 | -0.482 | 0.97485 | -0.48334 | 2.369
106 | 0.027299 | 0.0068655 | -0.027282 | -0.0068547 | 1.7271e-05 | 1.0724e-05 | 0.041693 | 0.041693 | 0.041693 | 0.97451 | -0.49002 | 0.97384 | -0.50327 | 11.4541
107 | -0.10924 | -0.027979 | 0.10935 | 0.028046 | 0.00010632 | 6.7501e-05 | 0.16402 | 0.16402 | 0.16402 | 0.99239 | -0.1439 | 0.99344 | -0.12383 | 22.5298
108 | 0.005425 | 0.0013596 | -0.0054246 | -0.0013595 | 4.0222e-07 | 5.6762e-08 | 0.0082217 | 0.0082218 | 0.0082218 | 0.98184 | -0.34695 | 0.98176 | -0.34851 | 2.2587
109 | -0.0035094 | -0.00087953 | 0.0035095 | 0.00087947 | 1.025e-07 | -5.6056e-08 | 0.0053247 | 0.0053246 | 0.0053247 | 0.98072 | -0.36881 | 0.98075 | -0.3682 | 1.4628
110 | 0.076501 | 0.019358 | -0.076392 | -0.019288 | 0.00010957 | 6.9849e-05 | 0.11614 | 0.11614 | 0.11614 | 0.98075 | -0.3682 | 0.97922 | -0.39809 | 31.9056
111 | 0.073648 | 0.018601 | -0.073596 | -0.018567 | 5.2457e-05 | 3.3432e-05 | 0.11197 | 0.11197 | 0.11197 | 0.97922 | -0.39809 | 0.97846 | -0.41296 | 30.7601
112 | 0.0049603 | 0.0012429 | -0.0049599 | -0.0012429 | 3.9184e-07 | 2.4111e-08 | 0.0075761 | 0.0075761 | 0.0075761 | 0.97424 | -0.49571 | 0.97415 | -0.49737 | 2.0814
113 | 0.0053669 | 0.0013449 | -0.0053665 | -0.0013448 | 4.0577e-07 | 5.9191e-08 | 0.0081972 | 0.0081973 | 0.0081973 | 0.97424 | -0.49571 | 0.97416 | -0.4973 | 2.252
114 | 0.034567 | 0.0086937 | -0.034522 | -0.008665 | 4.5734e-05 | 2.8726e-05 | 0.052808 | 0.052808 | 0.052808 | 0.97424 | -0.49571 | 0.97283 | -0.52345 | 14.5077
115 | 0.0030208 | 0.00075689 | -0.0030207 | -0.00075695 | 6.141e-08 | -5.6455e-08 | 0.0046142 | 0.0046142 | 0.0046142 | 0.97415 | -0.49737 | 0.97413 | -0.4978 | 1.2676
116 | 0.0036102 | 0.00090465 | -0.00361 | -0.00090475 | 2.206e-07 | -9.964e-08 | 0.0055145 | 0.0055146 | 0.0055146 | 0.97416 | -0.4973 | 0.97409 | -0.49858 | 1.515
117 | 0.0010651 | 0.00026683 | -0.0010651 | -0.00026694 | 9.5506e-09 | -1.1366e-07 | 0.001627 | 0.001627 | 0.001627 | 0.97413 | -0.4978 | 0.97412 | -0.49798 | 0.44698

## res_trafo
| p_hv_mw | q_hv_mvar | p_lv_mw | q_lv_mvar | pl_mw | ql_mvar | i_hv_ka | i_lv_ka | vm_hv_pu | va_hv_degree | vm_lv_pu | va_lv_degree | loading_percent
0 | -1.2729e-15 | -1.3162e-15 | 0.00165 | 1.2699e-07 | 0.00165 | 1.2699e-07 | 5.2857e-17 | 0.0023815 | 0.99998 | 149.9956 | 1 | 0 | 0.2619

## res_ext_grid
| p_mw | q_mvar
0 | 0.24832 | 0.063704

## res_load
| p_mw | q_mvar
0 | 0.0025646 | 0.00064275
1 | 0.0029809 | 0.00074708
2 | 0.0016748 | 0.00041974
3 | 0.0020057 | 0.00050267
4 | 0.0018909 | 0.0004739
5 | 0.0068115 | 0.0017071
6 | 0.0026496 | 0.00066404
7 | 0.0035488 | 0.00088942
8 | 0.0035036 | 0.00087808
9 | 0.0021931 | 0.00054964
10 | 0.0036896 | 0.0009247
11 | 0.0017774 | 0.00044546
12 | 0.0024645 | 0.00061767
13 | 0.0016993 | 0.00042589
14 | 0.0033887 | 0.00084929
15 | 0.0031414 | 0.00078732
16 | 0.0022389 | 0.00056112
17 | 0.0023369 | 0.00058567
18 | 0.0018991 | 0.00047595
19 | 0.0024704 | 0.00061914
20 | 0.0030066 | 0.00075353
21 | 0.0025636 | 0.0006425
22 | 0.0029778 | 0.00074632
23 | 0.0010352 | 0.00025944
24 | 0.0012537 | 0.00031421
25 | 0.00057327 | 0.00014367
26 | 0.0023221 | 0.00058197
27 | 0.0017905 | 0.00044873
28 | 0.00088698 | 0.0002223
29 | 0.0017684 | 0.00044321
30 | 0.0019487 | 0.00048838
31 | 0.0020466 | 0.00051293
32 | 0.0021677 | 0.00054327
33 | 0.0023002 | 0.00057649
34 | 0.0017255 | 0.00043245
35 | 0.0022666 | 0.00056806
36 | 0.0036027 | 0.00090292
37 | 0.0017314 | 0.00043393
38 | 0.00072595 | 0.00018194
39 | 0.0014573 | 0.00036525
40 | 0.00047584 | 0.00011926
41 | 0.00027048 | 6.7789e-05
42 | 0.00094279 | 0.00023629
43 | 0.00086583 | 0.000217
44 | 0.00033651 | 8.4337e-05
45 | 0.00056552 | 0.00014173
46 | 0.0018952 | 0.00047499
47 | 0.0023676 | 0.00059337
48 | 0.0057166 | 0.0014327
49 | 0.0017836 | 0.00044701
50 | 0.0044065 | 0.0011044
51 | 0.0017018 | 0.00042651
52 | 0.0018867 | 0.00047286
53 | 0.0014439 | 0.00036187
54 | 0.0011008 | 0.00027589
55 | 0.0016454 | 0.00041238
56 | 0.00052733 | 0.00013216
57 | 0.0018304 | 0.00045875
58 | 0.0036388 | 0.00091198
59 | 0.0035951 | 0.00090102
60 | 0.0017411 | 0.00043635
61 | 0.0027318 | 0.00068466
62 | 0.0035894 | 0.00089959
63 | 0.002766 | 0.00069323
64 | 0.004948 | 0.0012401
65 | 0.0070256 | 0.0017608
66 | 0.0024275 | 0.00060838
67 | 0.0032633 | 0.00081785
68 | 0.0019829 | 0.00049697
69 | 0.0018793 | 0.000471
70 | 0.0011817 | 0.00029616
71 | 0.0022829 | 0.00057215
72 | 0.0020165 | 0.00050537
73 | 0.0026174 | 0.00065599
74 | 0.003554 | 0.00089072
75 | 0.0025866 | 0.00064826
76 | 0.0020259 | 0.00050774
77 | 0.0052253 | 0.0013096
78 | 0.0034092 | 0.00085442
79 | 0.0034475 | 0.00086401
80 | 0.0011516 | 0.00028862
81 | 0.0015703 | 0.00039355
82 | 0.0014735 | 0.0003693
83 | 0.0020446 | 0.00051242
84 | 0.0037121 | 0.00093034
85 | 0.0056493 | 0.0014158
86 | 0.0036154 | 0.00090611
87 | 0.001946 | 0.0004877
88 | 0.0035102 | 0.00087973
89 | 0.0054246 | 0.0013595
90 | 0.0035094 | 0.00087953
91 | 0.0027438 | 0.00068766
92 | 0.0016967 | 0.00042523
93 | 0.0025943 | 0.00065019
94 | 0.0019391 | 0.00048599
95 | 0.0017563 | 0.00044018
96 | 0.0019556 | 0.00049012
97 | 0.00361 | 0.00090475
98 | 0.0010651 | 0.00026694

## dtypes
| element | column | dtype
0 | bus | name | object
1 | bus | vn_kv | float64
2 | bus | type | object
3 | bus | zone | object
4 | bus | in_service | bool
5 | load | name | object
6 | load | bus | uint32
7 | load | p_mw | float64
8 | load | q_mvar | float64
9 | load | const_z_percent | float64
10 | load | const_i_percent | float64
11 | load | sn_mva | float64
12 | load | scaling | float64
13 | load | in_service | bool
14 | load | type | object
15 | ext_grid | name | object
16 | ext_grid | bus | uint32
17 | ext_grid | vm_pu | float64
18 | ext_grid | va_degree | float64
19 | ext_grid | slack_weight | float64
20 | ext_grid | in_service | bool
21 | line | name | object
22 | line | std_type | object
23 | line | from_bus | uint32
24 | line | to_bus | uint32
25 | line | length_km | float64
26 | line | r_ohm_per_km | float64
27 | line | x_ohm_per_km | float64
28 | line | c_nf_per_km | float64
29 | line | g_us_per_km | float64
30 | line | max_i_ka | float64
31 | line | df | float64
32 | line | parallel | uint32
33 | line | type | object
34 | line | in_service | bool
35 | trafo | name | object
36 | trafo | std_type | object
37 | trafo | hv_bus | uint32
38 | trafo | lv_bus | uint32
39 | trafo | sn_mva | float64
40 | trafo | vn_hv_kv | float64
41 | trafo | vn_lv_kv | float64
42 | trafo | vk_percent | float64
43 | trafo | vkr_percent | float64
44 | trafo | pfe_kw | float64
45 | trafo | i0_percent | float64
46 | trafo | shift_degree | float64
47 | trafo | tap_side | object
48 | trafo | tap_neutral | int32
49 | trafo | tap_min | int32
50 | trafo | tap_max | int32
51 | trafo | tap_step_percent | float64
52 | trafo | tap_step_degree | float64
53 | trafo | tap_pos | int32
54 | trafo | tap_phase_shifter | bool
55 | trafo | parallel | uint32
56 | trafo | df | float64
57 | trafo | in_service | bool
58 | line_geodata | coords | object
59 | bus_geodata | x | float64
60 | bus_geodata | y | float64
61 | bus_geodata | coords | object
62 | res_bus | vm_pu | float64
63 | res_bus | va_degree | float64
64 | res_bus | p_mw | float64
65 | res_bus | q_mvar | float64
66 | res_line | p_from_mw | float64
67 | res_line | q_from_mvar | float64
68 | res_line | p_to_mw | float64
69 | res_line | q_to_mvar | float64
70 | res_line | pl_mw | float64
71 | res_line | ql_mvar | float64
72 | res_line | i_from_ka | float64
73 | res_line | i_to_ka | float64
74 | res_line | i_ka | float64
75 | res_line | vm_from_pu | float64
76 | res_line | va_from_degree | float64
77 | res_line | vm_to_pu | float64
78 | res_line | va_to_degree | float64
79 | res_line | loading_percent | float64
80 | res_trafo | p_hv_mw | float64
81 | res_trafo | q_hv_mvar | float64
82 | res_trafo | p_lv_mw | float64
83 | res_trafo | q_lv_mvar | float64
84 | res_trafo | pl_mw | float64
85 | res_trafo | ql_mvar | float64
86 | res_trafo | i_hv_ka | float64
87 | res_trafo | i_lv_ka | float64
88 | res_trafo | vm_hv_pu | float64
89 | res_trafo | va_hv_degree | float64
90 | res_trafo | vm_lv_pu | float64
91 | res_trafo | va_lv_degree | float64
92 | res_trafo | loading_percent | float64
93 | res_ext_grid | p_mw | float64
94 | res_ext_grid | q_mvar | float64
95 | res_load | p_mw | float64
96 | res_load | q_mvar | float64

## parameters
| version | format_version | converged | OPF_converged | name | f_hz | sn_mva
0 | 2.14.6 | 2.14.0 | TRUE | FALSE |  | 50 | 1