## bus
| name | vn_kv | type | zone | in_service
0 | bus_LV_2555-3_0_3_node_0 | 0.4 | n |  | TRUE
1 | bus_LV_2555-3_0_3_node_2 | 0.4 | n |  | TRUE
2 | bus_LV_2555-3_0_3_node_3 | 0.4 | n |  | TRUE
3 | bus_LV_2555-3_0_3_node_305 | 0.4 | n |  | TRUE
4 | bus_LV_2555-3_0_3_node_28 | 0.4 | n |  | TRUE
5 | bus_LV_2555-3_0_3_node_4 | 0.4 | n |  | TRUE
6 | bus_LV_2555-3_0_3_node_5 | 0.4 | n |  | TRUE
7 | bus_LV_2555-3_0_3_node_6 | 0.4 | n |  | TRUE
8 | bus_LV_2555-3_0_3_node_7 | 0.4 | n |  | TRUE
9 | bus_LV_2555-3_0_3_node_17 | 0.4 | n |  | TRUE
10 | bus_LV_2555-3_0_3_node_8 | 0.4 | n |  | TRUE
11 | bus_LV_2555-3_0_3_node_9 | 0.4 | n |  | TRUE
12 | bus_LV_2555-3_0_3_node_10 | 0.4 | n |  | TRUE
13 | bus_LV_2555-3_0_3_node_11 | 0.4 | n |  | TRUE
14 | bus_LV_2555-3_0_3_node_12 | 0.4 | n |  | TRUE
15 | bus_LV_2555-3_0_3_node_13 | 0.4 | n |  | TRUE
16 | bus_LV_2555-3_0_3_node_16 | 0.4 | n |  | TRUE
17 | bus_LV_2555-3_0_3_node_14 | 0.4 | n |  | TRUE
18 | bus_LV_2555-3_0_3_node_15 | 0.4 | n |  | TRUE
19 | bus_LV_2555-3_0_3_node_26 | 0.4 | n |  | TRUE
20 | bus_LV_2555-3_0_3_node_18 | 0.4 | n |  | TRUE
21 | bus_LV_2555-3_0_3_node_286 | 0.4 | n |  | TRUE
22 | bus_LV_2555-3_0_3_node_19 | 0.4 | n |  | TRUE
23 | bus_LV_2555-3_0_3_node_20 | 0.4 | n |  | TRUE
24 | bus_LV_2555-3_0_3_node_21 | 0.4 | n |  | TRUE
25 | bus_LV_2555-3_0_3_node_22 | 0.4 | n |  | TRUE
26 | bus_LV_2555-3_0_3_node_23 | 0.4 | n |  | TRUE
27 | bus_LV_2555-3_0_3_node_24 | 0.4 | n |  | TRUE
28 | bus_LV_2555-3_0_3_node_43 | 0.4 | n |  | TRUE
29 | bus_LV_2555-3_0_3_node_25 | 0.4 | n |  | TRUE
30 | bus_LV_2555-3_0_3_node_48 | 0.4 | n |  | TRUE
31 | bus_LV_2555-3_0_3_node_38 | 0.4 | n |  | TRUE
32 | bus_LV_2555-3_0_3_node_41 | 0.4 | n |  | TRUE
33 | bus_LV_2555-3_0_3_node_27 | 0.4 | n |  | TRUE
34 | bus_LV_2555-3_0_3_node_29 | 0.4 | n |  | TRUE
35 | bus_LV_2555-3_0_3_node_30 | 0.4 | n |  | TRUE
36 | bus_LV_2555-3_0_3_node_32 | 0.4 | n |  | TRUE
37 | bus_LV_2555-3_0_3_node_31 | 0.4 | n |  | TRUE
38 | bus_LV_2555-3_0_3_node_33 | 0.4 | n |  | TRUE
39 | bus_LV_2555-3_0_3_node_34 | 0.4 | n |  | TRUE
40 | bus_LV_2555-3_0_3_node_35 | 0.4 | n |  | TRUE
41 | bus_LV_2555-3_0_3_node_36 | 0.4 | n |  | TRUE
42 | bus_LV_2555-3_0_3_node_37 | 0.4 | n |  | TRUE
43 | bus_LV_2555-3_0_3_node_276 | 0.4 | n |  | TRUE
44 | bus_LV_2555-3_0_3_node_45 | 0.4 | n |  | TRUE
45 | bus_LV_2555-3_0_3_node_39 | 0.4 | n |  | TRUE
46 | bus_LV_2555-3_0_3_node_40 | 0.4 | n |  | TRUE
47 | bus_LV_2555-3_0_3_node_42 | 0.4 | n |  | TRUE
48 | bus_LV_2555-3_0_3_node_151 | 0.4 | n |  | TRUE
49 | bus_LV_2555-3_0_3_node_44 | 0.4 | n |  | TRUE
50 | bus_LV_2555-3_0_3_node_46 | 0.4 | n |  | TRUE
51 | bus_LV_2555-3_0_3_node_47 | 0.4 | n |  | TRUE
52 | bus_LV_2555-3_0_3_node_285 | 0.4 | n |  | TRUE
53 | bus_LV_2555-3_0_3_node_49 | 0.4 | n |  | TRUE
54 | bus_LV_2555-3_0_3_node_103 | 0.4 | n |  | TRUE
55 | bus_LV_2555-3_0_3_node_282 | 0.4 | n |  | TRUE
56 | bus_LV_2555-3_0_3_node_50 | 0.4 | n |  | TRUE
57 | bus_LV_2555-3_0_3_node_51 | 0.4 | n |  | TRUE
58 | bus_LV_2555-3_0_3_node_52 | 0.4 | n |  | TRUE
59 | bus_LV_2555-3_0_3_node_53 | 0.4 | n |  | TRUE
60 | bus_LV_2555-3_0_3_node_157 | 0.4 | n |  | TRUE
61 | bus_LV_2555-3_0_3_node_99 | 0.4 | n |  | TRUE
62 | bus_LV_2555-3_0_3_node_94 | 0.4 | n |  | TRUE
63 | bus_LV_2555-3_0_3_node_95 | 0.4 | n |  | TRUE
64 | bus_LV_2555-3_0_3_node_96 | 0.4 | n |  | TRUE
65 | bus_LV_2555-3_0_3_node_97 | 0.4 | n |  | TRUE
66 | bus_LV_2555-3_0_3_node_156 | 0.4 | n |  | TRUE
67 | bus_LV_2555-3_0_3_node_153 | 0.4 | n |  | TRUE
68 | bus_LV_2555-3_0_3_node_166 | 0.4 | n |  | TRUE
69 | bus_LV_2555-3_0_3_node_100 | 0.4 | n |  | TRUE
70 | bus_LV_2555-3_0_3_node_101 | 0.4 | n |  | TRUE
71 | bus_LV_2555-3_0_3_node_102 | 0.4 | n |  | TRUE
72 | bus_LV_2555-3_0_3_node_104 | 0.4 | n |  | TRUE
73 | bus_LV_2555-3_0_3_node_161 | 0.4 | n |  | TRUE
74 | bus_LV_2555-3_0_3_node_152 | 0.4 | n |  | TRUE
75 | bus_LV_2555-3_0_3_node_118 | 0.4 | n |  | TRUE
76 | bus_LV_2555-3_0_3_node_119 | 0.4 | n |  | TRUE
77 | bus_LV_2555-3_0_3_node_262 | 0.4 | n |  | TRUE
78 | bus_LV_2555-3_0_3_node_148 | 0.4 | n |  | TRUE
79 | bus_LV_2555-3_0_3_node_149 | 0.4 | n |  | TRUE
80 | bus_LV_2555-3_0_3_node_150 | 0.4 | n |  | TRUE
81 | bus_LV_2555-3_0_3_node_268 | 0.4 | n |  | TRUE
82 | bus_LV_2555-3_0_3_node_154 | 0.4 | n |  | TRUE
83 | bus_LV_2555-3_0_3_node_155 | 0.4 | n |  | TRUE
84 | bus_LV_2555-3_0_3_node_158 | 0.4 | n |  | TRUE
85 | bus_LV_2555-3_0_3_node_159 | 0.4 | n |  | TRUE
86 | bus_LV_2555-3_0_3_node_160 | 0.4 | n |  | TRUE
87 | bus_LV_2555-3_0_3_node_163 | 0.4 | n |  | TRUE
88 | bus_LV_2555-3_0_3_node_164 | 0.4 | n |  | TRUE
89 | bus_LV_2555-3_0_3_node_256 | 0.4 | n |  | TRUE
90 | bus_LV_2555-3_0_3_node_257 | 0.4 | n |  | TRUE
91 | bus_LV_2555-3_0_3_node_258 | 0.4 | n |  | TRUE
92 | bus_LV_2555-3_0_3_node_259 | 0.4 | n |  | TRUE
93 | bus_LV_2555-3_0_3_node_260 | 0.4 | n |  | TRUE
94 | bus_LV_2555-3_0_3_node_261 | 0.4 | n |  | TRUE
95 | bus_LV_2555-3_0_3_node_263 | 0.4 | n |  | TRUE
96 | bus_LV_2555-3_0_3_node_301 | 0.4 | n |  | TRUE
97 | bus_LV_2555-3_0_3_node_264 | 0.4 | n |  | TRUE
98 | bus_LV_2555-3_0_3_node_265 | 0.4 | n |  | TRUE
99 | bus_LV_2555-3_0_3_node_274 | 0.4 | n |  | TRUE
100 | bus_LV_2555-3_0_3_node_266 | 0.4 | n |  | TRUE
101 | bus_LV_2555-3_0_3_node_267 | 0.4 | n |  | TRUE
102 | bus_LV_2555-3_0_3_node_269 | 0.4 | n |  | TRUE
103 | bus_LV_2555-3_0_3_node_270 | 0.4 | n |  | TRUE
104 | bus_LV_2555-3_0_3_node_271 | 0.4 | n |  | TRUE
105 | bus_LV_2555-3_0_3_node_300 | 0.4 | n |  | TRUE
106 | bus_LV_2555-3_0_3_node_272 | 0.4 | n |  | TRUE
107 | bus_LV_2555-3_0_3_node_273 | 0.4 | n |  | TRUE
108 | bus_LV_2555-3_0_3_node_277 | 0.4 | n |  | TRUE
109 | bus_LV_2555-3_0_3_node_278 | 0.4 | n |  | TRUE
110 | bus_LV_2555-3_0_3_node_290 | 0.4 | n |  | TRUE
111 | bus_LV_2555-3_0_3_node_279 | 0.4 | n |  | TRUE
112 | bus_LV_2555-3_0_3_node_280 | 0.4 | n |  | TRUE
113 | bus_LV_2555-3_0_3_node_281 | 0.4 | n |  | TRUE
114 | bus_LV_2555-3_0_3_node_283 | 0.4 | n |  | TRUE
115 | bus_LV_2555-3_0_3_node_284 | 0.4 | n |  | TRUE
116 | bus_LV_2555-3_0_3_node_287 | 0.4 | n |  | TRUE
117 | bus_LV_2555-3_0_3_node_288 | 0.4 | n |  | TRUE
118 | bus_LV_2555-3_0_3_node_294 | 0.4 | n |  | TRUE
119 | bus_LV_2555-3_0_3_node_291 | 0.4 | n |  | TRUE
120 | bus_LV_2555-3_0_3_node_292 | 0.4 | n |  | TRUE
121 | bus_LV_2555-3_0_3_node_296 | 0.4 | n |  | TRUE
122 | bus_MV_395_0_node_4 | 20 | n |  | TRUE

## load
| name | bus | p_mw | q_mvar | const_z_percent | const_i_percent | sn_mva | scaling | in_service | type
0 | LV_2555-3_0_3_load_0 | 0 | 0.0026965 | 0.0006758 | 0 | 0 |  | 1 | TRUE | wye
1 | LV_2555-3_0_3_load_305 | 3 | 0.002568 | 0.00064359 | 0 | 0 |  | 1 | TRUE | wye
2 | LV_2555-3_0_3_load_4 | 5 | 0.003983 | 0.00099823 | 0 | 0 |  | 1 | TRUE | wye
3 | LV_2555-3_0_3_load_5 | 6 | 0.0010321 | 0.00025868 | 0 | 0 |  | 1 | TRUE | wye
4 | LV_2555-3_0_3_load_6 | 7 | 0.00080723 | 0.00020231 | 0 | 0 |  | 1 | TRUE | wye
5 | LV_2555-3_0_3_load_7 | 8 | 0.0007262 | 0.000182 | 0 | 0 |  | 1 | TRUE | wye
6 | LV_2555-3_0_3_load_8 | 10 | 0.0047885 | 0.0012001 | 0 | 0 |  | 1 | TRUE | wye
7 | LV_2555-3_0_3_load_9 | 11 | 0.002321 | 0.0005817 | 0 | 0 |  | 1 | TRUE | wye
8 | LV_2555-3_0_3_load_11 | 13 | 0.0011874 | 0.00029759 | 0 | 0 |  | 1 | TRUE | wye
9 | LV_2555-3_0_3_load_12 | 14 | 0.0031817 | 0.00079741 | 0 | 0 |  | 1 | TRUE | wye
10 | LV_2555-3_0_3_load_13 | 15 | 0.0032744 | 0.00082065 | 0 | 0 |  | 1 | TRUE | wye
11 | LV_2555-3_0_3_load_14 | 17 | 0.0095298 | 0.0023884 | 0 | 0 |  | 1 | TRUE | wye
12 | LV_2555-3_0_3_load_15 | 18 | 0.0024539 | 0.00061501 | 0 | 0 |  | 1 | TRUE | wye
13 | LV_2555-3_0_3_load_286 | 21 | 0.00082899 | 0.00020776 | 0 | 0 |  | 1 | TRUE | wye
14 | LV_2555-3_0_3_load_19 | 22 | 0.0056676 | 0.0014204 | 0 | 0 |  | 1 | TRUE | wye
15 | LV_2555-3_0_3_load_20 | 23 | 0.0020451 | 0.00051255 | 0 | 0 |  | 1 | TRUE | wye
16 | LV_2555-3_0_3_load_22 | 25 | 0.0031636 | 0.00079286 | 0 | 0 |  | 1 | TRUE | wye
17 | LV_2555-3_0_3_load_23 | 26 | 0.0046384 | 0.0011625 | 0 | 0 |  | 1 | TRUE | wye
18 | LV_2555-3_0_3_load_24 | 27 | 0.0035927 | 0.00090042 | 0 | 0 |  | 1 | TRUE | wye
19 | LV_2555-3_0_3_load_43 | 28 | 0.0013441 | 0.00033686 | 0 | 0 |  | 1 | TRUE | wye
20 | LV_2555-3_0_3_load_25 | 29 | 0.0050557 | 0.0012671 | 0 | 0 |  | 1 | TRUE | wye
21 | LV_2555-3_0_3_load_48 | 30 | 0.008466 | 0.0021218 | 0 | 0 |  | 1 | TRUE | wye
22 | LV_2555-3_0_3_load_38 | 31 | 0.010592 | 0.0026545 | 0 | 0 |  | 1 | TRUE | wye
23 | LV_2555-3_0_3_load_27 | 33 | 0.0014284 | 0.000358 | 0 | 0 |  | 1 | TRUE | wye
24 | LV_2555-3_0_3_load_29 | 34 | 0.0013564 | 0.00033994 | 0 | 0 |  | 1 | TRUE | wye
25 | LV_2555-3_0_3_load_30 | 35 | 0.0046465 | 0.0011645 | 0 | 0 |  | 1 | TRUE | wye
26 | LV_2555-3_0_3_load_31 | 37 | 0.0032547 | 0.0008157 | 0 | 0 |  | 1 | TRUE | wye
27 | LV_2555-3_0_3_load_35 | 40 | 0.0010148 | 0.00025433 | 0 | 0 |  | 1 | TRUE | wye
28 | LV_2555-3_0_3_load_36 | 41 | 0.0021827 | 0.00054705 | 0 | 0 |  | 1 | TRUE | wye
29 | LV_2555-3_0_3_load_37 | 42 | 0.0055009 | 0.0013786 | 0 | 0 |  | 1 | TRUE | wye
30 | LV_2555-3_0_3_load_276 | 43 | 0.0014888 | 0.00037312 | 0 | 0 |  | 1 | TRUE | wye
31 | LV_2555-3_0_3_load_45 | 44 | 0.0010966 | 0.00027485 | 0 | 0 |  | 1 | TRUE | wye
32 | LV_2555-3_0_3_load_39 | 45 | 0.0020021 | 0.00050178 | 0 | 0 |  | 1 | TRUE | wye
33 | LV_2555-3_0_3_load_40 | 46 | 0.0021159 | 0.00053029 | 0 | 0 |  | 1 | TRUE | wye
34 | LV_2555-3_0_3_load_151 | 48 | 0.0045525 | 0.001141 | 0 | 0 |  | 1 | TRUE | wye
35 | LV_2555-3_0_3_load_44 | 49 | 0.0012495 | 0.00031314 | 0 | 0 |  | 1 | TRUE | wye
36 | LV_2555-3_0_3_load_46 | 50 | 0.0015979 | 0.00040048 | 0 | 0 |  | 1 | TRUE | wye
37 | LV_2555-3_0_3_load_47 | 51 | 0.0016947 | 0.00042474 | 0 | 0 |  | 1 | TRUE | wye
38 | LV_2555-3_0_3_load_285 | 52 | 0.0010859 | 0.00027215 | 0 | 0 |  | 1 | TRUE | wye
39 | LV_2555-3_0_3_load_282 | 55 | 0.0056543 | 0.0014171 | 0 | 0 |  | 1 | TRUE | wye
40 | LV_2555-3_0_3_load_50 | 56 | 0.002479 | 0.00062129 | 0 | 0 |  | 1 | TRUE | wye
41 | LV_2555-3_0_3_load_52 | 58 | 0.0042318 | 0.0010606 | 0 | 0 |  | 1 | TRUE | wye
42 | LV_2555-3_0_3_load_53 | 59 | 0.0015101 | 0.00037847 | 0 | 0 |  | 1 | TRUE | wye
43 | LV_2555-3_0_3_load_157 | 60 | 0.0050755 | 0.001272 | 0 | 0 |  | 1 | TRUE | wye
44 | LV_2555-3_0_3_load_99 | 61 | 0.00045405 | 0.0001138 | 0 | 0 |  | 1 | TRUE | wye
45 | LV_2555-3_0_3_load_94 | 62 | 0.00065607 | 0.00016443 | 0 | 0 |  | 1 | TRUE | wye
46 | LV_2555-3_0_3_load_96 | 64 | 0.016287 | 0.004082 | 0 | 0 |  | 1 | TRUE | wye
47 | LV_2555-3_0_3_load_156 | 66 | 0.00064321 | 0.0001612 | 0 | 0 |  | 1 | TRUE | wye
48 | LV_2555-3_0_3_load_153 | 67 | 0.0021325 | 0.00053445 | 0 | 0 |  | 1 | TRUE | wye
49 | LV_2555-3_0_3_load_166 | 68 | 0.0010954 | 0.00027454 | 0 | 0 |  | 1 | TRUE | wye
50 | LV_2555-3_0_3_load_100 | 69 | 0.006254 | 0.0015674 | 0 | 0 |  | 1 | TRUE | wye
51 | LV_2555-3_0_3_load_152 | 74 | 0.0009497 | 0.00023802 | 0 | 0 |  | 1 | TRUE | wye
52 | LV_2555-3_0_3_load_118 | 75 | 0.0018999 | 0.00047617 | 0 | 0 |  | 1 | TRUE | wye
53 | LV_2555-3_0_3_load_119 | 76 | 0.0019526 | 0.00048937 | 0 | 0 |  | 1 | TRUE | wye
54 | LV_2555-3_0_3_load_148 | 78 | 0.0093599 | 0.0023458 | 0 | 0 |  | 1 | TRUE | wye
55 | LV_2555-3_0_3_load_149 | 79 | 0.0013629 | 0.00034157 | 0 | 0 |  | 1 | TRUE | wye
56 | LV_2555-3_0_3_load_150 | 80 | 0.00031041 | 7.7796e-05 | 0 | 0 |  | 1 | TRUE | wye
57 | LV_2555-3_0_3_load_154 | 82 | 0.004077 | 0.0010218 | 0 | 0 |  | 1 | TRUE | wye
58 | LV_2555-3_0_3_load_155 | 83 | 0.003711 | 0.00093007 | 0 | 0 |  | 1 | TRUE | wye
59 | LV_2555-3_0_3_load_158 | 84 | 0.015504 | 0.0038858 | 0 | 0 |  | 1 | TRUE | wye
60 | LV_2555-3_0_3_load_159 | 85 | 0.0006597 | 0.00016534 | 0 | 0 |  | 1 | TRUE | wye
61 | LV_2555-3_0_3_load_160 | 86 | 0.0059776 | 0.0014981 | 0 | 0 |  | 1 | TRUE | wye
62 | LV_2555-3_0_3_load_163 | 87 | 0.001111 | 0.00027844 | 0 | 0 |  | 1 | TRUE | wye
63 | LV_2555-3_0_3_load_164 | 88 | 0.00080081 | 0.0002007 | 0 | 0 |  | 1 | TRUE | wye
64 | LV_2555-3_0_3_load_256 | 89 | 0.0019841 | 0.00049725 | 0 | 0 |  | 1 | TRUE | wye
65 | LV_2555-3_0_3_load_257 | 90 | 0.0016534 | 0.00041438 | 0 | 0 |  | 1 | TRUE | wye
66 | LV_2555-3_0_3_load_258 | 91 | 0.00082448 | 0.00020664 | 0 | 0 |  | 1 | TRUE | wye
67 | LV_2555-3_0_3_load_259 | 92 | 0.00054373 | 0.00013627 | 0 | 0 |  | 1 | TRUE | wye
68 | LV_2555-3_0_3_load_260 | 93 | 0.0016949 | 0.00042477 | 0 | 0 |  | 1 | TRUE | wye
69 | LV_2555-3_0_3_load_263 | 95 | 0.001478 | 0.00037042 | 0 | 0 |  | 1 | TRUE | wye
70 | LV_2555-3_0_3_load_301 | 96 | 0.0015492 | 0.00038826 | 0 | 0 |  | 1 | TRUE | wye
71 | LV_2555-3_0_3_load_264 | 97 | 0.0011213 | 0.00028101 | 0 | 0 |  | 1 | TRUE | wye
72 | LV_2555-3_0_3_load_265 | 98 | 0.0015407 | 0.00038614 | 0 | 0 |  | 1 | TRUE | wye
73 | LV_2555-3_0_3_load_274 | 99 | 0.0019523 | 0.0004893 | 0 | 0 |  | 1 | TRUE | wye
74 | LV_2555-3_0_3_load_266 | 100 | 0.0024791 | 0.00062131 | 0 | 0 |  | 1 | TRUE | wye
75 | LV_2555-3_0_3_load_267 | 101 | 0.002162 | 0.00054184 | 0 | 0 |  | 1 | TRUE | wye
76 | LV_2555-3_0_3_load_269 | 102 | 0.0086261 | 0.0021619 | 0 | 0 |  | 1 | TRUE | wye
77 | LV_2555-3_0_3_load_270 | 103 | 0.001646 | 0.00041252 | 0 | 0 |  | 1 | TRUE | wye
78 | LV_2555-3_0_3_load_271 | 104 | 0.0013326 | 0.00033397 | 0 | 0 |  | 1 | TRUE | wye
79 | LV_2555-3_0_3_load_272 | 106 | 0.0021552 | 0.00054014 | 0 | 0 |  | 1 | TRUE | wye
80 | LV_2555-3_0_3_load_273 | 107 | 0.0015745 | 0.00039461 | 0 | 0 |  | 1 | TRUE | wye
81 | LV_2555-3_0_3_load_277 | 108 | 0.0016504 | 0.00041363 | 0 | 0 |  | 1 | TRUE | wye
82 | LV_2555-3_0_3_load_278 | 109 | 0.00096385 | 0.00024156 | 0 | 0 |  | 1 | TRUE | wye
83 | LV_2555-3_0_3_load_290 | 110 | 0.0023021 | 0.00057696 | 0 | 0 |  | 1 | TRUE | wye
84 | LV_2555-3_0_3_load_279 | 111 | 0.0030524 | 0.00076501 | 0 | 0 |  | 1 | TRUE | wye
85 | LV_2555-3_0_3_load_280 | 112 | 0.0035 | 0.00087718 | 0 | 0 |  | 1 | TRUE | wye
86 | LV_2555-3_0_3_load_281 | 113 | 0.0019626 | 0.00049187 | 0 | 0 |  | 1 | TRUE | wye
87 | LV_2555-3_0_3_load_283 | 114 | 0.0021558 | 0.0005403 | 0 | 0 |  | 1 | TRUE | wye
88 | LV_2555-3_0_3_load_284 | 115 | 0.0013393 | 0.00033567 | 0 | 0 |  | 1 | TRUE | wye
89 | LV_2555-3_0_3_load_294 | 118 | 0.00045838 | 0.00011488 | 0 | 0 |  | 1 | TRUE | wye
90 | LV_2555-3_0_3_load_291 | 119 | 0.0017539 | 0.00043958 | 0 | 0 |  | 1 | TRUE | wye
91 | LV_2555-3_0_3_load_292 | 120 | 0.0016679 | 0.00041802 | 0 | 0 |  | 1 | TRUE | wye
92 | LV_2555-3_0_3_load_296 | 121 | 0.0021076 | 0.00052822 | 0 | 0 |  | 1 | TRUE | wye

## ext_grid
| name | bus | vm_pu | va_degree | slack_weight | in_service
0 |  | 26 | 1 | 0 | 1 | TRUE

## line
| name | std_type | from_bus | to_bus | length_km | r_ohm_per_km | x_ohm_per_km | c_nf_per_km | g_us_per_km | max_i_ka | df | parallel | type | in_service
0 | LV_2555-3_0_3_line_0 |  | 0 | 1 | 0.024344 | 0.125 | 0.08 | 261 | 0 | 0.364 | 1 | 1 | cs | TRUE
1 | LV_2555-3_0_3_line_1 |  | 1 | 2 | 0.007216 | 0.125 | 0.08 | 261 | 0 | 0.364 | 1 | 1 | cs | TRUE
2 | LV_2555-3_0_3_line_2 |  | 2 | 3 | 0.023337 | 0.125 | 0.08 | 261 | 0 | 0.364 | 1 | 1 | cs | TRUE
3 | LV_2555-3_0_3_line_3 |  | 2 | 4 | 0.024691 | 0.125 | 0.08 | 261 | 0 | 0.364 | 1 | 1 | cs | TRUE
4 | LV_2555-3_0_3_line_4 |  | 4 | 35 | 0.0054434 | 0.125 | 0.08 | 261 | 0 | 0.364 | 1 | 1 | cs | TRUE
5 | LV_2555-3_0_3_line_5 |  | 4 | 33 | 0.016645 | 0.125 | 0.08 | 261 | 0 | 0.364 | 1 | 1 | cs | TRUE
6 | LV_2555-3_0_3_line_6 |  | 5 | 6 | 0.050467 | 0.125 | 0.08 | 261 | 0 | 0.364 | 1 | 1 | cs | TRUE
7 | LV_2555-3_0_3_line_7 |  | 5 | 7 | 0.0035749 | 0.125 | 0.08 | 261 | 0 | 0.364 | 1 | 1 | cs | TRUE
8 | LV_2555-3_0_3_line_8 |  | 6 | 8 | 0.017874 | 0.125 | 0.08 | 261 | 0 | 0.364 | 1 | 1 | cs | TRUE
9 | LV_2555-3_0_3_line_9 |  | 8 | 9 | 0.017611 | 0.125 | 0.08 | 261 | 0 | 0.364 | 1 | 1 | cs | TRUE
10 | LV_2555-3_0_3_line_10 |  | 9 | 16 | 0.010874 | 0.125 | 0.08 | 261 | 0 | 0.364 | 1 | 1 | cs | TRUE
11 | LV_2555-3_0_3_line_11 |  | 10 | 11 | 0.0029783 | 0.125 | 0.08 | 261 | 0 | 0.364 | 1 | 1 | cs | TRUE
12 | LV_2555-3_0_3_line_12 |  | 10 | 12 | 0.016107 | 0.125 | 0.08 | 261 | 0 | 0.364 | 1 | 1 | cs | TRUE
13 | LV_2555-3_0_3_line_13 |  | 11 | 13 | 0.026146 | 0.125 | 0.08 | 261 | 0 | 0.364 | 1 | 1 | cs | TRUE
14 | LV_2555-3_0_3_line_14 |  | 12 | 14 | 0.009762 | 0.125 | 0.08 | 261 | 0 | 0.364 | 1 | 1 | cs | TRUE
15 | LV_2555-3_0_3_line_15 |  | 12 | 15 | 0.035743 | 0.125 | 0.08 | 261 | 0 | 0.364 | 1 | 1 | cs | TRUE
16 | LV_2555-3_0_3_line_16 |  | 13 | 16 | 0.022949 | 0.125 | 0.08 | 261 | 0 | 0.364 | 1 | 1 | cs | TRUE
17 | LV_2555-3_0_3_line_17 |  | 14 | 17 | 0.012951 | 0.125 | 0.08 | 261 | 0 | 0.364 | 1 | 1 | cs | TRUE
18 | LV_2555-3_0_3_line_18 |  | 16 | 20 | 0.008256 | 0.125 | 0.08 | 261 | 0 | 0.364 | 1 | 1 | cs | TRUE
19 | LV_2555-3_0_3_line_19 |  | 17 | 18 | 0.01824 | 0.125 | 0.08 | 261 | 0 | 0.364 | 1 | 1 | cs | TRUE
20 | LV_2555-3_0_3_line_20 |  | 18 | 19 | 0.0082376 | 0.125 | 0.08 | 261 | 0 | 0.364 | 1 | 1 | cs | TRUE
21 | LV_2555-3_0_3_line_21 |  | 19 | 31 | 0.02676 | 0.125 | 0.08 | 261 | 0 | 0.364 | 1 | 1 | cs | TRUE
22 | LV_2555-3_0_3_line_22 |  | 19 | 32 | 0.017528 | 0.125 | 0.08 | 261 | 0 | 0.364 | 1 | 1 | cs | TRUE
23 | LV_2555-3_0_3_line_23 |  | 20 | 21 | 0.012013 | 0.125 | 0.08 | 261 | 0 | 0.364 | 1 | 1 | cs | TRUE
24 | LV_2555-3_0_3_line_24 |  | 21 | 116 | 0.020905 | 0.125 | 0.08 | 261 | 0 | 0.364 | 1 | 1 | cs | TRUE
25 | LV_2555-3_0_3_line_25 |  | 22 | 23 | 0.017745 | 0.125 | 0.08 | 261 | 0 | 0.364 | 1 | 2 | cs | TRUE
26 | LV_2555-3_0_3_line_26 |  | 22 | 24 | 0.0086731 | 0.125 | 0.08 | 261 | 0 | 0.364 | 1 | 2 | cs | TRUE
27 | LV_2555-3_0_3_line_27 |  | 23 | 25 | 0.018103 | 0.125 | 0.08 | 261 | 0 | 0.364 | 1 | 1 | cs | TRUE
28 | LV_2555-3_0_3_line_28 |  | 24 | 26 | 0.019215 | 0.125 | 0.08 | 261 | 0 | 0.364 | 1 | 2 | cs | TRUE
29 | LV_2555-3_0_3_line_29 |  | 24 | 27 | 0.011782 | 0.125 | 0.08 | 261 | 0 | 0.364 | 1 | 1 | cs | TRUE
30 | LV_2555-3_0_3_line_30 |  | 25 | 28 | 0.0096163 | 0.125 | 0.08 | 261 | 0 | 0.364 | 1 | 1 | cs | TRUE
31 | LV_2555-3_0_3_line_31 |  | 26 | 29 | 0.046709 | 0.125 | 0.08 | 261 | 0 | 0.364 | 1 | 1 | cs | TRUE
32 | LV_2555-3_0_3_line_32 |  | 27 | 30 | 0.028034 | 0.125 | 0.08 | 261 | 0 | 0.364 | 1 | 1 | cs | TRUE
33 | LV_2555-3_0_3_line_33 |  | 28 | 32 | 0.012473 | 0.125 | 0.08 | 261 | 0 | 0.364 | 1 | 1 | cs | TRUE
34 | LV_2555-3_0_3_line_34 |  | 30 | 53 | 0.016989 | 0.125 | 0.08 | 261 | 0 | 0.364 | 1 | 1 | cs | TRUE
35 | LV_2555-3_0_3_line_35 |  | 31 | 42 | 0.023468 | 0.125 | 0.08 | 261 | 0 | 0.364 | 1 | 1 | cs | TRUE
36 | LV_2555-3_0_3_line_36 |  | 32 | 45 | 0.012442 | 0.125 | 0.08 | 261 | 0 | 0.364 | 1 | 1 | cs | TRUE
37 | LV_2555-3_0_3_line_37 |  | 33 | 34 | 0.011044 | 0.125 | 0.08 | 261 | 0 | 0.364 | 1 | 1 | cs | TRUE
38 | LV_2555-3_0_3_line_38 |  | 35 | 36 | 0.022799 | 0.125 | 0.08 | 261 | 0 | 0.364 | 1 | 1 | cs | TRUE
39 | LV_2555-3_0_3_line_39 |  | 36 | 39 | 0.020119 | 0.125 | 0.08 | 261 | 0 | 0.364 | 1 | 1 | cs | TRUE
40 | LV_2555-3_0_3_line_40 |  | 36 | 37 | 0.013183 | 0.125 | 0.08 | 261 | 0 | 0.364 | 1 | 1 | cs | TRUE
41 | LV_2555-3_0_3_line_41 |  | 37 | 38 | 0.02794 | 0.125 | 0.08 | 261 | 0 | 0.364 | 1 | 1 | cs | TRUE
42 | LV_2555-3_0_3_line_42 |  | 38 | 40 | 0.012415 | 0.125 | 0.08 | 261 | 0 | 0.364 | 1 | 1 | cs | TRUE
43 | LV_2555-3_0_3_line_43 |  | 38 | 41 | 0.020911 | 0.125 | 0.08 | 261 | 0 | 0.364 | 1 | 1 | cs | TRUE
44 | LV_2555-3_0_3_line_44 |  | 39 | 42 | 0.0012326 | 0.125 | 0.08 | 261 | 0 | 0.364 | 1 | 1 | cs | TRUE
45 | LV_2555-3_0_3_line_45 |  | 40 | 43 | 0.0061992 | 0.125 | 0.08 | 261 | 0 | 0.364 | 1 | 1 | cs | TRUE
46 | LV_2555-3_0_3_line_46 |  | 41 | 44 | 0.0045971 | 0.125 | 0.08 | 261 | 0 | 0.364 | 1 | 1 | cs | TRUE
47 | LV_2555-3_0_3_line_47 |  | 43 | 108 | 0.0014765 | 0.125 | 0.08 | 261 | 0 | 0.364 | 1 | 1 | cs | TRUE
48 | LV_2555-3_0_3_line_48 |  | 44 | 49 | 0.0048711 | 0.125 | 0.08 | 261 | 0 | 0.364 | 1 | 1 | cs | TRUE
49 | LV_2555-3_0_3_line_49 |  | 45 | 46 | 0.029049 | 0.125 | 0.08 | 261 | 0 | 0.364 | 1 | 1 | cs | TRUE
50 | LV_2555-3_0_3_line_50 |  | 46 | 47 | 0.041906 | 0.125 | 0.08 | 261 | 0 | 0.364 | 1 | 1 | cs | TRUE
51 | LV_2555-3_0_3_line_51 |  | 47 | 48 | 0.022741 | 0.125 | 0.08 | 261 | 0 | 0.364 | 1 | 1 | cs | TRUE
52 | LV_2555-3_0_3_line_52 |  | 48 | 81 | 0.0056599 | 0.125 | 0.08 | 261 | 0 | 0.364 | 1 | 1 | cs | TRUE
53 | LV_2555-3_0_3_line_53 |  | 49 | 50 | 0.010632 | 0.125 | 0.08 | 261 | 0 | 0.364 | 1 | 1 | cs | TRUE
54 | LV_2555-3_0_3_line_54 |  | 50 | 51 | 0.014152 | 0.125 | 0.08 | 261 | 0 | 0.364 | 1 | 1 | cs | TRUE
55 | LV_2555-3_0_3_line_55 |  | 51 | 52 | 0.0053908 | 0.125 | 0.08 | 261 | 0 | 0.364 | 1 | 1 | cs | TRUE
56 | LV_2555-3_0_3_line_56 |  | 53 | 54 | 0.049256 | 0.125 | 0.08 | 261 | 0 | 0.364 | 1 | 1 | cs | TRUE
57 | LV_2555-3_0_3_line_57 |  | 53 | 55 | 0.014581 | 0.125 | 0.08 | 261 | 0 | 0.364 | 1 | 1 | cs | TRUE
58 | LV_2555-3_0_3_line_58 |  | 54 | 64 | 0.022008 | 0.125 | 0.08 | 261 | 0 | 0.364 | 1 | 1 | cs | TRUE
59 | LV_2555-3_0_3_line_59 |  | 54 | 70 | 0.024192 | 0.125 | 0.08 | 261 | 0 | 0.364 | 1 | 1 | cs | TRUE
60 | LV_2555-3_0_3_line_60 |  | 55 | 112 | 0.014327 | 0.125 | 0.08 | 261 | 0 | 0.364 | 1 | 1 | cs | TRUE
61 | LV_2555-3_0_3_line_61 |  | 56 | 57 | 0.0095668 | 0.125 | 0.08 | 261 | 0 | 0.364 | 1 | 1 | cs | TRUE
62 | LV_2555-3_0_3_line_62 |  | 57 | 58 | 0.021984 | 0.125 | 0.08 | 261 | 0 | 0.364 | 1 | 1 | cs | TRUE
63 | LV_2555-3_0_3_line_63 |  | 57 | 59 | 0.01789 | 0.125 | 0.08 | 261 | 0 | 0.364 | 1 | 1 | cs | TRUE
64 | LV_2555-3_0_3_line_64 |  | 58 | 60 | 0.030035 | 0.125 | 0.08 | 261 | 0 | 0.364 | 1 | 1 | cs | TRUE
65 | LV_2555-3_0_3_line_65 |  | 59 | 61 | 0.13974 | 0.125 | 0.08 | 261 | 0 | 0.364 | 1 | 1 | cs | TRUE
66 | LV_2555-3_0_3_line_66 |  | 60 | 84 | 0.0040642 | 0.125 | 0.08 | 261 | 0 | 0.364 | 1 | 1 | cs | TRUE
67 | LV_2555-3_0_3_line_67 |  | 61 | 68 | 0.020792 | 0.125 | 0.08 | 261 | 0 | 0.364 | 1 | 1 | cs | TRUE
68 | LV_2555-3_0_3_line_68 |  | 62 | 63 | 0.028892 | 0.125 | 0.08 | 261 | 0 | 0.364 | 1 | 1 | cs | TRUE
69 | LV_2555-3_0_3_line_69 |  | 63 | 64 | 0.042843 | 0.125 | 0.08 | 261 | 0 | 0.364 | 1 | 1 | cs | TRUE
70 | LV_2555-3_0_3_line_70 |  | 63 | 65 | 0.010577 | 0.125 | 0.08 | 261 | 0 | 0.364 | 1 | 1 | cs | TRUE
71 | LV_2555-3_0_3_line_71 |  | 65 | 66 | 0.029496 | 0.125 | 0.08 | 261 | 0 | 0.364 | 1 | 1 | cs | TRUE
72 | LV_2555-3_0_3_line_72 |  | 65 | 67 | 0.021781 | 0.125 | 0.08 | 261 | 0 | 0.364 | 1 | 1 | cs | TRUE
73 | LV_2555-3_0_3_line_73 |  | 66 | 84 | 0.12366 | 0.125 | 0.08 | 261 | 0 | 0.364 | 1 | 1 | cs | TRUE
74 | LV_2555-3_0_3_line_74 |  | 67 | 82 | 0.015502 | 0.125 | 0.08 | 261 | 0 | 0.364 | 1 | 1 | cs | TRUE
75 | LV_2555-3_0_3_line_75 |  | 69 | 70 | 0.038073 | 0.125 | 0.08 | 261 | 0 | 0.364 | 1 | 1 | cs | TRUE
76 | LV_2555-3_0_3_line_76 |  | 69 | 71 | 0.0022988 | 0.125 | 0.08 | 261 | 0 | 0.364 | 1 | 1 | cs | TRUE
77 | LV_2555-3_0_3_line_77 |  | 71 | 72 | 0.013544 | 0.125 | 0.08 | 261 | 0 | 0.364 | 1 | 1 | cs | TRUE
78 | LV_2555-3_0_3_line_78 |  | 71 | 73 | 0.18424 | 0.125 | 0.08 | 261 | 0 | 0.364 | 1 | 1 | cs | TRUE
79 | LV_2555-3_0_3_line_79 |  | 72 | 74 | 0.01996 | 0.125 | 0.08 | 261 | 0 | 0.364 | 1 | 1 | cs | TRUE
80 | LV_2555-3_0_3_line_80 |  | 73 | 87 | 0.013771 | 0.125 | 0.08 | 261 | 0 | 0.364 | 1 | 1 | cs | TRUE
81 | LV_2555-3_0_3_line_81 |  | 73 | 88 | 0.015946 | 0.125 | 0.08 | 261 | 0 | 0.364 | 1 | 1 | cs | TRUE
82 | LV_2555-3_0_3_line_82 |  | 73 | 85 | 0.012166 | 0.125 | 0.08 | 261 | 0 | 0.364 | 1 | 1 | cs | TRUE
83 | LV_2555-3_0_3_line_83 |  | 74 | 80 | 0.0047927 | 0.125 | 0.08 | 261 | 0 | 0.364 | 1 | 1 | cs | TRUE
84 | LV_2555-3_0_3_line_84 |  | 75 | 76 | 0.0012063 | 0.125 | 0.08 | 261 | 0 | 0.364 | 1 | 1 | cs | TRUE
85 | LV_2555-3_0_3_line_85 |  | 76 | 77 | 0.023459 | 0.125 | 0.08 | 261 | 0 | 0.364 | 1 | 1 | cs | TRUE
86 | LV_2555-3_0_3_line_86 |  | 77 | 97 | 0.02514 | 0.125 | 0.08 | 261 | 0 | 0.364 | 1 | 1 | cs | TRUE
87 | LV_2555-3_0_3_line_87 |  | 77 | 92 | 0.019793 | 0.125 | 0.08 | 261 | 0 | 0.364 | 1 | 1 | cs | TRUE
88 | LV_2555-3_0_3_line_88 |  | 77 | 93 | 0.002929 | 0.125 | 0.08 | 261 | 0 | 0.364 | 1 | 1 | cs | TRUE
89 | LV_2555-3_0_3_line_89 |  | 78 | 79 | 0.019718 | 0.125 | 0.08 | 261 | 0 | 0.364 | 1 | 1 | cs | TRUE
90 | LV_2555-3_0_3_line_90 |  | 79 | 80 | 0.031568 | 0.125 | 0.08 | 261 | 0 | 0.364 | 1 | 1 | cs | TRUE
91 | LV_2555-3_0_3_line_91 |  | 81 | 102 | 0.0074279 | 0.125 | 0.08 | 261 | 0 | 0.364 | 1 | 1 | cs | TRUE
92 | LV_2555-3_0_3_line_92 |  | 81 | 103 | 0.013184 | 0.125 | 0.08 | 261 | 0 | 0.364 | 1 | 1 | cs | TRUE
93 | LV_2555-3_0_3_line_93 |  | 82 | 83 | 0.029336 | 0.125 | 0.08 | 261 | 0 | 0.364 | 1 | 1 | cs | TRUE
94 | LV_2555-3_0_3_line_94 |  | 85 | 86 | 0.021306 | 0.125 | 0.08 | 261 | 0 | 0.364 | 1 | 1 | cs | TRUE
95 | LV_2555-3_0_3_line_95 |  | 89 | 90 | 0.0036468 | 0.125 | 0.08 | 261 | 0 | 0.364 | 1 | 1 | cs | TRUE
96 | LV_2555-3_0_3_line_96 |  | 89 | 91 | 0.015287 | 0.125 | 0.08 | 261 | 0 | 0.364 | 1 | 1 | cs | TRUE
97 | LV_2555-3_0_3_line_97 |  | 90 | 92 | 0.026146 | 0.125 | 0.08 | 261 | 0 | 0.364 | 1 | 1 | cs | TRUE
98 | LV_2555-3_0_3_line_98 |  | 93 | 94 | 0.030577 | 0.125 | 0.08 | 261 | 0 | 0.364 | 1 | 1 | cs | TRUE
99 | LV_2555-3_0_3_line_99 |  | 94 | 95 | 0.0095927 | 0.125 | 0.08 | 261 | 0 | 0.364 | 1 | 1 | cs | TRUE
100 | LV_2555-3_0_3_line_100 |  | 94 | 96 | 0.057869 | 0.125 | 0.08 | 261 | 0 | 0.364 | 1 | 1 | cs | TRUE
101 | LV_2555-3_0_3_line_101 |  | 95 | 98 | 0.023758 | 0.125 | 0.08 | 261 | 0 | 0.364 | 1 | 1 | cs | TRUE
102 | LV_2555-3_0_3_line_102 |  | 96 | 105 | 0.062611 | 0.125 | 0.08 | 261 | 0 | 0.364 | 1 | 1 | cs | TRUE
103 | LV_2555-3_0_3_line_103 |  | 97 | 99 | 0.01918 | 0.125 | 0.08 | 261 | 0 | 0.364 | 1 | 1 | cs | TRUE
104 | LV_2555-3_0_3_line_104 |  | 98 | 100 | 0.025647 | 0.125 | 0.08 | 261 | 0 | 0.364 | 1 | 1 | cs | TRUE
105 | LV_2555-3_0_3_line_105 |  | 99 | 106 | 0.010173 | 0.125 | 0.08 | 261 | 0 | 0.364 | 1 | 1 | cs | TRUE
106 | LV_2555-3_0_3_line_106 |  | 100 | 101 | 0.028044 | 0.125 | 0.08 | 261 | 0 | 0.364 | 1 | 1 | cs | TRUE
107 | LV_2555-3_0_3_line_107 |  | 102 | 104 | 0.022855 | 0.125 | 0.08 | 261 | 0 | 0.364 | 1 | 1 | cs | TRUE
108 | LV_2555-3_0_3_line_108 |  | 103 | 105 | 0.016783 | 0.125 | 0.08 | 261 | 0 | 0.364 | 1 | 1 | cs | TRUE
109 | LV_2555-3_0_3_line_109 |  | 106 | 107 | 0.016548 | 0.125 | 0.08 | 261 | 0 | 0.364 | 1 | 1 | cs | TRUE
110 | LV_2555-3_0_3_line_110 |  | 108 | 109 | 0.021085 | 0.125 | 0.08 | 261 | 0 | 0.364 | 1 | 1 | cs | TRUE
111 | LV_2555-3_0_3_line_111 |  | 109 | 110 | 0.0010671 | 0.125 | 0.08 | 261 | 0 | 0.364 | 1 | 1 | cs | TRUE
112 | LV_2555-3_0_3_line_112 |  | 110 | 119 | 0.0072518 | 0.125 | 0.08 | 261 | 0 | 0.364 | 1 | 1 | cs | TRUE
113 | LV_2555-3_0_3_line_113 |  | 111 | 112 | 0.013318 | 0.125 | 0.08 | 261 | 0 | 0.364 | 1 | 1 | cs | TRUE
114 | LV_2555-3_0_3_line_114 |  | 111 | 113 | 0.0192 | 0.125 | 0.08 | 261 | 0 | 0.364 | 1 | 1 | cs | TRUE
115 | LV_2555-3_0_3_line_115 |  | 113 | 114 | 0.023981 | 0.125 | 0.08 | 261 | 0 | 0.364 | 1 | 1 | cs | TRUE
116 | LV_2555-3_0_3_line_116 |  | 114 | 115 | 0.013635 | 0.125 | 0.08 | 261 | 0 | 0.364 | 1 | 1 | cs | TRUE
117 | LV_2555-3_0_3_line_117 |  | 116 | 117 | 0.027803 | 0.125 | 0.08 | 261 | 0 | 0.364 | 1 | 1 | cs | TRUE
118 | LV_2555-3_0_3_line_118 |  | 117 | 118 | 0.01907 | 0.125 | 0.08 | 261 | 0 | 0.364 | 1 | 1 | cs | TRUE
119 | LV_2555-3_0_3_line_119 |  | 119 | 120 | 0.0075586 | 0.125 | 0.08 | 261 | 0 | 0.364 | 1 | 1 | cs | TRUE
120 | LV_2555-3_0_3_line_120 |  | 120 | 121 | 0.010153 | 0.125 | 0.08 | 261 | 0 | 0.364 | 1 | 1 | cs | TRUE

## trafo
| name | std_type | hv_bus | lv_bus | sn_mva | vn_hv_kv | vn_lv_kv | vk_percent | vkr_percent | pfe_kw | i0_percent | shift_degree | tap_side | tap_neutral | tap_min | tap_max | tap_step_percent | tap_step_degree | tap_pos | tap_phase_shifter | parallel | df | in_service
0 | LV_2555-3_0_3_trafo_23 | 0.63 MVA 20/0.4 kV | 122 | 26 | 0.63 | 20 | 0.4 | 6 | 1.206 | 1.65 | 0.2619 | 150 | hv | 0 | -2 | 2 | 2.5 | 0 | 0 | FALSE | 1 | 1 | TRUE

## line_geodata
| x0 | y0 | x1 | y1 | x2 | y2 | x3 | y3 | x4 | y4 | x5 | y5 | x6 | y6 | x7 | y7 | x8 | y8 | x9 | y9
0 | 2607086.8078 | 1231019.154 | 2607087.8147 | 1231006.5365 | 2607088.9698 | 1230994.9069
1 | 2607086.2389 | 1231026.3465 | 2607086.8078 | 1231019.154
2 | 2607086.2389 | 1231026.3465 | 2607063.6715 | 1231032.5347
3 | 2607086.2389 | 1231026.3465 | 2607085.9006 | 1231030.6042 | 2607083.4155 | 1231050.869
4 | 2607083.4155 | 1231050.869 | 2607083.1555 | 1231052.9588 | 2607082.4283 | 1231056.2161
5 | 2607083.4155 | 1231050.869 | 2607095.2109 | 1231053.6512 | 2607099.6742 | 1231054.4015
6 | 2607006.2993 | 1231021.1044 | 2607002.0443 | 1231011.2498 | 2606997.7277 | 1231011.2892 | 2606973.7897 | 1231037.3907
7 | 2607007.7164 | 1231024.3865 | 2607006.2993 | 1231021.1044
8 | 2606973.7897 | 1231037.3907 | 2606961.7086 | 1231050.5637
9 | 2606949.8054 | 1231063.5426 | 2606961.7086 | 1231050.5637
10 | 2606957.8546 | 1231070.8785 | 2606949.8054 | 1231063.5426
11 | 2606997.1278 | 1231105.0703 | 2606994.8385 | 1231103.1652
12 | 2607009.8143 | 1231114.9876 | 2607001.5519 | 1231108.752 | 2606997.1278 | 1231105.0703
13 | 2606975.1278 | 1231085.9875 | 2606993.3508 | 1231101.9272 | 2606994.8385 | 1231103.1652
14 | 2607009.8143 | 1231114.9876 | 2607012.8334 | 1231117.0924 | 2607017.8403 | 1231120.5444
15 | 2607028.6519 | 1231085.87 | 2607028.7971 | 1231091.24 | 2607009.8143 | 1231114.9876
16 | 2606957.8546 | 1231070.8785 | 2606975.1278 | 1231085.9875
17 | 2607017.8403 | 1231120.5444 | 2607028.5026 | 1231127.8956
18 | 2606957.8546 | 1231070.8785 | 2606953.159 | 1231077.6772
19 | 2607042.9756 | 1231138.9878 | 2607040.0806 | 1231136.6137 | 2607033.0669 | 1231131.1689 | 2607028.6631 | 1231128.0063 | 2607028.5026 | 1231127.8956
20 | 2607049.3029 | 1231144.2624 | 2607045.036 | 1231140.6775 | 2607042.9756 | 1231138.9878
21 | 2607049.3029 | 1231144.2624 | 2607052.4916 | 1231137.4176 | 2607059.4744 | 1231119.5224
22 | 2607062.0945 | 1231156.2847 | 2607049.3029 | 1231144.2624
23 | 2606953.159 | 1231077.6772 | 2606945.8296 | 1231087.1948
24 | 2606933.3708 | 1231103.9811 | 2606943.3904 | 1231090.3623 | 2606945.8296 | 1231087.1948
25 | 2607090.5796 | 1231184.6399 | 2607103.1549 | 1231197.1603
26 | 2607109.3011 | 1231203.2796 | 2607103.1549 | 1231197.1603
27 | 2607077.7505 | 1231171.867 | 2607090.5796 | 1231184.6399
28 | 2607109.3011 | 1231203.2796 | 2607095.5569 | 1231216.7079
29 | 2607109.3011 | 1231203.2796 | 2607117.6515 | 1231211.5919
30 | 2607077.7505 | 1231171.867 | 2607070.9359 | 1231165.0822
31 | 2607095.5569 | 1231216.7079 | 2607083.8195 | 1231228.1755 | 2607105.4472 | 1231249.3962
32 | 2607137.1309 | 1231231.7227 | 2607133.8458 | 1231227.7122 | 2607117.6515 | 1231211.5919
33 | 2607062.0945 | 1231156.2847 | 2607068.0474 | 1231162.2063 | 2607070.9359 | 1231165.0822
34 | 2607146.8497 | 1231245.6273 | 2607144.3254 | 1231241.3773 | 2607139.4794 | 1231234.5897 | 2607137.1309 | 1231231.7227
35 | 2607068.7826 | 1231097.9839 | 2607061.3635 | 1231114.6811 | 2607059.4744 | 1231119.5224
36 | 2607062.0945 | 1231156.2847 | 2607060.646 | 1231164.5212 | 2607060.5481 | 1231168.5991
37 | 2607110.6514 | 1231054.3477 | 2607106.9854 | 1231054.9104 | 2607100.8062 | 1231054.5917 | 2607099.6742 | 1231054.4015
38 | 2607077.4608 | 1231078.4673 | 2607082.4283 | 1231056.2161
39 | 2607069.2831 | 1231096.8576 | 2607077.4608 | 1231078.4673
40 | 2607077.4608 | 1231078.4673 | 2607090.537 | 1231080.1386
41 | 2607118.3662 | 1231081.6732 | 2607112.724 | 1231081.9444 | 2607106.855 | 1231081.9486 | 2607101.3423 | 1231081.5196 | 2607090.537 | 1231080.1386
42 | 2607118.3662 | 1231081.6732 | 2607122.0028 | 1231093.5434
43 | 2607118.3662 | 1231081.6732 | 2607122.464 | 1231080.9554 | 2607127.6303 | 1231079.6385 | 2607138.5734 | 1231076.3755
44 | 2607069.2831 | 1231096.8576 | 2607068.7826 | 1231097.9839
45 | 2607123.8187 | 1231099.4706 | 2607122.0028 | 1231093.5434
46 | 2607138.5734 | 1231076.3755 | 2607142.9788 | 1231075.062
47 | 2607123.8187 | 1231099.4706 | 2607124.2512 | 1231100.8823
48 | 2607147.7205 | 1231074.0813 | 2607147.7205 | 1231074.0813 | 2607145.8649 | 1231074.2014 | 2607142.9788 | 1231075.062
49 | 2607060.5481 | 1231168.5991 | 2607060.4867 | 1231171.1583 | 2607061.7117 | 1231192.0167 | 2607061.3333 | 1231197.5989
50 | 2607061.9529 | 1231238.0334 | 2607060.7237 | 1231233.6182 | 2607059.3567 | 1231230.4925 | 2607057.2855 | 1231227.3548 | 2607056.9089 | 1231225.5978 | 2607061.203 | 1231199.5206 | 2607061.3333 | 1231197.5989
51 | 2607061.9529 | 1231238.0334 | 2607058.3171 | 1231238.7295 | 2607040.5108 | 1231245.4704
52 | 2607035.2175 | 1231247.4743 | 2607040.5108 | 1231245.4704
53 | 2607147.7205 | 1231074.0813 | 2607149.6284 | 1231074.506 | 2607151.18 | 1231075.2083 | 2607153.5186 | 1231076.4118 | 2607155.4186 | 1231077.0923 | 2607157.7127 | 1231077.473
54 | 2607171.8007 | 1231078.5835 | 2607170.3279 | 1231078.6666 | 2607164.5804 | 1231078.3039 | 2607157.7127 | 1231077.473 | 2607157.7127 | 1231077.473
55 | 2607177.167 | 1231078.0966 | 2607174.1904 | 1231078.4488 | 2607171.8007 | 1231078.5835
56 | 2607146.8497 | 1231245.6273 | 2607149.2297 | 1231250.1217 | 2607151.6087 | 1231255.55 | 2607154.3023 | 1231263.7915 | 2607155.2363 | 1231267.9618 | 2607155.8297 | 1231272.0205 | 2607156.2012 | 1231278.0023 | 2607156.0586 | 1231283.3164 | 2607155.576 | 1231287.9408 | 2607154.5778 | 1231293.0871
57 | 2607146.8497 | 1231245.6273 | 2607150.4113 | 1231243.5414 | 2607159.4312 | 1231238.2578
58 | 2607154.5778 | 1231293.0871 | 2607158.6425 | 1231294.6374 | 2607175.133 | 1231300.9518
59 | 2607154.5778 | 1231293.0871 | 2607152.8495 | 1231300.8786 | 2607150.8489 | 1231308.4363 | 2607148.3858 | 1231316.4604
60 | 2607170.6245 | 1231229.6683 | 2607167.5908 | 1231233.4781 | 2607159.4312 | 1231238.2578
61 | 2607394.7343 | 1231345.4652 | 2607402.7904 | 1231340.3054
62 | 2607394.7343 | 1231345.4652 | 2607391.3126 | 1231332.2642 | 2607387.6694 | 1231324.7541
63 | 2607394.7343 | 1231345.4652 | 2607392.9655 | 1231355.1688 | 2607391.9016 | 1231363.1241
64 | 2607387.6694 | 1231324.7541 | 2607386.4935 | 1231322.3301 | 2607382.8444 | 1231315.3992 | 2607376.8568 | 1231301.1611 | 2607375.7298 | 1231297.2583
65 | 2607391.9016 | 1231363.1241 | 2607373.9328 | 1231501.7013
66 | 2607374.6022 | 1231293.3537 | 2607375.7298 | 1231297.2583
67 | 2607394.4381 | 1231505.0768 | 2607379.4793 | 1231502.3181 | 2607373.9328 | 1231501.7013
68 | 2607215.443 | 1231315.4178 | 2607215.3573 | 1231336.3414 | 2607216.8342 | 1231344.1711
69 | 2607215.443 | 1231315.4178 | 2607196.3976 | 1231309.2023 | 2607182.3796 | 1231303.7267 | 2607175.133 | 1231300.9518
70 | 2607225.914 | 1231317.0647 | 2607220.4778 | 1231316.2688 | 2607217.3356 | 1231315.8759 | 2607215.443 | 1231315.4178
71 | 2607225.914 | 1231317.0647 | 2607237.2029 | 1231318.7015 | 2607238.3993 | 1231318.7363 | 2607239.24 | 1231318.6595 | 2607240.0051 | 1231318.4492 | 2607241.0886 | 1231317.928 | 2607246.0825 | 1231315.01 | 2607249.2361 | 1231312.2011 | 2607251.9642 | 1231309.2145
72 | 2607225.914 | 1231317.0647 | 2607226.0092 | 1231313.5294 | 2607225.9749 | 1231310.5164 | 2607225.502 | 1231307.0805 | 2607224.8553 | 1231303.2886 | 2607223.4761 | 1231297.8503 | 2607222.6591 | 1231295.6936
73 | 2607251.9642 | 1231309.2145 | 2607374.6022 | 1231293.3537
74 | 2607216.5309 | 1231281.4741 | 2607219.0522 | 1231286.427 | 2607221.5209 | 1231292.6893 | 2607222.6591 | 1231295.6936
75 | 2607148.3858 | 1231316.4604 | 2607142.5982 | 1231330.9511 | 2607141.1005 | 1231335.8745 | 2607139.6922 | 1231342.0765 | 2607138.2285 | 1231350.2908 | 2607138.0197 | 1231352.9018
76 | 2607137.8364 | 1231355.1933 | 2607138.0197 | 1231352.9018
77 | 2607137.8364 | 1231355.1933 | 2607130.4851 | 1231353.7948 | 2607127.2452 | 1231352.7904 | 2607124.8006 | 1231351.6312
78 | 2607137.8364 | 1231355.1933 | 2607100.4413 | 1231535.6014
79 | 2607124.8006 | 1231351.6312 | 2607122.5688 | 1231349.8942 | 2607118.8842 | 1231347.0881 | 2607115.6165 | 1231344.0157 | 2607112.7056 | 1231340.1433 | 2607111.1027 | 1231337.408
80 | 2607100.4413 | 1231535.6014 | 2607095.3196 | 1231544.3784 | 2607093.7043 | 1231546.4221 | 2607092.9201 | 1231547.0489
81 | 2607100.4413 | 1231535.6014 | 2607106.029 | 1231536.2306 | 2607115.8466 | 1231539.4219
82 | 2607100.4413 | 1231535.6014 | 2607092.8427 | 1231532.1904 | 2607089.2504 | 1231530.841
83 | 2607108.9115 | 1231333.1541 | 2607109.8565 | 1231335.2815 | 2607111.1027 | 1231337.408
84 | 2606851.1776 | 1231283.2605 | 2606850.4277 | 1231284.2055
85 | 2606864.3649 | 1231263.9642 | 2606861.868 | 1231268.7753 | 2606859.7282 | 1231272.4862 | 2606851.1776 | 1231283.2605
86 | 2606864.3649 | 1231263.9642 | 2606860.4885 | 1231263.2816 | 2606856.5596 | 1231262.0208 | 2606852.7525 | 1231260.3599 | 2606849.1197 | 1231258.4323 | 2606841.7604 | 1231253.5862
87 | 2606864.3649 | 1231263.9642 | 2606869.8931 | 1231270.4633 | 2606873.7738 | 1231274.0476 | 2606878.7061 | 1231277.4262
88 | 2606864.3649 | 1231263.9642 | 2606867.2938 | 1231263.9806
89 | 2607098.7014 | 1231303.2972 | 2607092.5098 | 1231284.5761
90 | 2607098.7014 | 1231303.2972 | 2607107.5983 | 1231330.198 | 2607108.9115 | 1231333.1541
91 | 2607035.2175 | 1231247.4743 | 2607029.7028 | 1231242.4982
92 | 2607035.2175 | 1231247.4743 | 2607023.2951 | 1231253.1031
93 | 2607197.8815 | 1231259.0408 | 2607206.1262 | 1231267.0332 | 2607212.2815 | 1231274.4562 | 2607215.7054 | 1231279.8524 | 2607216.5309 | 1231281.4741
94 | 2607089.2504 | 1231530.841 | 2607069.305 | 1231523.3488
95 | 2606903.2857 | 1231294.263 | 2606900.2771 | 1231292.2021
96 | 2606915.8979 | 1231302.9022 | 2606903.2857 | 1231294.263
97 | 2606900.2771 | 1231292.2021 | 2606878.7061 | 1231277.4262
98 | 2606896.8824 | 1231257.2307 | 2606890.2153 | 1231259.8691 | 2606885.7533 | 1231261.3871 | 2606880.1934 | 1231262.6815 | 2606874.0811 | 1231263.6084 | 2606869.3402 | 1231263.9921 | 2606867.2938 | 1231263.9806
99 | 2606896.8824 | 1231257.2307 | 2606893.7903 | 1231252.7134 | 2606891.3178 | 1231249.4197
100 | 2606949.9713 | 1231234.2004 | 2606896.8824 | 1231257.2307
101 | 2606873.4174 | 1231233.8238 | 2606888.2544 | 1231246.2921 | 2606891.3178 | 1231249.4197
102 | 2606949.9713 | 1231234.2004 | 2606977.0681 | 1231245.9722 | 2606990.9798 | 1231251.9586 | 2607007.6317 | 1231258.9934
103 | 2606825.7418 | 1231243.0381 | 2606841.7604 | 1231253.5862
104 | 2606873.4174 | 1231233.8238 | 2606853.7827 | 1231217.3237
105 | 2606817.2455 | 1231237.4433 | 2606825.7418 | 1231243.0381
106 | 2606853.7827 | 1231217.3237 | 2606832.3131 | 1231199.2818
107 | 2607006.9031 | 1231240.9039 | 2607029.7028 | 1231242.4982
108 | 2607007.6317 | 1231258.9934 | 2607016.2373 | 1231256.4352 | 2607023.2951 | 1231253.1031
109 | 2606817.2455 | 1231237.4433 | 2606803.425 | 1231228.3425
110 | 2607124.2512 | 1231100.8823 | 2607129.4026 | 1231117.6967 | 2607130.6264 | 1231120.2552 | 2607130.9666 | 1231120.8242
111 | 2607131.5143 | 1231121.7401 | 2607130.9666 | 1231120.8242
112 | 2607131.5143 | 1231121.7401 | 2607134.4053 | 1231126.5746 | 2607135.2928 | 1231127.9285
113 | 2607167.013 | 1231217.1712 | 2607170.6002 | 1231224.5986 | 2607170.6245 | 1231229.6683 | 2607170.6245 | 1231229.6683
114 | 2607167.013 | 1231217.1712 | 2607158.6626 | 1231199.8817
115 | 2607158.6626 | 1231199.8817 | 2607157.0557 | 1231196.5546 | 2607150.3804 | 1231177.3981
116 | 2607145.8937 | 1231164.5221 | 2607150.3804 | 1231177.3981
117 | 2606927.3664 | 1231129.356 | 2606926.2795 | 1231126.2529 | 2606925.7903 | 1231123.5841 | 2606925.6576 | 1231120.5043 | 2606925.9033 | 1231117.5584 | 2606926.437 | 1231114.4905 | 2606927.5532 | 1231111.8791 | 2606933.3708 | 1231103.9811
118 | 2606927.3664 | 1231129.356 | 2606925.8218 | 1231129.1319 | 2606924.5048 | 1231128.5634 | 2606912.021 | 1231118.4363
119 | 2607135.2928 | 1231127.9285 | 2607139.4368 | 1231134.2499
120 | 2607145.0033 | 1231142.7413 | 2607139.4368 | 1231134.2499

## bus_geodata
| x | y | coords
0 | 2607088.9698 | 1230994.9069
1 | 2607086.8078 | 1231019.154
2 | 2607086.2389 | 1231026.3465
3 | 2607063.6715 | 1231032.5347
4 | 2607083.4155 | 1231050.869
5 | 2607006.2993 | 1231021.1044
6 | 2606973.7897 | 1231037.3907
7 | 2607007.7164 | 1231024.3865
8 | 2606961.7086 | 1231050.5637
9 | 2606949.8054 | 1231063.5426
10 | 2606997.1278 | 1231105.0703
11 | 2606994.8385 | 1231103.1652
12 | 2607009.8143 | 1231114.9876
13 | 2606975.1278 | 1231085.9875
14 | 2607017.8403 | 1231120.5444
15 | 2607028.6519 | 1231085.87
16 | 2606957.8546 | 1231070.8785
17 | 2607028.5026 | 1231127.8956
18 | 2607042.9756 | 1231138.9878
19 | 2607049.3029 | 1231144.2624
20 | 2606953.159 | 1231077.6772
21 | 2606945.8296 | 1231087.1948
22 | 2607103.1549 | 1231197.1603
23 | 2607090.5796 | 1231184.6399
24 | 2607109.3011 | 1231203.2796
25 | 2607077.7505 | 1231171.867
26 | 2607095.5569 | 1231216.7079
27 | 2607117.6515 | 1231211.5919
28 | 2607070.9359 | 1231165.0822
29 | 2607105.4472 | 1231249.3962
30 | 2607137.1309 | 1231231.7227
31 | 2607059.4744 | 1231119.5224
32 | 2607062.0945 | 1231156.2847
33 | 2607099.6742 | 1231054.4015
34 | 2607110.6514 | 1231054.3477
35 | 2607082.4283 | 1231056.2161
36 | 2607077.4608 | 1231078.4673
37 | 2607090.537 | 1231080.1386
38 | 2607118.3662 | 1231081.6732
39 | 2607069.2831 | 1231096.8576
40 | 2607122.0028 | 1231093.5434
41 | 2607138.5734 | 1231076.3755
42 | 2607068.7826 | 1231097.9839
43 | 2607123.8187 | 1231099.4706
44 | 2607142.9788 | 1231075.062
45 | 2607060.5481 | 1231168.5991
46 | 2607061.3333 | 1231197.5989
47 | 2607061.9529 | 1231238.0334
48 | 2607040.5108 | 1231245.4704
49 | 2607147.7205 | 1231074.0813
50 | 2607157.7127 | 1231077.473
51 | 2607171.8007 | 1231078.5835
52 | 2607177.167 | 1231078.0966
53 | 2607146.8497 | 1231245.6273
54 | 2607154.5778 | 1231293.0871
55 | 2607159.4312 | 1231238.2578
56 | 2607402.7904 | 1231340.3054
57 | 2607394.7343 | 1231345.4652
58 | 2607387.6694 | 1231324.7541
59 | 2607391.9016 | 1231363.1241
60 | 2607375.7298 | 1231297.2583
61 | 2607373.9328 | 1231501.7013
62 | 2607216.8342 | 1231344.1711
63 | 2607215.443 | 1231315.4178
64 | 2607175.133 | 1231300.9518
65 | 2607225.914 | 1231317.0647
66 | 2607251.9642 | 1231309.2145
67 | 2607222.6591 | 1231295.6936
68 | 2607394.4381 | 1231505.0768
69 | 2607138.0197 | 1231352.9018
70 | 2607148.3858 | 1231316.4604
71 | 2607137.8364 | 1231355.1933
72 | 2607124.8006 | 1231351.6312
73 | 2607100.4413 | 1231535.6014
74 | 2607111.1027 | 1231337.408
75 | 2606850.4277 | 1231284.2055
76 | 2606851.1776 | 1231283.2605
77 | 2606864.3649 | 1231263.9642
78 | 2607092.5098 | 1231284.5761
79 | 2607098.7014 | 1231303.2972
80 | 2607108.9115 | 1231333.1541
81 | 2607035.2175 | 1231247.4743
82 | 2607216.5309 | 1231281.4741
83 | 2607197.8815 | 1231259.0408
84 | 2607374.6022 | 1231293.3537
85 | 2607089.2504 | 1231530.841
86 | 2607069.305 | 1231523.3488
87 | 2607092.9201 | 1231547.0489
88 | 2607115.8466 | 1231539.4219
89 | 2606903.2857 | 1231294.263
90 | 2606900.2771 | 1231292.2021
91 | 2606915.8979 | 1231302.9022
92 | 2606878.7061 | 1231277.4262
93 | 2606867.2938 | 1231263.9806
94 | 2606896.8824 | 1231257.2307
95 | 2606891.3178 | 1231249.4197
96 | 2606949.9713 | 1231234.2004
97 | 2606841.7604 | 1231253.5862
98 | 2606873.4174 | 1231233.8238
99 | 2606825.7418 | 1231243.0381
100 | 2606853.7827 | 1231217.3237
101 | 2606832.3131 | 1231199.2818
102 | 2607029.7028 | 1231242.4982
103 | 2607023.2951 | 1231253.1031
104 | 2607006.9031 | 1231240.9039
105 | 2607007.6317 | 1231258.9934
106 | 2606817.2455 | 1231237.4433
107 | 2606803.425 | 1231228.3425
108 | 2607124.2512 | 1231100.8823
109 | 2607130.9666 | 1231120.8242
110 | 2607131.5143 | 1231121.7401
111 | 2607167.013 | 1231217.1712
112 | 2607170.6245 | 1231229.6683
113 | 2607158.6626 | 1231199.8817
114 | 2607150.3804 | 1231177.3981
115 | 2607145.8937 | 1231164.5221
116 | 2606933.3708 | 1231103.9811
117 | 2606927.3664 | 1231129.356
118 | 2606912.021 | 1231118.4363
119 | 2607135.2928 | 1231127.9285
120 | 2607139.4368 | 1231134.2499
121 | 2607145.0033 | 1231142.7413
122 | 2607109.3011 | 1231203.2796

## line_std_types
| c_nf_per_km | r_ohm_per_km | x_ohm_per_km | max_i_ka | type | q_mm2 | alpha | voltage_rating
NAYY 4x50 SE | 210 | 0.642 | 0.083 | 0.142 | cs | 50 | 0.00403 | LV
NAYY 4x120 SE | 264 | 0.225 | 0.08 | 0.242 | cs | 120 | 0.00403 | LV
NAYY 4x150 SE | 261 | 0.208 | 0.08 | 0.27 | cs | 150 | 0.00403 | LV
NA2XS2Y 1x95 RM/25 12/20 kV | 216 | 0.313 | 0.132 | 0.252 | cs | 95 | 0.00403 | MV
NA2XS2Y 1x185 RM/25 12/20 kV | 273 | 0.161 | 0.117 | 0.362 | cs | 185 | 0.00403 | MV
NA2XS2Y 1x240 RM/25 12/20 kV | 304 | 0.122 | 0.112 | 0.421 | cs | 240 | 0.00403 | MV
NA2XS2Y 1x95 RM/25 6/10 kV | 315 | 0.313 | 0.123 | 0.249 | cs | 95 | 0.00403 | MV
NA2XS2Y 1x185 RM/25 6/10 kV | 406 | 0.161 | 0.11 | 0.358 | cs | 185 | 0.00403 | MV
NA2XS2Y 1x240 RM/25 6/10 kV | 456 | 0.122 | 0.105 | 0.416 | cs | 240 | 0.00403 | MV
NA2XS2Y 1x150 RM/25 12/20 kV | 250 | 0.206 | 0.116 | 0.319 | cs | 150 | 0.00403 | MV
NA2XS2Y 1x120 RM/25 12/20 kV | 230 | 0.253 | 0.119 | 0.283 | cs | 120 | 0.00403 | MV
NA2XS2Y 1x70 RM/25 12/20 kV | 190 | 0.443 | 0.132 | 0.22 | cs | 70 | 0.00403 | MV
NA2XS2Y 1x150 RM/25 6/10 kV | 360 | 0.206 | 0.11 | 0.315 | cs | 150 | 0.00403 | MV
NA2XS2Y 1x120 RM/25 6/10 kV | 340 | 0.253 | 0.113 | 0.28 | cs | 120 | 0.00403 | MV
NA2XS2Y 1x70 RM/25 6/10 kV | 280 | 0.443 | 0.123 | 0.217 | cs | 70 | 0.00403 | MV
N2XS(FL)2Y 1x120 RM/35 64/110 kV | 112 | 0.153 | 0.166 | 0.366 | cs | 120 | 0.00393 | HV
N2XS(FL)2Y 1x185 RM/35 64/110 kV | 125 | 0.099 | 0.156 | 0.457 | cs | 185 | 0.00393 | HV
N2XS(FL)2Y 1x240 RM/35 64/110 kV | 135 | 0.075 | 0.149 | 0.526 | cs | 240 | 0.00393 | HV
N2XS(FL)2Y 1x300 RM/35 64/110 kV | 144 | 0.06 | 0.144 | 0.588 | cs | 300 | 0.00393 | HV
15-AL1/3-ST1A 0.4 | 11 | 1.8769 | 0.35 | 0.105 | ol | 16 | 0.00403 | LV
24-AL1/4-ST1A 0.4 | 11.25 | 1.2012 | 0.335 | 0.14 | ol | 24 | 0.00403 | LV
48-AL1/8-ST1A 0.4 | 12.2 | 0.5939 | 0.3 | 0.21 | ol | 48 | 0.00403 | LV
94-AL1/15-ST1A 0.4 | 13.2 | 0.306 | 0.29 | 0.35 | ol | 94 | 0.00403 | LV
34-AL1/6-ST1A 10.0 | 9.7 | 0.8342 | 0.36 | 0.17 | ol | 34 | 0.00403 | MV
48-AL1/8-ST1A 10.0 | 10.1 | 0.5939 | 0.35 | 0.21 | ol | 48 | 0.00403 | MV
70-AL1/11-ST1A 10.0 | 10.4 | 0.4132 | 0.339 | 0.29 | ol | 70 | 0.00403 | MV
94-AL1/15-ST1A 10.0 | 10.75 | 0.306 | 0.33 | 0.35 | ol | 94 | 0.00403 | MV
122-AL1/20-ST1A 10.0 | 11.1 | 0.2376 | 0.323 | 0.41 | ol | 122 | 0.00403 | MV
149-AL1/24-ST1A 10.0 | 11.25 | 0.194 | 0.315 | 0.47 | ol | 149 | 0.00403 | MV
34-AL1/6-ST1A 20.0 | 9.15 | 0.8342 | 0.382 | 0.17 | ol | 34 | 0.00403 | MV
48-AL1/8-ST1A 20.0 | 9.5 | 0.5939 | 0.372 | 0.21 | ol | 48 | 0.00403 | MV
70-AL1/11-ST1A 20.0 | 9.7 | 0.4132 | 0.36 | 0.29 | ol | 70 | 0.00403 | MV
94-AL1/15-ST1A 20.0 | 10 | 0.306 | 0.35 | 0.35 | ol | 94 | 0.00403 | MV
122-AL1/20-ST1A 20.0 | 10.3 | 0.2376 | 0.344 | 0.41 | ol | 122 | 0.00403 | MV
149-AL1/24-ST1A 20.0 | 10.5 | 0.194 | 0.337 | 0.47 | ol | 149 | 0.00403 | MV
184-AL1/30-ST1A 20.0 | 10.75 | 0.1571 | 0.33 | 0.535 | ol | 184 | 0.00403 | MV
243-AL1/39-ST1A 20.0 | 11 | 0.1188 | 0.32 | 0.645 | ol | 243 | 0.00403 | MV
48-AL1/8-ST1A 110.0 | 8 | 0.5939 | 0.46 | 0.21 | ol | 48 | 0.00403 | HV
70-AL1/11-ST1A 110.0 | 8.4 | 0.4132 | 0.45 | 0.29 | ol | 70 | 0.00403 | HV
94-AL1/15-ST1A 110.0 | 8.65 | 0.306 | 0.44 | 0.35 | ol | 94 | 0.00403 | HV
122-AL1/20-ST1A 110.0 | 8.5 | 0.2376 | 0.43 | 0.41 | ol | 122 | 0.00403 | HV
149-AL1/24-ST1A 110.0 | 8.75 | 0.194 | 0.41 | 0.47 | ol | 149 | 0.00403 | HV
184-AL1/30-ST1A 110.0 | 8.8 | 0.1571 | 0.4 | 0.535 | ol | 184 | 0.00403 | HV
243-AL1/39-ST1A 110.0 | 9 | 0.1188 | 0.39 | 0.645 | ol | 243 | 0.00403 | HV
305-AL1/39-ST1A 110.0 | 9.2 | 0.0949 | 0.38 | 0.74 | ol | 305 | 0.00403 | HV
490-AL1/64-ST1A 110.0 | 9.75 | 0.059 | 0.37 | 0.96 | ol | 490 | 0.00403 | HV
679-AL1/86-ST1A 110.0 | 9.95 | 0.042 | 0.36 | 1.15 | ol | 679 | 0.00403 | HV
490-AL1/64-ST1A 220.0 | 10 | 0.059 | 0.285 | 0.96 | ol | 490 | 0.00403 | HV
679-AL1/86-ST1A 220.0 | 11.7 | 0.042 | 0.275 | 1.15 | ol | 679 | 0.00403 | HV
490-AL1/64-ST1A 380.0 | 11 | 0.059 | 0.253 | 0.96 | ol | 490 | 0.00403 | HV
679-AL1/86-ST1A 380.0 | 14.6 | 0.042 | 0.25 | 1.15 | ol | 679 | 0.00403 | HV

## trafo_std_types
| i0_percent | pfe_kw | vkr_percent | sn_mva | vn_lv_kv | vn_hv_kv | vk_percent | shift_degree | vector_group | tap_side | tap_neutral | tap_min | tap_max | tap_step_degree | tap_step_percent | tap_phase_shifter
160 MVA 380/110 kV | 0.06 | 60 | 0.25 | 160 | 110 | 380 | 12.2 | 0 | Yy0 | hv | 0 | -9 | 9 | 0 | 1.5 | FALSE
100 MVA 220/110 kV | 0.06 | 55 | 0.26 | 100 | 110 | 220 | 12 | 0 | Yy0 | hv | 0 | -9 | 9 | 0 | 1.5 | FALSE
63 MVA 110/20 kV | 0.04 | 22 | 0.32 | 63 | 20 | 110 | 18 | 150 | YNd5 | hv | 0 | -9 | 9 | 0 | 1.5 | FALSE
40 MVA 110/20 kV | 0.05 | 18 | 0.34 | 40 | 20 | 110 | 16.2 | 150 | YNd5 | hv | 0 | -9 | 9 | 0 | 1.5 | FALSE
25 MVA 110/20 kV | 0.07 | 14 | 0.41 | 25 | 20 | 110 | 12 | 150 | YNd5 | hv | 0 | -9 | 9 | 0 | 1.5 | FALSE
63 MVA 110/10 kV | 0.04 | 22 | 0.32 | 63 | 10 | 110 | 18 | 150 | YNd5 | hv | 0 | -9 | 9 | 0 | 1.5 | FALSE
40 MVA 110/10 kV | 0.05 | 18 | 0.34 | 40 | 10 | 110 | 16.2 | 150 | YNd5 | hv | 0 | -9 | 9 | 0 | 1.5 | FALSE
25 MVA 110/10 kV | 0.07 | 14 | 0.41 | 25 | 10 | 110 | 12 | 150 | YNd5 | hv | 0 | -9 | 9 | 0 | 1.5 | FALSE
0.25 MVA 20/0.4 kV | 0.32 | 0.8 | 1.44 | 0.25 | 0.4 | 20 | 6 | 150 | Yzn5 | hv | 0 | -2 | 2 | 0 | 2.5 | FALSE
0.4 MVA 20/0.4 kV | 0.3375 | 1.35 | 1.425 | 0.4 | 0.4 | 20 | 6 | 150 | Dyn5 | hv | 0 | -2 | 2 | 0 | 2.5 | FALSE
0.63 MVA 20/0.4 kV | 0.2619 | 1.65 | 1.206 | 0.63 | 0.4 | 20 | 6 | 150 | Dyn5 | hv | 0 | -2 | 2 | 0 | 2.5 | FALSE
0.25 MVA 10/0.4 kV | 0.24 | 0.6 | 1.2 | 0.25 | 0.4 | 10 | 4 | 150 | Dyn5 | hv | 0 | -2 | 2 | 0 | 2.5 | FALSE
0.4 MVA 10/0.4 kV | 0.2375 | 0.95 | 1.325 | 0.4 | 0.4 | 10 | 4 | 150 | Dyn5 | hv | 0 | -2 | 2 | 0 | 2.5 | FALSE
0.63 MVA 10/0.4 kV | 0.1873 | 1.18 | 1.0794 | 0.63 | 0.4 | 10 | 4 | 150 | Dyn5 | hv | 0 | -2 | 2 | 0 | 2.5 | FALSE

## trafo3w_std_types
| sn_hv_mva | sn_mv_mva | sn_lv_mva | vn_hv_kv | vn_mv_kv | vn_lv_kv | vk_hv_percent | vk_mv_percent | vk_lv_percent | vkr_hv_percent | vkr_mv_percent | vkr_lv_percent | pfe_kw | i0_percent | shift_mv_degree | shift_lv_degree | vector_group | tap_side | tap_neutral | tap_min | tap_max | tap_step_percent
63/25/38 MVA 110/20/10 kV | 63 | 25 | 38 | 110 | 20 | 10 | 10.4 | 10.4 | 10.4 | 0.28 | 0.32 | 0.35 | 35 | 0.89 | 0 | 0 | YN0yn0yn0 | hv | 0 | -10 | 10 | 1.2
63/25/38 MVA 110/10/10 kV | 63 | 25 | 38 | 110 | 10 | 10 | 10.4 | 10.4 | 10.4 | 0.28 | 0.32 | 0.35 | 35 | 0.89 | 0 | 0 | YN0yn0yn0 | hv | 0 | -10 | 10 | 1.2

## fuse_std_types
| fuse_type | i_rated_a | t_avg | t_min | t_total | x_avg | x_min | x_total
HV 100A | HV 100A | 100 | 0 | [10.0, 3.64, 0.854, 0.281, 0.1, 0.0531, 0.022, 0.01] | [10.0, 4.267, 1.21, 0.403, 0.1, 0.058, 0.022, 0.01] | 0 | [300.0, 350.0, 450.0, 550.0, 700.0, 850.0, 1200.0, 1752.0] | [600.0, 700.0, 900.0, 1150.0, 1665.0, 2000.0, 3000.0, 4313.0]
HV 10A | HV 10A | 10 | 0 | [10.0, 1675.0, 0.344, 0.156, 0.1, 0.0417, 0.0171, 0.01] | [10.0, 1.3, 0.3, 0.155, 0.1, 0.0555, 0.023, 0.01] | 0 | [30.0, 32.0, 35.0, 37.0, 39.0, 50.0, 70.0, 88.0] | [60.0, 70.0, 80.0, 87.0, 94.0, 110.0, 150.0, 216.0]
HV 125A | HV 125A | 125 | 0 | [10.0, 1.82, 0.344, 0.1, 0.0467, 0.0269, 0.01] | [10.0, 2.478, 0.426, 0.1, 0.0427, 0.0211, 0.01] | 0 | [375.0, 500.0, 700.0, 925.0, 1200.0, 1500.0, 2341.0] | [750.0, 1000.0, 1500.0, 2200.0, 3000.0, 4000.0, 5765.0]
HV 160A | HV 160A | 160 | 0 | [10.0, 4.15, 1.03, 0.198, 0.1, 0.051, 0.0172, 0.01] | [10.0, 2.3, 0.734, 0.274, 0.1, 0.046, 0.0177, 0.01] | 0 | [480.0, 550.0, 700.0, 1000.0, 1260.0, 1600.0, 2500.0, 3227.0] | [960.0, 1300.0, 1700.0, 2200.0, 2996.0, 4000.0, 6000.0, 7946.0]
HV 16A | HV 16A | 16 | 0 | [10.0, 0.352, 0.164, 0.1, 0.0649, 0.0342, 0.01] | [10.0, 2.34, 0.722, 0.181, 0.1, 0.055, 0.0296, 0.01] | 0 | [48.0, 60.0, 65.0, 71.0, 80.0, 100.0, 162.0] | [96.0, 110.0, 125.0, 150.0, 168.0, 200.0, 250.0, 398.0]
HV 200A | HV 200A | 200 | 0 | [10.0, 4.267, 1.21, 0.403, 0.1, 0.058, 0.022, 0.01] | [10.0, 3.73, 1.654, 0.328, 0.1, 0.0531, 0.019, 0.01] | 0 | [600.0, 700.0, 900.0, 1150.0, 1665.0, 2000.0, 3000.0, 4313.0] | [1200.0, 1500.0, 1800.0, 2700.0, 3960.0, 5000.0, 7500.0, 10620.0]
HV 20A | HV 20A | 20 | 0 | [10.0, 1.3, 0.3, 0.155, 0.1, 0.0555, 0.023, 0.01] | [10.0, 1.3, 0.161, 0.1, 0.0611, 0.0399, 0.0141, 0.01] | 0 | [60.0, 70.0, 80.0, 87.0, 94.0, 110.0, 150.0, 216.0] | [120.0, 150.0, 200.0, 223.0, 260.0, 300.0, 450.0, 532.0]
HV 25A | HV 25A | 25 | 0 | [10.0, 2.512, 0.833, 0.299, 0.1, 0.0372, 0.0223, 0.01] | [10.0, 3.125, 0.597, 0.198, 0.1, 0.0378, 0.022, 0.01] | 0 | [75.0, 82.0, 90.0, 100.0, 124.0, 170.0, 200.0, 289.0] | [150.0, 170.0, 210.0, 250.0, 294.0, 400.0, 500.0, 711.0]
HV 31.5A | HV 31.5A | 31.5 | 0 | [10.0, 2.34, 0.722, 0.181, 0.1, 0.055, 0.0296, 0.01] | [10.0, 2.84, 0.368, 0.164, 0.1, 0.0621, 0.0378, 0.0195, 0.01] | 0 | [95.0, 110.0, 125.0, 150.0, 165.0, 200.0, 250.0, 390.0] | [189.0, 220.0, 300.0, 350.0, 393.0, 450.0, 530.0, 700.0, 960.0]
HV 40A | HV 40A | 40 | 0 | [10.0, 1.3, 0.161, 0.1, 0.0611, 0.0399, 0.0141, 0.01] | [10.0, 2.05, 0.369, 0.198, 0.1, 0.051, 0.0298, 0.01] | 0 | [120.0, 150.0, 200.0, 223.0, 260.0, 300.0, 450.0, 532.0] | [240.0, 300.0, 400.0, 450.0, 530.0, 650.0, 800.0, 1311.0]
HV 50A | HV 50A | 50 | 0 | [10.0, 3.215, 0.597, 0.198, 0.1, 0.0378, 0.022, 0.01] | [10.0, 3.64, 0.854, 0.281, 0.1, 0.0531, 0.022, 0.01] | 0 | [150.0, 170.0, 210.0, 250.0, 294.0, 400.0, 500.0, 711.0] | [300.0, 350.0, 450.0, 550.0, 700.0, 850.0, 1200.0, 1752.0]
HV 6.3A | HV 6.3A | 6.3 | 0 | [10.0, 1.39, 0.344, 0.168, 0.1, 0.056, 0.0263, 0.01] | [10.0, 1.711, 0.516, 0.198, 0.1, 0.0634, 0.0303, 0.01] | 0 | [19.0, 19.5, 20.4, 20.8, 22.0, 25.0, 32.0, 48.0] | [38.0, 40.0, 43.0, 48.0, 53.0, 60.0, 75.0, 118.0]
HV 63A | HV 63A | 63 | 0 | [10.0, 2.84, 0.368, 0.164, 0.1, 0.0621, 0.0378, 0.0195, 0.01] | [10.0, 1.82, 0.344, 0.1, 0.0467, 0.0269, 0.01] | 0 | [189.0, 220.0, 300.0, 350.0, 393.0, 450.0, 530.0, 700.0, 961.0] | [378.0, 500.0, 700.0, 934.0, 1200.0, 1500.0, 2366.0]
HV 80A | HV 80A | 80 | 0 | [10.0, 2.05, 0.369, 0.198, 0.1, 0.051, 0.0298, 0.01] | [10.0, 4.15, 1.03, 0.198, 0.1, 0.051, 0.0172, 0.01] | 0 | [240.0, 300.0, 400.0, 450.0, 530.0, 650.0, 800.0, 1311.0] | [480.0, 550.0, 700.0, 1000.0, 1260.0, 1600.0, 2500.0, 3227.0]
Siemens NH-1-100 | Siemens NH-1-100 | 100 | [5400.0, 2000.0, 400.0, 20.0, 1.0, 0.2, 0.012, 0.004] | 0 | 0 | [150.0, 190.0, 250.0, 430.0, 900.0, 1250.0, 2700.0, 3600.0] | 0 | 0
Siemens NH-1-125 | Siemens NH-1-125 | 125 | [4800.0, 120.0, 7.0, 0.1, 0.004] | 0 | 0 | [180.0, 400.0, 740.0, 2000.0, 4250.0] | 0 | 0
Siemens NH-1-16 | Siemens NH-1-16 | 16 | [4000.0, 400.0, 2.0, 0.1, 0.04, 0.01] | 0 | 0 | [26.0, 35.0, 75.0, 150.0, 200.0, 300.0] | 0 | 0
Siemens NH-1-160 | Siemens NH-1-160 | 160 | [4800.0, 120.0, 7.0, 0.1, 0.004] | 0 | 0 | [210.0, 500.0, 900.0, 2300.0, 5000.0] | 0 | 0
Siemens NH-1-25 | Siemens NH-1-25 | 25 | [4000.0, 1000.0, 10.0, 0.2, 0.02, 0.01] | 0 | 0 | [40.0, 50.0, 100.0, 210.0, 400.0, 500.0] | 0 | 0
Siemens NH-1-50 | Siemens NH-1-50 | 50 | [4000.0, 40.0, 4.0, 1.0, 0.02, 0.01] | 0 | 0 | [86.0, 200.0, 300.0, 400.0, 1000.0, 1280.0] | 0 | 0
Siemens NH-1-63 | Siemens NH-1-63 | 63 | [4000.0, 100.0, 10.0, 2.0, 0.04, 0.01] | 0 | 0 | [100.0, 200.0, 300.0, 400.0, 1000.0, 1500.0] | 0 | 0
Siemens NH-1-80 | Siemens NH-1-80 | 80 | [4800.0, 120.0, 7.0, 0.1, 0.01] | 0 | 0 | [150.58, 250.0, 450.0, 1150.0, 2470.0] | 0 | 0
Siemens NH-2-1000 | Siemens NH-2-1000 | 1000 | [4800.0, 120.0, 7.0, 0.1, 0.004] | 0 | 0 | [1900.0, 3500.0, 8400.0, 24000.0, 52000.0] | 0 | 0
Siemens NH-2-200 | Siemens NH-2-200 | 200 | [4800.0, 120.0, 7.0, 0.1, 0.004] | 0 | 0 | [280.0, 650.0, 1200.0, 3000.0, 7000.0] | 0 | 0
Siemens NH-2-224 | Siemens NH-2-224 | 224 | [4800.0, 120.0, 7.0, 0.2, 0.04, 0.004] | 0 | 0 | [400.0, 750.0, 1453.0, 3025.0, 4315.0, 7600.0] | 0 | 0
Siemens NH-2-250 | Siemens NH-2-250 | 250 | [4800.0, 120.0, 7.0, 0.1, 0.004] | 0 | 0 | [450.0, 800.0, 1650.0, 4000.0, 8500.0] | 0 | 0
Siemens NH-2-315 | Siemens NH-2-315 | 315 | [4800.0, 120.0, 7.0, 0.1, 0.004] | 0 | 0 | [550.0, 920.0, 1900.0, 5000.0, 11000.0] | 0 | 0
Siemens NH-2-355 | Siemens NH-2-355 | 355 | [4800.0, 120.0, 6.0, 0.1, 0.004] | 0 | 0 | [650.0, 1116.27, 2350.0, 5840.0, 12790.0] | 0 | 0
Siemens NH-2-400 | Siemens NH-2-400 | 400 | [4800.0, 120.0, 7.0, 0.1, 0.004] | 0 | 0 | [720.0, 1350.0, 2800.0, 6500.0, 15000.0] | 0 | 0
Siemens NH-2-425 | Siemens NH-2-425 | 425 | [4800.0, 120.0, 7.0, 0.1, 0.004] | 0 | 0 | [850.0, 1500.0, 3050.0, 7500.0, 16500.0] | 0 | 0
Siemens NH-2-630 | Siemens NH-2-630 | 630 | [4800.0, 120.0, 7.0, 0.1, 0.004] | 0 | 0 | [1200.0, 2000.0, 4800.0, 12000.0, 26000.0] | 0 | 0

## res_bus
| vm_pu | va_degree | p_mw | q_mvar
0 | 0.98592 | -0.27079 | 0.0026965 | 0.0006758
1 | 0.98598 | -0.26961 | 0 | 0
2 | 0.98599 | -0.26926 | 0 | 0
3 | 0.98594 | -0.27034 | 0.002568 | 0.00064359
4 | 0.98611 | -0.26693 | 0 | 0
5 | 0.98704 | -0.24894 | 0.003983 | 0.00099823
6 | 0.98726 | -0.24462 | 0.0010321 | 0.00025868
7 | 0.98704 | -0.24899 | 0.00080723 | 0.00020231
8 | 0.98736 | -0.24275 | 0.0007262 | 0.000182
9 | 0.98747 | -0.24069 | 0 | 0
10 | 0.98794 | -0.23138 | 0.0047885 | 0.0012001
11 | 0.98791 | -0.23199 | 0.002321 | 0.0005817
12 | 0.98818 | -0.22674 | 0 | 0
13 | 0.9877 | -0.2362 | 0.0011874 | 0.00029759
14 | 0.98836 | -0.22336 | 0.0031817 | 0.00079741
15 | 0.98807 | -0.22883 | 0.0032744 | 0.00082065
16 | 0.98753 | -0.23942 | 0 | 0
17 | 0.98862 | -0.21814 | 0.0095298 | 0.0023884
18 | 0.98916 | -0.20769 | 0.0024539 | 0.00061501
19 | 0.98942 | -0.20262 | 0 | 0
20 | 0.98752 | -0.23961 | 0 | 0
21 | 0.98751 | -0.23989 | 0.00082899 | 0.00020776
22 | 0.9971 | -0.055185 | 0.0056676 | 0.0014204
23 | 0.99594 | -0.077285 | 0.0020451 | 0.00051255
24 | 0.99768 | -0.043972 | 0 | 0
25 | 0.99361 | -0.12188 | 0.0031636 | 0.00079286
26 | 1 | 0 | -0.27188 | -0.068965
27 | 0.99644 | -0.067605 | 0.0035927 | 0.00090042
28 | 0.9924 | -0.14512 | 0.0013441 | 0.00033686
29 | 0.99979 | -0.0041174 | 0.0050557 | 0.0012671
30 | 0.99359 | -0.12229 | 0.008466 | 0.0021218
31 | 0.9881 | -0.22834 | 0.010592 | 0.0026545
32 | 0.99085 | -0.17504 | 0 | 0
33 | 0.98607 | -0.26776 | 0.0014284 | 0.000358
34 | 0.98606 | -0.26803 | 0.0013564 | 0.00033994
35 | 0.98615 | -0.26614 | 0.0046465 | 0.0011645
36 | 0.98642 | -0.26096 | 0 | 0
37 | 0.98612 | -0.26689 | 0.0032547 | 0.0008157
38 | 0.98555 | -0.27784 | 0 | 0
39 | 0.98712 | -0.24734 | 0 | 0
40 | 0.98541 | -0.28073 | 0.0010148 | 0.00025433
41 | 0.98538 | -0.28119 | 0.0021827 | 0.00054705
42 | 0.98716 | -0.2465 | 0.0055009 | 0.0013786
43 | 0.98534 | -0.28206 | 0.0014888 | 0.00037312
44 | 0.98535 | -0.28174 | 0.0010966 | 0.00027485
45 | 0.99031 | -0.1854 | 0.0020021 | 0.00050178
46 | 0.98911 | -0.20858 | 0.0021159 | 0.00053029
47 | 0.98746 | -0.24054 | 0 | 0
48 | 0.98656 | -0.25793 | 0.0045525 | 0.001141
49 | 0.98533 | -0.28223 | 0.0012495 | 0.00031314
50 | 0.98529 | -0.28307 | 0.0015979 | 0.00040048
51 | 0.98525 | -0.28378 | 0.0016947 | 0.00042474
52 | 0.98524 | -0.28388 | 0.0010859 | 0.00027215
53 | 0.99199 | -0.15304 | 0 | 0
54 | 0.98814 | -0.2272 | 0 | 0
55 | 0.99175 | -0.1576 | 0.0056543 | 0.0014171
56 | 0.98014 | -0.38299 | 0.002479 | 0.00062129
57 | 0.98017 | -0.38256 | 0 | 0
58 | 0.98028 | -0.38035 | 0.0042318 | 0.0010606
59 | 0.98011 | -0.38355 | 0.0015101 | 0.00037847
60 | 0.98055 | -0.37502 | 0.0050755 | 0.001272
61 | 0.97991 | -0.38749 | 0.00045405 | 0.0001138
62 | 0.9853 | -0.28224 | 0.00065607 | 0.00016443
63 | 0.98532 | -0.2819 | 0 | 0
64 | 0.98697 | -0.24997 | 0.016287 | 0.004082
65 | 0.98492 | -0.28967 | 0 | 0
66 | 0.98408 | -0.30612 | 0.00064321 | 0.0001612
67 | 0.98472 | -0.29356 | 0.0021325 | 0.00053445
68 | 0.97989 | -0.3879 | 0.0010954 | 0.00027454
69 | 0.98661 | -0.25703 | 0.006254 | 0.0015674
70 | 0.98755 | -0.23878 | 0 | 0
71 | 0.98656 | -0.25788 | 0 | 0
72 | 0.98642 | -0.26079 | 0 | 0
73 | 0.98511 | -0.28614 | 0 | 0
74 | 0.9862 | -0.26507 | 0.0009497 | 0.00023802
75 | 0.98212 | -0.34456 | 0.0018999 | 0.00047617
76 | 0.98212 | -0.34452 | 0.0019526 | 0.00048937
77 | 0.98221 | -0.34289 | 0 | 0
78 | 0.98567 | -0.2754 | 0.0093599 | 0.0023458
79 | 0.98584 | -0.27209 | 0.0013629 | 0.00034157
80 | 0.98615 | -0.26602 | 0.00031041 | 7.7796e-05
81 | 0.98637 | -0.2618 | 0 | 0
82 | 0.98461 | -0.29573 | 0.004077 | 0.0010218
83 | 0.98451 | -0.29769 | 0.003711 | 0.00093007
84 | 0.98061 | -0.37393 | 0.015504 | 0.0038858
85 | 0.98504 | -0.28759 | 0.0006597 | 0.00016534
86 | 0.98492 | -0.28988 | 0.0059776 | 0.0014981
87 | 0.9851 | -0.28642 | 0.001111 | 0.00027844
88 | 0.9851 | -0.28637 | 0.00080081 | 0.0002007
89 | 0.982 | -0.34697 | 0.0019841 | 0.00049725
90 | 0.98201 | -0.34679 | 0.0016534 | 0.00041438
91 | 0.98199 | -0.3472 | 0.00082448 | 0.00020664
92 | 0.98211 | -0.34468 | 0.00054373 | 0.00013627
93 | 0.98225 | -0.34206 | 0.0016949 | 0.00042477
94 | 0.98274 | -0.33248 | 0 | 0
95 | 0.98267 | -0.3338 | 0.001478 | 0.00037042
96 | 0.98407 | -0.30637 | 0.0015492 | 0.00038826
97 | 0.98205 | -0.34598 | 0.0011213 | 0.00028101
98 | 0.98254 | -0.33645 | 0.0015407 | 0.00038614
99 | 0.98195 | -0.34795 | 0.0019523 | 0.0004893
100 | 0.98243 | -0.3386 | 0.0024791 | 0.00062131
101 | 0.98237 | -0.3397 | 0.002162 | 0.00054184
102 | 0.9863 | -0.26313 | 0.0086261 | 0.0021619
103 | 0.98602 | -0.26847 | 0.001646 | 0.00041252
104 | 0.98627 | -0.26367 | 0.0013326 | 0.00033397
105 | 0.98561 | -0.27647 | 0 | 0
106 | 0.98191 | -0.34864 | 0.0021552 | 0.00054014
107 | 0.98189 | -0.34911 | 0.0015745 | 0.00039461
108 | 0.98532 | -0.28233 | 0.0016504 | 0.00041363
109 | 0.98515 | -0.28566 | 0.00096385 | 0.00024156
110 | 0.98514 | -0.28582 | 0.0023021 | 0.00057696
111 | 0.99149 | -0.16266 | 0.0030524 | 0.00076501
112 | 0.99159 | -0.16065 | 0.0035 | 0.00087718
113 | 0.99139 | -0.16452 | 0.0019626 | 0.00049187
114 | 0.99132 | -0.16601 | 0.0021558 | 0.0005403
115 | 0.9913 | -0.16633 | 0.0013393 | 0.00033567
116 | 0.9875 | -0.24006 | 0 | 0
117 | 0.98749 | -0.24029 | 0 | 0
118 | 0.98748 | -0.24044 | 0.00045838 | 0.00011488
119 | 0.98511 | -0.28654 | 0.0017539 | 0.00043958
120 | 0.98508 | -0.28705 | 0.0016679 | 0.00041802
121 | 0.98506 | -0.28743 | 0.0021076 | 0.00052822
122 | 0.99998 | 149.9956 | 0 | 0

## res_line
| p_from_mw | q_from_mvar | p_to_mw | q_to_mvar | pl_mw | ql_mvar | i_from_ka | i_to_ka | i_ka | vm_from_pu | va_from_degree | vm_to_pu | va_to_degree | loading_percent
0 | -0.0026965 | -0.0006758 | 0.0026966 | 0.00067559 | 1.512e-07 | -2.137e-07 | 0.0040697 | 0.0040696 | 0.0040697 | 0.98592 | -0.27079 | 0.98598 | -0.26961 | 1.1181
1 | -0.0026966 | -0.00067559 | 0.0026967 | 0.00067552 | 4.4816e-08 | -6.3352e-08 | 0.0040696 | 0.0040696 | 0.0040696 | 0.98598 | -0.26961 | 0.98599 | -0.26926 | 1.118
2 | 0.0025681 | 0.00064338 | -0.002568 | -0.00064359 | 1.3145e-07 | -2.135e-07 | 0.0038756 | 0.0038757 | 0.0038757 | 0.98599 | -0.26926 | 0.98594 | -0.27034 | 1.0647
3 | -0.0052648 | -0.0013189 | 0.0052654 | 0.001319 | 5.8448e-07 | 5.911e-08 | 0.0079452 | 0.007945 | 0.0079452 | 0.98599 | -0.26926 | 0.98611 | -0.26693 | 2.1827
4 | -0.0080503 | -0.0020166 | 0.0080506 | 0.0020168 | 3.0121e-07 | 1.2333e-07 | 0.012147 | 0.012147 | 0.012147 | 0.98611 | -0.26693 | 0.98615 | -0.26614 | 3.3372
5 | 0.0027849 | 0.00069767 | -0.0027848 | -0.00069781 | 1.1023e-07 | -1.4179e-07 | 0.0042023 | 0.0042024 | 0.0042024 | 0.98611 | -0.26693 | 0.98607 | -0.26776 | 1.1545
6 | -0.0047902 | -0.0012005 | 0.0047912 | 0.0012005 | 9.8692e-07 | -1.3564e-08 | 0.0072215 | 0.0072213 | 0.0072215 | 0.98704 | -0.24894 | 0.98726 | -0.24462 | 1.9839
7 | 0.00080723 | 0.00020227 | -0.00080723 | -0.00020231 | 1.9853e-09 | -4.4422e-08 | 0.0012169 | 0.0012169 | 0.0012169 | 0.98704 | -0.24894 | 0.98704 | -0.24899 | 0.33432
8 | -0.0058233 | -0.0014592 | 0.0058239 | 0.0014593 | 5.1634e-07 | 1.0187e-07 | 0.0087769 | 0.0087768 | 0.0087769 | 0.98726 | -0.24462 | 0.98736 | -0.24275 | 2.4112
9 | -0.0065501 | -0.0016413 | 0.0065507 | 0.0016415 | 6.435e-07 | 1.8658e-07 | 0.0098713 | 0.0098712 | 0.0098713 | 0.98736 | -0.24275 | 0.98747 | -0.24069 | 2.7119
10 | -0.0065507 | -0.0016415 | 0.0065511 | 0.0016416 | 3.9734e-07 | 1.1518e-07 | 0.0098712 | 0.0098711 | 0.0098712 | 0.98747 | -0.24069 | 0.98753 | -0.23942 | 2.7119
11 | 0.01135 | 0.0028439 | -0.01135 | -0.0028437 | 3.264e-07 | 1.7076e-07 | 0.017095 | 0.017095 | 0.017095 | 0.98794 | -0.23138 | 0.98791 | -0.23199 | 4.6965
12 | -0.016139 | -0.004044 | 0.016142 | 0.0040461 | 3.5688e-06 | 2.0778e-06 | 0.024308 | 0.024308 | 0.024308 | 0.98794 | -0.23138 | 0.98818 | -0.22674 | 6.6779
13 | 0.0090289 | 0.002262 | -0.0090271 | -0.0022612 | 1.8133e-06 | 8.2582e-07 | 0.013599 | 0.013599 | 0.013599 | 0.98791 | -0.23199 | 0.9877 | -0.2362 | 3.7361
14 | -0.019417 | -0.0048665 | 0.01942 | 0.0048684 | 3.1296e-06 | 1.8778e-06 | 0.029239 | 0.029239 | 0.029239 | 0.98818 | -0.22674 | 0.98836 | -0.22336 | 8.0326
15 | 0.0032747 | 0.0008204 | -0.0032744 | -0.00082065 | 3.2592e-07 | -2.4927e-07 | 0.004931 | 0.0049312 | 0.0049312 | 0.98818 | -0.22674 | 0.98807 | -0.22883 | 1.3547
16 | 0.0078397 | 0.0019636 | -0.0078385 | -0.0019631 | 1.2004e-06 | 4.7461e-07 | 0.011811 | 0.011811 | 0.011811 | 0.9877 | -0.2362 | 0.98753 | -0.23942 | 3.2447
17 | -0.022602 | -0.0056658 | 0.022608 | 0.0056692 | 5.6237e-06 | 3.4331e-06 | 0.034029 | 0.034029 | 0.034029 | 0.98836 | -0.22336 | 0.98862 | -0.21814 | 9.3485
18 | 0.0012874 | 0.00032154 | -0.0012874 | -0.00032164 | 1.1646e-08 | -9.8174e-08 | 0.0019395 | 0.0019395 | 0.0019395 | 0.98753 | -0.23942 | 0.98752 | -0.23961 | 0.53284
19 | -0.032137 | -0.0080576 | 0.032153 | 0.0080676 | 1.6005e-05 | 1.0009e-05 | 0.048372 | 0.048372 | 0.048372 | 0.98862 | -0.21814 | 0.98916 | -0.20769 | 13.2891
20 | -0.034607 | -0.0086826 | 0.034616 | 0.0086879 | 8.3734e-06 | 5.2532e-06 | 0.052064 | 0.052064 | 0.052064 | 0.98916 | -0.20769 | 0.98942 | -0.20262 | 14.3032
21 | 0.054059 | 0.013606 | -0.053993 | -0.013564 | 6.6364e-05 | 4.213e-05 | 0.081321 | 0.081321 | 0.081321 | 0.98942 | -0.20262 | 0.9881 | -0.22834 | 22.341
22 | -0.088675 | -0.022294 | 0.088792 | 0.022368 | 0.00011694 | 7.4618e-05 | 0.13338 | 0.13338 | 0.13338 | 0.98942 | -0.20262 | 0.99085 | -0.17504 | 36.6441
23 | 0.0012874 | 0.00032164 | -0.0012874 | -0.00032179 | 1.6946e-08 | -1.4284e-07 | 0.0019395 | 0.0019396 | 0.0019396 | 0.98752 | -0.23961 | 0.98751 | -0.23989 | 0.53285
24 | 0.00045839 | 0.00011402 | -0.00045839 | -0.00011429 | 3.7375e-09 | -2.6506e-07 | 0.00069042 | 0.00069051 | 0.00069051 | 0.98751 | -0.23989 | 0.9875 | -0.24006 | 0.1897
25 | 0.14327 | 0.036437 | -0.14312 | -0.03634 | 0.00015237 | 9.7057e-05 | 0.214 | 0.214 | 0.214 | 0.9971 | -0.055185 | 0.99594 | -0.077285 | 29.3955
26 | -0.14894 | -0.037858 | 0.14902 | 0.037909 | 8.0476e-05 | 5.1278e-05 | 0.22246 | 0.22246 | 0.22246 | 0.9971 | -0.055185 | 0.99768 | -0.043972 | 30.5573
27 | 0.14107 | 0.035828 | -0.14077 | -0.035635 | 0.00030208 | 0.0001931 | 0.21094 | 0.21094 | 0.21094 | 0.99594 | -0.077285 | 0.99361 | -0.12188 | 57.9517
28 | -0.26461 | -0.067338 | 0.26517 | 0.067697 | 0.00056218 | 0.00035929 | 0.39502 | 0.39501 | 0.39502 | 0.99768 | -0.043972 | 1 | 0 | 54.2603
29 | 0.11559 | 0.029429 | -0.11546 | -0.029345 | 0.00013156 | 8.4046e-05 | 0.17256 | 0.17256 | 0.17256 | 0.99768 | -0.043972 | 0.99644 | -0.067605 | 47.406
30 | 0.13761 | 0.034842 | -0.13746 | -0.034744 | 0.00015334 | 9.801e-05 | 0.20621 | 0.20621 | 0.20621 | 0.99361 | -0.12188 | 0.9924 | -0.14512 | 56.6501
31 | 0.0050566 | 0.0012671 | -0.0050557 | -0.0012671 | 9.9169e-07 | 2.2023e-08 | 0.0075243 | 0.0075245 | 0.0075245 | 1 | 0 | 0.99979 | -0.0041174 | 2.0672
32 | 0.11186 | 0.028445 | -0.11157 | -0.028257 | 0.00029387 | 0.00018771 | 0.16719 | 0.16719 | 0.16719 | 0.99644 | -0.067605 | 0.99359 | -0.12229 | 45.9321
33 | 0.13611 | 0.034407 | -0.13592 | -0.034282 | 0.00019501 | 0.00012465 | 0.20419 | 0.20419 | 0.20419 | 0.9924 | -0.14512 | 0.99085 | -0.17504 | 56.0965
34 | 0.1031 | 0.026135 | -0.10295 | -0.026038 | 0.0001521 | 9.7127e-05 | 0.15451 | 0.15451 | 0.15451 | 0.99359 | -0.12229 | 0.99199 | -0.15304 | 42.449
35 | 0.043401 | 0.010909 | -0.043364 | -0.010885 | 3.7608e-05 | 2.3769e-05 | 0.065371 | 0.065371 | 0.065371 | 0.9881 | -0.22834 | 0.98716 | -0.2465 | 17.9591
36 | 0.047125 | 0.011914 | -0.047101 | -0.011899 | 2.3392e-05 | 1.4811e-05 | 0.070807 | 0.070807 | 0.070807 | 0.99085 | -0.17504 | 0.99031 | -0.1854 | 19.4524
37 | 0.0013564 | 0.00033981 | -0.0013564 | -0.00033994 | 1.7351e-08 | -1.2978e-07 | 0.0020468 | 0.0020468 | 0.0020468 | 0.98607 | -0.26776 | 0.98606 | -0.26803 | 0.56232
38 | -0.012697 | -0.0031813 | 0.0127 | 0.003183 | 3.1381e-06 | 1.7174e-06 | 0.019158 | 0.019158 | 0.019158 | 0.98615 | -0.26614 | 0.98642 | -0.26096 | 5.2633
39 | -0.037837 | -0.0094903 | 0.037861 | 0.0095058 | 2.4581e-05 | 1.5475e-05 | 0.057079 | 0.057079 | 0.057079 | 0.98642 | -0.26096 | 0.98712 | -0.24734 | 15.6811
40 | 0.025136 | 0.0063074 | -0.025129 | -0.006303 | 7.1087e-06 | 4.3814e-06 | 0.037921 | 0.037921 | 0.037921 | 0.98642 | -0.26096 | 0.98612 | -0.26689 | 10.4179
41 | 0.021875 | 0.0054873 | -0.021863 | -0.0054803 | 1.1417e-05 | 6.9506e-06 | 0.03301 | 0.03301 | 0.03301 | 0.98612 | -0.26689 | 0.98555 | -0.27784 | 9.0687
42 | 0.012954 | 0.0032474 | -0.012952 | -0.0032464 | 1.7809e-06 | 9.8159e-07 | 0.019558 | 0.019558 | 0.019558 | 0.98555 | -0.27784 | 0.98541 | -0.28073 | 5.3732
43 | 0.0089094 | 0.0022329 | -0.008908 | -0.0022323 | 1.4189e-06 | 6.417e-07 | 0.013452 | 0.013452 | 0.013452 | 0.98555 | -0.27784 | 0.98538 | -0.28119 | 3.6956
44 | -0.037861 | -0.0095058 | 0.037863 | 0.0095068 | 1.5059e-06 | 9.4801e-07 | 0.057079 | 0.057079 | 0.057079 | 0.98712 | -0.24734 | 0.98716 | -0.2465 | 15.6811
45 | 0.011937 | 0.0029921 | -0.011936 | -0.0029917 | 7.5538e-07 | 4.0447e-07 | 0.018026 | 0.018026 | 0.018026 | 0.98541 | -0.28073 | 0.98534 | -0.28206 | 4.9522
46 | 0.0067253 | 0.0016852 | -0.0067251 | -0.0016852 | 1.778e-07 | 5.5233e-08 | 0.010156 | 0.010156 | 0.010156 | 0.98538 | -0.28119 | 0.98535 | -0.28174 | 2.79
47 | 0.010448 | 0.0026186 | -0.010448 | -0.0026185 | 1.3783e-07 | 6.9407e-08 | 0.015778 | 0.015778 | 0.015778 | 0.98534 | -0.28206 | 0.98532 | -0.28233 | 4.3345
48 | 0.0056284 | 0.0014103 | -0.0056283 | -0.0014103 | 1.3196e-07 | 2.2412e-08 | 0.0084996 | 0.0084996 | 0.0084996 | 0.98535 | -0.28174 | 0.98533 | -0.28223 | 2.3351
49 | 0.045099 | 0.011397 | -0.045049 | -0.011366 | 5.0073e-05 | 3.1674e-05 | 0.067798 | 0.067798 | 0.067798 | 0.99031 | -0.1854 | 0.98911 | -0.20858 | 18.6259
50 | 0.042933 | 0.010835 | -0.042867 | -0.010794 | 6.5611e-05 | 4.1454e-05 | 0.064615 | 0.064615 | 0.064615 | 0.98911 | -0.20858 | 0.98746 | -0.24054 | 17.7515
51 | 0.042867 | 0.010794 | -0.042832 | -0.010771 | 3.5606e-05 | 2.2497e-05 | 0.064615 | 0.064616 | 0.064616 | 0.98746 | -0.24054 | 0.98656 | -0.25793 | 17.7515
52 | 0.038279 | 0.0096304 | -0.038272 | -0.0096259 | 7.0783e-06 | 4.4579e-06 | 0.057749 | 0.057749 | 0.057749 | 0.98656 | -0.25793 | 0.98637 | -0.2618 | 15.8651
53 | 0.0043789 | 0.0010972 | -0.0043787 | -0.0010972 | 1.7434e-07 | -2.3833e-08 | 0.0066127 | 0.0066128 | 0.0066128 | 0.98533 | -0.28223 | 0.98529 | -0.28307 | 1.8167
54 | 0.0027807 | 0.00069671 | -0.0027806 | -0.00069683 | 9.3593e-08 | -1.2033e-07 | 0.0041995 | 0.0041996 | 0.0041996 | 0.98529 | -0.28307 | 0.98525 | -0.28378 | 1.1537
55 | 0.0010859 | 0.00027209 | -0.0010859 | -0.00027215 | 5.4373e-09 | -6.5172e-08 | 0.00164 | 0.00164 | 0.00164 | 0.98525 | -0.28378 | 0.98524 | -0.28388 | 0.45056
56 | 0.085279 | 0.021608 | -0.084977 | -0.021415 | 0.00030266 | 0.00019307 | 0.12801 | 0.12801 | 0.12801 | 0.99199 | -0.15304 | 0.98814 | -0.2272 | 35.1665
57 | 0.017672 | 0.0044304 | -0.017668 | -0.0044281 | 3.8423e-06 | 2.2709e-06 | 0.026509 | 0.026509 | 0.026509 | 0.99199 | -0.15304 | 0.99175 | -0.1576 | 7.2826
58 | 0.05813 | 0.014668 | -0.058067 | -0.014627 | 6.3291e-05 | 4.0225e-05 | 0.087572 | 0.087572 | 0.087572 | 0.98814 | -0.2272 | 0.98697 | -0.24997 | 24.0582
59 | 0.026847 | 0.006747 | -0.026832 | -0.0067378 | 1.4832e-05 | 9.183e-06 | 0.040434 | 0.040435 | 0.040435 | 0.98814 | -0.2272 | 0.98755 | -0.23878 | 11.1084
60 | 0.012013 | 0.0030111 | -0.012012 | -0.0030101 | 1.7455e-06 | 9.3229e-07 | 0.018025 | 0.018025 | 0.018025 | 0.99175 | -0.1576 | 0.99159 | -0.16065 | 4.9519
61 | -0.002479 | -0.00062129 | 0.002479 | 0.0006212 | 5.0813e-08 | -8.8057e-08 | 0.0037635 | 0.0037635 | 0.0037635 | 0.98014 | -0.38299 | 0.98017 | -0.38256 | 1.0339
62 | -0.0055391 | -0.0013861 | 0.0055397 | 0.0013862 | 5.8284e-07 | 9.5897e-08 | 0.0084083 | 0.0084082 | 0.0084083 | 0.98017 | -0.38256 | 0.98028 | -0.38035 | 2.31
63 | 0.00306 | 0.00076485 | -0.0030599 | -0.00076498 | 1.4473e-07 | -1.3284e-07 | 0.0046448 | 0.0046449 | 0.0046449 | 0.98017 | -0.38256 | 0.98011 | -0.38355 | 1.2761
64 | -0.0097714 | -0.0024467 | 0.0097739 | 0.0024479 | 2.4777e-06 | 1.2069e-06 | 0.014832 | 0.014832 | 0.014832 | 0.98028 | -0.38035 | 0.98055 | -0.37502 | 4.0747
65 | 0.0015498 | 0.00038651 | -0.0015495 | -0.00038808 | 2.9001e-07 | -1.5751e-06 | 0.0023522 | 0.0023528 | 0.0023528 | 0.98011 | -0.38355 | 0.97991 | -0.38749 | 0.64638
66 | -0.014849 | -0.00372 | 0.01485 | 0.0037204 | 7.7389e-07 | 4.4402e-07 | 0.022534 | 0.022534 | 0.022534 | 0.98055 | -0.37502 | 0.98061 | -0.37393 | 6.1906
67 | 0.0010954 | 0.00027429 | -0.0010954 | -0.00027454 | 2.1573e-08 | -2.4811e-07 | 0.0016633 | 0.0016634 | 0.0016634 | 0.97991 | -0.38749 | 0.97989 | -0.3879 | 0.45699
68 | -0.00065607 | -0.00016443 | 0.00065608 | 0.00016407 | 1.0635e-08 | -3.6118e-07 | 0.0009908 | 0.00099067 | 0.0009908 | 0.9853 | -0.28224 | 0.98532 | -0.2819 | 0.2722
69 | -0.041715 | -0.010505 | 0.041779 | 0.010545 | 6.3799e-05 | 4.0285e-05 | 0.063016 | 0.063016 | 0.063016 | 0.98532 | -0.2819 | 0.98697 | -0.24997 | 17.3121
70 | 0.041059 | 0.010341 | -0.041044 | -0.010331 | 1.5259e-05 | 9.6312e-06 | 0.062025 | 0.062025 | 0.062025 | 0.98532 | -0.2819 | 0.98492 | -0.28967 | 17.0399
71 | 0.031121 | 0.0078441 | -0.031096 | -0.0078288 | 2.4468e-05 | 1.5284e-05 | 0.047033 | 0.047033 | 0.047033 | 0.98492 | -0.28967 | 0.98408 | -0.30612 | 12.9212
72 | 0.0099234 | 0.0024874 | -0.0099216 | -0.0024865 | 1.836e-06 | 8.9787e-07 | 0.014992 | 0.014993 | 0.014993 | 0.98492 | -0.28967 | 0.98472 | -0.29356 | 4.1188
73 | 0.030453 | 0.0076676 | -0.030355 | -0.0076062 | 9.8383e-05 | 6.1399e-05 | 0.04606 | 0.046061 | 0.046061 | 0.98408 | -0.30612 | 0.98061 | -0.37393 | 12.6541
74 | 0.0077891 | 0.001952 | -0.0077883 | -0.0019517 | 8.0534e-07 | 3.1823e-07 | 0.01177 | 0.01177 | 0.01177 | 0.98472 | -0.29356 | 0.98461 | -0.29573 | 3.2336
75 | -0.026809 | -0.0067234 | 0.026832 | 0.0067378 | 2.3343e-05 | 1.4453e-05 | 0.040435 | 0.040435 | 0.040435 | 0.98661 | -0.25703 | 0.98755 | -0.23878 | 11.1085
76 | 0.020555 | 0.005156 | -0.020554 | -0.0051555 | 8.2855e-07 | 5.0092e-07 | 0.031002 | 0.031002 | 0.031002 | 0.98661 | -0.25703 | 0.98656 | -0.25788 | 8.5172
77 | 0.011992 | 0.0030079 | -0.01199 | -0.0030071 | 1.6618e-06 | 8.9063e-07 | 0.018088 | 0.018088 | 0.018088 | 0.98656 | -0.25788 | 0.98642 | -0.26079 | 4.9693
78 | 0.0085617 | 0.0021475 | -0.0085502 | -0.0021425 | 1.1523e-05 | 5.0258e-06 | 0.012914 | 0.012915 | 0.012915 | 0.98656 | -0.25788 | 0.98511 | -0.28614 | 3.5481
79 | 0.01199 | 0.0030071 | -0.011988 | -0.0030057 | 2.449e-06 | 1.3126e-06 | 0.018088 | 0.018088 | 0.018088 | 0.98642 | -0.26079 | 0.9862 | -0.26507 | 4.9694
80 | 0.001111 | 0.00027827 | -0.001111 | -0.00027844 | 1.4543e-08 | -1.6602e-07 | 0.0016781 | 0.0016782 | 0.0016782 | 0.98511 | -0.28614 | 0.9851 | -0.28642 | 0.46103
81 | 0.00080082 | 0.0002005 | -0.00080081 | -0.0002007 | 8.7493e-09 | -1.9742e-07 | 0.0012096 | 0.0012096 | 0.0012096 | 0.98511 | -0.28614 | 0.9851 | -0.28637 | 0.33232
82 | 0.0066384 | 0.0016637 | -0.0066379 | -0.0016636 | 4.5874e-07 | 1.387e-07 | 0.010027 | 0.010027 | 0.010027 | 0.98511 | -0.28614 | 0.98504 | -0.28759 | 2.7548
83 | 0.011038 | 0.0027677 | -0.011038 | -0.0027675 | 4.9857e-07 | 2.5794e-07 | 0.016656 | 0.016656 | 0.016656 | 0.9862 | -0.26507 | 0.98615 | -0.26602 | 4.5757
84 | -0.0018999 | -0.00047617 | 0.0018999 | 0.00047615 | 3.7484e-09 | -1.2866e-08 | 0.0028786 | 0.0028786 | 0.0028786 | 0.98212 | -0.34456 | 0.98212 | -0.34452 | 0.79082
85 | -0.0038525 | -0.00096553 | 0.0038528 | 0.00096542 | 2.9972e-07 | -1.0507e-07 | 0.005837 | 0.0058369 | 0.005837 | 0.98212 | -0.34452 | 0.98221 | -0.34289 | 1.6036
86 | 0.0068049 | 0.0017052 | -0.0068039 | -0.0017049 | 1.002e-06 | 3.2312e-07 | 0.010309 | 0.010309 | 0.010309 | 0.98221 | -0.34289 | 0.98205 | -0.34598 | 2.8322
87 | 0.0050066 | 0.0012543 | -0.0050061 | -0.0012543 | 4.27e-07 | 2.2787e-08 | 0.0075846 | 0.0075847 | 0.0075847 | 0.98221 | -0.34289 | 0.98211 | -0.34468 | 2.0837
88 | -0.015664 | -0.003925 | 0.015665 | 0.0039253 | 6.1854e-07 | 3.5879e-07 | 0.023731 | 0.023731 | 0.023731 | 0.98221 | -0.34289 | 0.98225 | -0.34206 | 6.5194
89 | -0.0093599 | -0.0023458 | 0.0093614 | 0.0023465 | 1.4764e-06 | 6.9352e-07 | 0.01413 | 0.01413 | 0.01413 | 0.98567 | -0.2754 | 0.98584 | -0.27209 | 3.8819
90 | -0.010724 | -0.0026881 | 0.010727 | 0.0026897 | 3.1019e-06 | 1.5826e-06 | 0.016187 | 0.016187 | 0.016187 | 0.98584 | -0.27209 | 0.98615 | -0.26602 | 4.4471
91 | 0.0099593 | 0.0024959 | -0.0099587 | -0.0024956 | 6.2877e-07 | 3.0761e-07 | 0.015024 | 0.015024 | 0.015024 | 0.98637 | -0.2618 | 0.9863 | -0.26313 | 4.1276
92 | 0.028313 | 0.00713 | -0.028304 | -0.0071244 | 9.0251e-06 | 5.6078e-06 | 0.042725 | 0.042725 | 0.042725 | 0.98637 | -0.2618 | 0.98602 | -0.26847 | 11.7376
93 | 0.0037114 | 0.00092991 | -0.003711 | -0.00093007 | 3.4609e-07 | -1.5158e-07 | 0.0056088 | 0.0056089 | 0.0056089 | 0.98461 | -0.29573 | 0.98451 | -0.29769 | 1.5409
94 | 0.0059782 | 0.0014983 | -0.0059776 | -0.0014981 | 6.5162e-07 | 1.4584e-07 | 0.0090308 | 0.0090309 | 0.0090309 | 0.98504 | -0.28759 | 0.98492 | -0.28988 | 2.481
95 | -0.0028086 | -0.0007037 | 0.0028086 | 0.00070367 | 2.4768e-08 | -3.0285e-08 | 0.0042557 | 0.0042557 | 0.0042557 | 0.982 | -0.34697 | 0.98201 | -0.34679 | 1.1692
96 | 0.00082449 | 0.00020645 | -0.00082448 | -0.00020664 | 8.9476e-09 | -1.8767e-07 | 0.0012493 | 0.0012494 | 0.0012494 | 0.982 | -0.34697 | 0.98199 | -0.3472 | 0.34323
97 | -0.004462 | -0.001118 | 0.0044624 | 0.001118 | 4.4819e-07 | -4.3984e-08 | 0.006761 | 0.0067609 | 0.006761 | 0.98201 | -0.34679 | 0.98211 | -0.34468 | 1.8574
98 | -0.01736 | -0.0043501 | 0.017368 | 0.0043548 | 7.9301e-06 | 4.688e-06 | 0.026298 | 0.026298 | 0.026298 | 0.98225 | -0.34206 | 0.98274 | -0.33248 | 7.2248
99 | 0.0076616 | 0.0019198 | -0.0076611 | -0.0019196 | 4.8411e-07 | 1.883e-07 | 0.011601 | 0.011601 | 0.011601 | 0.98274 | -0.33248 | 0.98267 | -0.3338 | 3.187
100 | -0.025029 | -0.0062746 | 0.025061 | 0.0062938 | 3.1169e-05 | 1.9214e-05 | 0.037899 | 0.037899 | 0.037899 | 0.98274 | -0.33248 | 0.98407 | -0.30637 | 10.4118
101 | 0.0061831 | 0.0015492 | -0.0061823 | -0.001549 | 7.81e-07 | 1.989e-07 | 0.0093627 | 0.0093628 | 0.0093628 | 0.98267 | -0.3338 | 0.98254 | -0.33645 | 2.5722
102 | -0.02661 | -0.0066821 | 0.026648 | 0.0067056 | 3.8021e-05 | 2.3537e-05 | 0.040241 | 0.040241 | 0.040241 | 0.98407 | -0.30637 | 0.98561 | -0.27647 | 11.0553
103 | 0.0056827 | 0.0014239 | -0.0056821 | -0.0014238 | 5.3324e-07 | 9.8626e-08 | 0.0086104 | 0.0086105 | 0.0086105 | 0.98205 | -0.34598 | 0.98195 | -0.34795 | 2.3655
104 | 0.0046416 | 0.0011628 | -0.0046411 | -0.0011629 | 4.7524e-07 | -2.063e-08 | 0.0070294 | 0.0070295 | 0.0070295 | 0.98254 | -0.33645 | 0.98243 | -0.3386 | 1.9312
105 | 0.0037298 | 0.00093451 | -0.0037297 | -0.00093456 | 1.2187e-07 | -5.0688e-08 | 0.005652 | 0.005652 | 0.005652 | 0.98195 | -0.34795 | 0.98191 | -0.34864 | 1.5528
106 | 0.0021621 | 0.00054156 | -0.002162 | -0.00054184 | 1.1278e-07 | -2.829e-07 | 0.0032747 | 0.0032748 | 0.0032748 | 0.98243 | -0.3386 | 0.98237 | -0.3397 | 0.89967
107 | 0.0013326 | 0.0003337 | -0.0013326 | -0.00033397 | 3.4642e-08 | -2.6951e-07 | 0.0020104 | 0.0020105 | 0.0020105 | 0.9863 | -0.26313 | 0.98627 | -0.26367 | 0.55233
108 | 0.026658 | 0.0067119 | -0.026648 | -0.0067056 | 1.0191e-05 | 6.3084e-06 | 0.040241 | 0.040241 | 0.040241 | 0.98602 | -0.26847 | 0.98561 | -0.27647 | 11.0552
109 | 0.0015745 | 0.00039442 | -0.0015745 | -0.00039461 | 3.533e-08 | -1.867e-07 | 0.002386 | 0.0023861 | 0.0023861 | 0.98191 | -0.34864 | 0.98189 | -0.34911 | 0.65552
110 | 0.0087972 | 0.0022049 | -0.0087958 | -0.0022042 | 1.3956e-06 | 6.2465e-07 | 0.013285 | 0.013285 | 0.013285 | 0.98532 | -0.28233 | 0.98515 | -0.28566 | 3.6499
111 | 0.0078319 | 0.0019627 | -0.0078319 | -0.0019627 | 5.6e-08 | 2.2253e-08 | 0.01183 | 0.01183 | 0.01183 | 0.98515 | -0.28566 | 0.98514 | -0.28582 | 3.2499
112 | 0.0055298 | 0.0013857 | -0.0055296 | -0.0013857 | 1.8972e-07 | 2.9089e-08 | 0.0083524 | 0.0083525 | 0.0083525 | 0.98514 | -0.28582 | 0.98511 | -0.28654 | 2.2946
113 | -0.0085109 | -0.0021326 | 0.0085117 | 0.0021329 | 8.1479e-07 | 3.4969e-07 | 0.012773 | 0.012773 | 0.012773 | 0.99149 | -0.16266 | 0.99159 | -0.16065 | 3.509
114 | 0.0054585 | 0.0013676 | -0.005458 | -0.0013675 | 4.8318e-07 | 6.1635e-08 | 0.0081919 | 0.0081919 | 0.0081919 | 0.99149 | -0.16266 | 0.99139 | -0.16452 | 2.2505
115 | 0.0034954 | 0.00087565 | -0.0034952 | -0.0008758 | 2.4752e-07 | -1.5079e-07 | 0.0052462 | 0.0052464 | 0.0052464 | 0.99139 | -0.16452 | 0.99132 | -0.16601 | 1.4413
116 | 0.0013394 | 0.00033551 | -0.0013393 | -0.00033567 | 2.0667e-08 | -1.6256e-07 | 0.0020104 | 0.0020104 | 0.0020104 | 0.99132 | -0.16601 | 0.9913 | -0.16633 | 0.55232
117 | 0.00045839 | 0.00011429 | -0.00045838 | -0.00011464 | 4.9722e-09 | -3.5251e-07 | 0.00069051 | 0.00069064 | 0.00069064 | 0.9875 | -0.24006 | 0.98749 | -0.24029 | 0.18974
118 | 0.00045838 | 0.00011464 | -0.00045838 | -0.00011488 | 3.4115e-09 | -2.4178e-07 | 0.00069064 | 0.00069073 | 0.00069073 | 0.98749 | -0.24029 | 0.98748 | -0.24044 | 0.18976
119 | 0.0037757 | 0.0009461 | -0.0037756 | -0.00094613 | 9.2194e-08 | -3.7226e-08 | 0.0057031 | 0.0057031 | 0.0057031 | 0.98511 | -0.28654 | 0.98508 | -0.28705 | 1.5668
120 | 0.0021076 | 0.00052811 | -0.0021076 | -0.00052822 | 3.8592e-08 | -1.0456e-07 | 0.0031837 | 0.0031837 | 0.0031837 | 0.98508 | -0.28705 | 0.98506 | -0.28743 | 0.87464

## res_trafo
| p_hv_mw | q_hv_mvar | p_lv_mw | q_lv_mvar | pl_mw | ql_mvar | i_hv_ka | i_lv_ka | vm_hv_pu | va_hv_degree | vm_lv_pu | va_lv_degree | loading_percent
0 | -1.2729e-15 | -1.3162e-15 | 0.00165 | 1.2699e-07 | 0.00165 | 1.2699e-07 | 5.2857e-17 | 0.0023815 | 0.99998 | 149.9956 | 1 | 0 | 0.2619

## res_ext_grid
| p_mw | q_mvar
0 | 0.27651 | 0.070127

## res_load
| p_mw | q_mvar
0 | 0.0026965 | 0.0006758
1 | 0.002568 | 0.00064359
2 | 0.003983 | 0.00099823
3 | 0.0010321 | 0.00025868
4 | 0.00080723 | 0.00020231
5 | 0.0007262 | 0.000182
6 | 0.0047885 | 0.0012001
7 | 0.002321 | 0.0005817
8 | 0.0011874 | 0.00029759
9 | 0.0031817 | 0.00079741
10 | 0.0032744 | 0.00082065
11 | 0.0095298 | 0.0023884
12 | 0.0024539 | 0.00061501
13 | 0.00082899 | 0.00020776
14 | 0.0056676 | 0.0014204
15 | 0.0020451 | 0.00051255
16 | 0.0031636 | 0.00079286
17 | 0.0046384 | 0.0011625
18 | 0.0035927 | 0.00090042
19 | 0.0013441 | 0.00033686
20 | 0.0050557 | 0.0012671
21 | 0.008466 | 0.0021218
22 | 0.010592 | 0.0026545
23 | 0.0014284 | 0.000358
24 | 0.0013564 | 0.00033994
25 | 0.0046465 | 0.0011645
26 | 0.0032547 | 0.0008157
27 | 0.0010148 | 0.00025433
28 | 0.0021827 | 0.00054705
29 | 0.0055009 | 0.0013786
30 | 0.0014888 | 0.00037312
31 | 0.0010966 | 0.00027485
32 | 0.0020021 | 0.00050178
33 | 0.0021159 | 0.00053029
34 | 0.0045525 | 0.001141
35 | 0.0012495 | 0.00031314
36 | 0.0015979 | 0.00040048
37 | 0.0016947 | 0.00042474
38 | 0.0010859 | 0.00027215
39 | 0.0056543 | 0.0014171
40 | 0.002479 | 0.00062129
41 | 0.0042318 | 0.0010606
42 | 0.0015101 | 0.00037847
43 | 0.0050755 | 0.001272
44 | 0.00045405 | 0.0001138
45 | 0.00065607 | 0.00016443
46 | 0.016287 | 0.004082
47 | 0.00064321 | 0.0001612
48 | 0.0021325 | 0.00053445
49 | 0.0010954 | 0.00027454
50 | 0.006254 | 0.0015674
51 | 0.0009497 | 0.00023802
52 | 0.0018999 | 0.00047617
53 | 0.0019526 | 0.00048937
54 | 0.0093599 | 0.0023458
55 | 0.0013629 | 0.00034157
56 | 0.00031041 | 7.7796e-05
57 | 0.004077 | 0.0010218
58 | 0.003711 | 0.00093007
59 | 0.015504 | 0.0038858
60 | 0.0006597 | 0.00016534
61 | 0.0059776 | 0.0014981
62 | 0.001111 | 0.00027844
63 | 0.00080081 | 0.0002007
64 | 0.0019841 | 0.00049725
65 | 0.0016534 | 0.00041438
66 | 0.00082448 | 0.00020664
67 | 0.00054373 | 0.00013627
68 | 0.0016949 | 0.00042477
69 | 0.001478 | 0.00037042
70 | 0.0015492 | 0.00038826
71 | 0.0011213 | 0.00028101
72 | 0.0015407 | 0.00038614
73 | 0.0019523 | 0.0004893
74 | 0.0024791 | 0.00062131
75 | 0.002162 | 0.00054184
76 | 0.0086261 | 0.0021619
77 | 0.001646 | 0.00041252
78 | 0.0013326 | 0.00033397
79 | 0.0021552 | 0.00054014
80 | 0.0015745 | 0.00039461
81 | 0.0016504 | 0.00041363
82 | 0.00096385 | 0.00024156
83 | 0.0023021 | 0.00057696
84 | 0.0030524 | 0.00076501
85 | 0.0035 | 0.00087718
86 | 0.0019626 | 0.00049187
87 | 0.0021558 | 0.0005403
88 | 0.0013393 | 0.00033567
89 | 0.00045838 | 0.00011488
90 | 0.0017539 | 0.00043958
91 | 0.0016679 | 0.00041802
92 | 0.0021076 | 0.00052822

## dtypes
| element | column | dtype
0 | bus | name | object
1 | bus | vn_kv | float64
2 | bus | type | object
3 | bus | zone | object
4 | bus | in_service | bool
5 | load | name | object
6 | load | bus | uint32
7 | load | p_mw | float64
8 | load | q_mvar | float64
9 | load | const_z_percent | float64
10 | load | const_i_percent | float64
11 | load | sn_mva | float64
12 | load | scaling | float64
13 | load | in_service | bool
14 | load | type | object
15 | ext_grid | name | object
16 | ext_grid | bus | uint32
17 | ext_grid | vm_pu | float64
18 | ext_grid | va_degree | float64
19 | ext_grid | slack_weight | float64
20 | ext_grid | in_service | bool
21 | line | name | object
22 | line | std_type | object
23 | line | from_bus | uint32
24 | line | to_bus | uint32
25 | line | length_km | float64
26 | line | r_ohm_per_km | float64
27 | line | x_ohm_per_km | float64
28 | line | c_nf_per_km | float64
29 | line | g_us_per_km | float64
30 | line | max_i_ka | float64
31 | line | df | float64
32 | line | parallel | uint32
33 | line | type | object
34 | line | in_service | bool
35 | trafo | name | object
36 | trafo | std_type | object
37 | trafo | hv_bus | uint32
38 | trafo | lv_bus | uint32
39 | trafo | sn_mva | float64
40 | trafo | vn_hv_kv | float64
41 | trafo | vn_lv_kv | float64
42 | trafo | vk_percent | float64
43 | trafo | vkr_percent | float64
44 | trafo | pfe_kw | float64
45 | trafo | i0_percent | float64
46 | trafo | shift_degree | float64
47 | trafo | tap_side | object
48 | trafo | tap_neutral | int32
49 | trafo | tap_min | int32
50 | trafo | tap_max | int32
51 | trafo | tap_step_percent | float64
52 | trafo | tap_step_degree | float64
53 | trafo | tap_pos | int32
54 | trafo | tap_phase_shifter | bool
55 | trafo | parallel | uint32
56 | trafo | df | float64
57 | trafo | in_service | bool
58 | line_geodata | coords | object
59 | bus_geodata | x | float64
60 | bus_geodata | y | float64
61 | bus_geodata | coords | object
62 | res_bus | vm_pu | float64
63 | res_bus | va_degree | float64
64 | res_bus | p_mw | float64
65 | res_bus | q_mvar | float64
66 | res_line | p_from_mw | float64
67 | res_line | q_from_mvar | float64
68 | res_line | p_to_mw | float64
69 | res_line | q_to_mvar | float64
70 | res_line | pl_mw | float64
71 | res_line | ql_mvar | float64
72 | res_line | i_from_ka | float64
73 | res_line | i_to_ka | float64
74 | res_line | i_ka | float64
75 | res_line | vm_from_pu | float64
76 | res_line | va_from_degree | float64
77 | res_line | vm_to_pu | float64
78 | res_line | va_to_degree | float64
79 | res_line | loading_percent | float64
80 | res_trafo | p_hv_mw | float64
81 | res_trafo | q_hv_mvar | float64
82 | res_trafo | p_lv_mw | float64
83 | res_trafo | q_lv_mvar | float64
84 | res_trafo | pl_mw | float64
85 | res_trafo | ql_mvar | float64
86 | res_trafo | i_hv_ka | float64
87 | res_trafo | i_lv_ka | float64
88 | res_trafo | vm_hv_pu | float64
89 | res_trafo | va_hv_degree | float64
90 | res_trafo | vm_lv_pu | float64
91 | res_trafo | va_lv_degree | float64
92 | res_trafo | loading_percent | float64
93 | res_ext_grid | p_mw | float64
94 | res_ext_grid | q_mvar | float64
95 | res_load | p_mw | float64
96 | res_load | q_mvar | float64

## parameters
| version | format_version | converged | OPF_converged | name | f_hz | sn_mva
0 | 2.14.6 | 2.14.0 | TRUE | FALSE |  | 50 | 1