## bus
| name | vn_kv | type | zone | in_service
0 | bus_LV_2556-8_0_6_node_0 | 0.4 | n |  | TRUE
1 | bus_LV_2556-8_0_6_node_1 | 0.4 | n |  | TRUE
2 | bus_LV_2556-8_0_6_node_2 | 0.4 | n |  | TRUE
3 | bus_LV_2556-8_0_6_node_3 | 0.4 | n |  | TRUE
4 | bus_LV_2556-8_0_6_node_4 | 0.4 | n |  | TRUE
5 | bus_LV_2556-8_0_6_node_5 | 0.4 | n |  | TRUE
6 | bus_LV_2556-8_0_6_node_89 | 0.4 | n |  | TRUE
7 | bus_LV_2556-8_0_6_node_9 | 0.4 | n |  | TRUE
8 | bus_LV_2556-8_0_6_node_52 | 0.4 | n |  | TRUE
9 | bus_LV_2556-8_0_6_node_72 | 0.4 | n |  | TRUE
10 | bus_LV_2556-8_0_6_node_71 | 0.4 | n |  | TRUE
11 | bus_LV_2556-8_0_6_node_55 | 0.4 | n |  | TRUE
12 | bus_LV_2556-8_0_6_node_7 | 0.4 | n |  | TRUE
13 | bus_LV_2556-8_0_6_node_53 | 0.4 | n |  | TRUE
14 | bus_LV_2556-8_0_6_node_88 | 0.4 | n |  | TRUE
15 | bus_LV_2556-8_0_6_node_69 | 0.4 | n |  | TRUE
16 | bus_LV_2556-8_0_6_node_6 | 0.4 | n |  | TRUE
17 | bus_LV_2556-8_0_6_node_8 | 0.4 | n |  | TRUE
18 | bus_LV_2556-8_0_6_node_10 | 0.4 | n |  | TRUE
19 | bus_LV_2556-8_0_6_node_90 | 0.4 | n |  | TRUE
20 | bus_LV_2556-8_0_6_node_56 | 0.4 | n |  | TRUE
21 | bus_LV_2556-8_0_6_node_14 | 0.4 | n |  | TRUE
22 | bus_LV_2556-8_0_6_node_86 | 0.4 | n |  | TRUE
23 | bus_LV_2556-8_0_6_node_11 | 0.4 | n |  | TRUE
24 | bus_LV_2556-8_0_6_node_12 | 0.4 | n |  | TRUE
25 | bus_LV_2556-8_0_6_node_13 | 0.4 | n |  | TRUE
26 | bus_LV_2556-8_0_6_node_15 | 0.4 | n |  | TRUE
27 | bus_LV_2556-8_0_6_node_16 | 0.4 | n |  | TRUE
28 | bus_LV_2556-8_0_6_node_77 | 0.4 | n |  | TRUE
29 | bus_LV_2556-8_0_6_node_75 | 0.4 | n |  | TRUE
30 | bus_LV_2556-8_0_6_node_17 | 0.4 | n |  | TRUE
31 | bus_LV_2556-8_0_6_node_18 | 0.4 | n |  | TRUE
32 | bus_LV_2556-8_0_6_node_19 | 0.4 | n |  | TRUE
33 | bus_LV_2556-8_0_6_node_20 | 0.4 | n |  | TRUE
34 | bus_LV_2556-8_0_6_node_21 | 0.4 | n |  | TRUE
35 | bus_LV_2556-8_0_6_node_22 | 0.4 | n |  | TRUE
36 | bus_LV_2556-8_0_6_node_60 | 0.4 | n |  | TRUE
37 | bus_LV_2556-8_0_6_node_59 | 0.4 | n |  | TRUE
38 | bus_LV_2556-8_0_6_node_57 | 0.4 | n |  | TRUE
39 | bus_LV_2556-8_0_6_node_65 | 0.4 | n |  | TRUE
40 | bus_LV_2556-8_0_6_node_64 | 0.4 | n |  | TRUE
41 | bus_LV_2556-8_0_6_node_23 | 0.4 | n |  | TRUE
42 | bus_LV_2556-8_0_6_node_66 | 0.4 | n |  | TRUE
43 | bus_LV_2556-8_0_6_node_61 | 0.4 | n |  | TRUE
44 | bus_LV_2556-8_0_6_node_255 | 0.4 | n |  | TRUE
45 | bus_LV_2556-8_0_6_node_180 | 0.4 | n |  | TRUE
46 | bus_LV_2556-8_0_6_node_275 | 0.4 | n |  | TRUE
47 | bus_LV_2556-8_0_6_node_24 | 0.4 | n |  | TRUE
48 | bus_LV_2556-8_0_6_node_25 | 0.4 | n |  | TRUE
49 | bus_LV_2556-8_0_6_node_26 | 0.4 | n |  | TRUE
50 | bus_LV_2556-8_0_6_node_27 | 0.4 | n |  | TRUE
51 | bus_LV_2556-8_0_6_node_28 | 0.4 | n |  | TRUE
52 | bus_LV_2556-8_0_6_node_31 | 0.4 | n |  | TRUE
53 | bus_LV_2556-8_0_6_node_29 | 0.4 | n |  | TRUE
54 | bus_LV_2556-8_0_6_node_51 | 0.4 | n |  | TRUE
55 | bus_LV_2556-8_0_6_node_30 | 0.4 | n |  | TRUE
56 | bus_LV_2556-8_0_6_node_270 | 0.4 | n |  | TRUE
57 | bus_LV_2556-8_0_6_node_40 | 0.4 | n |  | TRUE
58 | bus_LV_2556-8_0_6_node_41 | 0.4 | n |  | TRUE
59 | bus_LV_2556-8_0_6_node_42 | 0.4 | n |  | TRUE
60 | bus_LV_2556-8_0_6_node_43 | 0.4 | n |  | TRUE
61 | bus_LV_2556-8_0_6_node_47 | 0.4 | n |  | TRUE
62 | bus_LV_2556-8_0_6_node_49 | 0.4 | n |  | TRUE
63 | bus_LV_2556-8_0_6_node_32 | 0.4 | n |  | TRUE
64 | bus_LV_2556-8_0_6_node_33 | 0.4 | n |  | TRUE
65 | bus_LV_2556-8_0_6_node_34 | 0.4 | n |  | TRUE
66 | bus_LV_2556-8_0_6_node_170 | 0.4 | n |  | TRUE
67 | bus_LV_2556-8_0_6_node_171 | 0.4 | n |  | TRUE
68 | bus_LV_2556-8_0_6_node_169 | 0.4 | n |  | TRUE
69 | bus_LV_2556-8_0_6_node_35 | 0.4 | n |  | TRUE
70 | bus_LV_2556-8_0_6_node_36 | 0.4 | n |  | TRUE
71 | bus_LV_2556-8_0_6_node_278 | 0.4 | n |  | TRUE
72 | bus_LV_2556-8_0_6_node_37 | 0.4 | n |  | TRUE
73 | bus_LV_2556-8_0_6_node_44 | 0.4 | n |  | TRUE
74 | bus_LV_2556-8_0_6_node_45 | 0.4 | n |  | TRUE
75 | bus_LV_2556-8_0_6_node_46 | 0.4 | n |  | TRUE
76 | bus_LV_2556-8_0_6_node_48 | 0.4 | n |  | TRUE
77 | bus_LV_2556-8_0_6_node_58 | 0.4 | n |  | TRUE
78 | bus_LV_2556-8_0_6_node_50 | 0.4 | n |  | TRUE
79 | bus_LV_2556-8_0_6_node_54 | 0.4 | n |  | TRUE
80 | bus_LV_2556-8_0_6_node_78 | 0.4 | n |  | TRUE
81 | bus_LV_2556-8_0_6_node_79 | 0.4 | n |  | TRUE
82 | bus_LV_2556-8_0_6_node_256 | 0.4 | n |  | TRUE
83 | bus_LV_2556-8_0_6_node_62 | 0.4 | n |  | TRUE
84 | bus_LV_2556-8_0_6_node_63 | 0.4 | n |  | TRUE
85 | bus_LV_2556-8_0_6_node_103 | 0.4 | n |  | TRUE
86 | bus_LV_2556-8_0_6_node_104 | 0.4 | n |  | TRUE
87 | bus_LV_2556-8_0_6_node_182 | 0.4 | n |  | TRUE
88 | bus_LV_2556-8_0_6_node_176 | 0.4 | n |  | TRUE
89 | bus_LV_2556-8_0_6_node_178 | 0.4 | n |  | TRUE
90 | bus_LV_2556-8_0_6_node_67 | 0.4 | n |  | TRUE
91 | bus_LV_2556-8_0_6_node_68 | 0.4 | n |  | TRUE
92 | bus_LV_2556-8_0_6_node_70 | 0.4 | n |  | TRUE
93 | bus_LV_2556-8_0_6_node_81 | 0.4 | n |  | TRUE
94 | bus_LV_2556-8_0_6_node_73 | 0.4 | n |  | TRUE
95 | bus_LV_2556-8_0_6_node_74 | 0.4 | n |  | TRUE
96 | bus_LV_2556-8_0_6_node_76 | 0.4 | n |  | TRUE
97 | bus_LV_2556-8_0_6_node_100 | 0.4 | n |  | TRUE
98 | bus_LV_2556-8_0_6_node_102 | 0.4 | n |  | TRUE
99 | bus_LV_2556-8_0_6_node_99 | 0.4 | n |  | TRUE
100 | bus_LV_2556-8_0_6_node_80 | 0.4 | n |  | TRUE
101 | bus_LV_2556-8_0_6_node_82 | 0.4 | n |  | TRUE
102 | bus_LV_2556-8_0_6_node_83 | 0.4 | n |  | TRUE
103 | bus_LV_2556-8_0_6_node_84 | 0.4 | n |  | TRUE
104 | bus_LV_2556-8_0_6_node_85 | 0.4 | n |  | TRUE
105 | bus_LV_2556-8_0_6_node_87 | 0.4 | n |  | TRUE
106 | bus_LV_2556-8_0_6_node_101 | 0.4 | n |  | TRUE
107 | bus_LV_2556-8_0_6_node_92 | 0.4 | n |  | TRUE
108 | bus_LV_2556-8_0_6_node_93 | 0.4 | n |  | TRUE
109 | bus_LV_2556-8_0_6_node_94 | 0.4 | n |  | TRUE
110 | bus_LV_2556-8_0_6_node_98 | 0.4 | n |  | TRUE
111 | bus_LV_2556-8_0_6_node_96 | 0.4 | n |  | TRUE
112 | bus_LV_2556-8_0_6_node_95 | 0.4 | n |  | TRUE
113 | bus_LV_2556-8_0_6_node_97 | 0.4 | n |  | TRUE
114 | bus_LV_2556-8_0_6_node_111 | 0.4 | n |  | TRUE
115 | bus_LV_2556-8_0_6_node_110 | 0.4 | n |  | TRUE
116 | bus_LV_2556-8_0_6_node_105 | 0.4 | n |  | TRUE
117 | bus_LV_2556-8_0_6_node_106 | 0.4 | n |  | TRUE
118 | bus_LV_2556-8_0_6_node_107 | 0.4 | n |  | TRUE
119 | bus_LV_2556-8_0_6_node_108 | 0.4 | n |  | TRUE
120 | bus_LV_2556-8_0_6_node_109 | 0.4 | n |  | TRUE
121 | bus_LV_2556-8_0_6_node_112 | 0.4 | n |  | TRUE
122 | bus_LV_2556-8_0_6_node_147 | 0.4 | n |  | TRUE
123 | bus_LV_2556-8_0_6_node_145 | 0.4 | n |  | TRUE
124 | bus_LV_2556-8_0_6_node_113 | 0.4 | n |  | TRUE
125 | bus_LV_2556-8_0_6_node_114 | 0.4 | n |  | TRUE
126 | bus_LV_2556-8_0_6_node_115 | 0.4 | n |  | TRUE
127 | bus_LV_2556-8_0_6_node_116 | 0.4 | n |  | TRUE
128 | bus_LV_2556-8_0_6_node_117 | 0.4 | n |  | TRUE
129 | bus_LV_2556-8_0_6_node_118 | 0.4 | n |  | TRUE
130 | bus_LV_2556-8_0_6_node_119 | 0.4 | n |  | TRUE
131 | bus_LV_2556-8_0_6_node_120 | 0.4 | n |  | TRUE
132 | bus_LV_2556-8_0_6_node_142 | 0.4 | n |  | TRUE
133 | bus_LV_2556-8_0_6_node_167 | 0.4 | n |  | TRUE
134 | bus_LV_2556-8_0_6_node_121 | 0.4 | n |  | TRUE
135 | bus_LV_2556-8_0_6_node_211 | 0.4 | n |  | TRUE
136 | bus_LV_2556-8_0_6_node_141 | 0.4 | n |  | TRUE
137 | bus_LV_2556-8_0_6_node_198 | 0.4 | n |  | TRUE
138 | bus_LV_2556-8_0_6_node_123 | 0.4 | n |  | TRUE
139 | bus_LV_2556-8_0_6_node_124 | 0.4 | n |  | TRUE
140 | bus_LV_2556-8_0_6_node_125 | 0.4 | n |  | TRUE
141 | bus_LV_2556-8_0_6_node_126 | 0.4 | n |  | TRUE
142 | bus_LV_2556-8_0_6_node_127 | 0.4 | n |  | TRUE
143 | bus_LV_2556-8_0_6_node_128 | 0.4 | n |  | TRUE
144 | bus_LV_2556-8_0_6_node_129 | 0.4 | n |  | TRUE
145 | bus_LV_2556-8_0_6_node_134 | 0.4 | n |  | TRUE
146 | bus_LV_2556-8_0_6_node_229 | 0.4 | n |  | TRUE
147 | bus_LV_2556-8_0_6_node_234 | 0.4 | n |  | TRUE
148 | bus_LV_2556-8_0_6_node_132 | 0.4 | n |  | TRUE
149 | bus_LV_2556-8_0_6_node_230 | 0.4 | n |  | TRUE
150 | bus_LV_2556-8_0_6_node_235 | 0.4 | n |  | TRUE
151 | bus_LV_2556-8_0_6_node_130 | 0.4 | n |  | TRUE
152 | bus_LV_2556-8_0_6_node_131 | 0.4 | n |  | TRUE
153 | bus_LV_2556-8_0_6_node_133 | 0.4 | n |  | TRUE
154 | bus_LV_2556-8_0_6_node_186 | 0.4 | n |  | TRUE
155 | bus_LV_2556-8_0_6_node_177 | 0.4 | n |  | TRUE
156 | bus_LV_2556-8_0_6_node_135 | 0.4 | n |  | TRUE
157 | bus_LV_2556-8_0_6_node_136 | 0.4 | n |  | TRUE
158 | bus_LV_2556-8_0_6_node_137 | 0.4 | n |  | TRUE
159 | bus_LV_2556-8_0_6_node_138 | 0.4 | n |  | TRUE
160 | bus_LV_2556-8_0_6_node_140 | 0.4 | n |  | TRUE
161 | bus_LV_2556-8_0_6_node_139 | 0.4 | n |  | TRUE
162 | bus_LV_2556-8_0_6_node_206 | 0.4 | n |  | TRUE
163 | bus_LV_2556-8_0_6_node_207 | 0.4 | n |  | TRUE
164 | bus_LV_2556-8_0_6_node_205 | 0.4 | n |  | TRUE
165 | bus_LV_2556-8_0_6_node_208 | 0.4 | n |  | TRUE
166 | bus_LV_2556-8_0_6_node_143 | 0.4 | n |  | TRUE
167 | bus_LV_2556-8_0_6_node_144 | 0.4 | n |  | TRUE
168 | bus_LV_2556-8_0_6_node_146 | 0.4 | n |  | TRUE
169 | bus_LV_2556-8_0_6_node_194 | 0.4 | n |  | TRUE
170 | bus_LV_2556-8_0_6_node_152 | 0.4 | n |  | TRUE
171 | bus_LV_2556-8_0_6_node_148 | 0.4 | n |  | TRUE
172 | bus_LV_2556-8_0_6_node_149 | 0.4 | n |  | TRUE
173 | bus_LV_2556-8_0_6_node_150 | 0.4 | n |  | TRUE
174 | bus_LV_2556-8_0_6_node_151 | 0.4 | n |  | TRUE
175 | bus_LV_2556-8_0_6_node_153 | 0.4 | n |  | TRUE
176 | bus_LV_2556-8_0_6_node_154 | 0.4 | n |  | TRUE
177 | bus_LV_2556-8_0_6_node_193 | 0.4 | n |  | TRUE
178 | bus_LV_2556-8_0_6_node_181 | 0.4 | n |  | TRUE
179 | bus_LV_2556-8_0_6_node_155 | 0.4 | n |  | TRUE
180 | bus_LV_2556-8_0_6_node_156 | 0.4 | n |  | TRUE
181 | bus_LV_2556-8_0_6_node_157 | 0.4 | n |  | TRUE
182 | bus_LV_2556-8_0_6_node_158 | 0.4 | n |  | TRUE
183 | bus_LV_2556-8_0_6_node_159 | 0.4 | n |  | TRUE
184 | bus_LV_2556-8_0_6_node_172 | 0.4 | n |  | TRUE
185 | bus_LV_2556-8_0_6_node_165 | 0.4 | n |  | TRUE
186 | bus_LV_2556-8_0_6_node_163 | 0.4 | n |  | TRUE
187 | bus_LV_2556-8_0_6_node_160 | 0.4 | n |  | TRUE
188 | bus_LV_2556-8_0_6_node_161 | 0.4 | n |  | TRUE
189 | bus_LV_2556-8_0_6_node_162 | 0.4 | n |  | TRUE
190 | bus_LV_2556-8_0_6_node_164 | 0.4 | n |  | TRUE
191 | bus_LV_2556-8_0_6_node_166 | 0.4 | n |  | TRUE
192 | bus_LV_2556-8_0_6_node_183 | 0.4 | n |  | TRUE
193 | bus_LV_2556-8_0_6_node_184 | 0.4 | n |  | TRUE
194 | bus_LV_2556-8_0_6_node_187 | 0.4 | n |  | TRUE
195 | bus_LV_2556-8_0_6_node_175 | 0.4 | n |  | TRUE
196 | bus_LV_2556-8_0_6_node_173 | 0.4 | n |  | TRUE
197 | bus_LV_2556-8_0_6_node_174 | 0.4 | n |  | TRUE
198 | bus_LV_2556-8_0_6_node_188 | 0.4 | n |  | TRUE
199 | bus_LV_2556-8_0_6_node_179 | 0.4 | n |  | TRUE
200 | bus_LV_2556-8_0_6_node_185 | 0.4 | n |  | TRUE
201 | bus_LV_2556-8_0_6_node_189 | 0.4 | n |  | TRUE
202 | bus_LV_2556-8_0_6_node_190 | 0.4 | n |  | TRUE
203 | bus_LV_2556-8_0_6_node_191 | 0.4 | n |  | TRUE
204 | bus_LV_2556-8_0_6_node_192 | 0.4 | n |  | TRUE
205 | bus_LV_2556-8_0_6_node_222 | 0.4 | n |  | TRUE
206 | bus_LV_2556-8_0_6_node_221 | 0.4 | n |  | TRUE
207 | bus_LV_2556-8_0_6_node_217 | 0.4 | n |  | TRUE
208 | bus_LV_2556-8_0_6_node_223 | 0.4 | n |  | TRUE
209 | bus_LV_2556-8_0_6_node_204 | 0.4 | n |  | TRUE
210 | bus_LV_2556-8_0_6_node_215 | 0.4 | n |  | TRUE
211 | bus_LV_2556-8_0_6_node_195 | 0.4 | n |  | TRUE
212 | bus_LV_2556-8_0_6_node_196 | 0.4 | n |  | TRUE
213 | bus_LV_2556-8_0_6_node_197 | 0.4 | n |  | TRUE
214 | bus_LV_2556-8_0_6_node_199 | 0.4 | n |  | TRUE
215 | bus_LV_2556-8_0_6_node_258 | 0.4 | n |  | TRUE
216 | bus_LV_2556-8_0_6_node_274 | 0.4 | n |  | TRUE
217 | bus_LV_2556-8_0_6_node_257 | 0.4 | n |  | TRUE
218 | bus_LV_2556-8_0_6_node_259 | 0.4 | n |  | TRUE
219 | bus_LV_2556-8_0_6_node_264 | 0.4 | n |  | TRUE
220 | bus_LV_2556-8_0_6_node_260 | 0.4 | n |  | TRUE
221 | bus_LV_2556-8_0_6_node_262 | 0.4 | n |  | TRUE
222 | bus_LV_2556-8_0_6_node_263 | 0.4 | n |  | TRUE
223 | bus_LV_2556-8_0_6_node_268 | 0.4 | n |  | TRUE
224 | bus_LV_2556-8_0_6_node_279 | 0.4 | n |  | TRUE
225 | bus_LV_2556-8_0_6_node_266 | 0.4 | n |  | TRUE
226 | bus_LV_2556-8_0_6_node_269 | 0.4 | n |  | TRUE
227 | bus_LV_2556-8_0_6_node_265 | 0.4 | n |  | TRUE
228 | bus_LV_2556-8_0_6_node_267 | 0.4 | n |  | TRUE
229 | bus_LV_2556-8_0_6_node_273 | 0.4 | n |  | TRUE
230 | bus_LV_2556-8_0_6_node_200 | 0.4 | n |  | TRUE
231 | bus_LV_2556-8_0_6_node_201 | 0.4 | n |  | TRUE
232 | bus_LV_2556-8_0_6_node_202 | 0.4 | n |  | TRUE
233 | bus_LV_2556-8_0_6_node_203 | 0.4 | n |  | TRUE
234 | bus_LV_2556-8_0_6_node_218 | 0.4 | n |  | TRUE
235 | bus_LV_2556-8_0_6_node_219 | 0.4 | n |  | TRUE
236 | bus_LV_2556-8_0_6_node_209 | 0.4 | n |  | TRUE
237 | bus_LV_2556-8_0_6_node_210 | 0.4 | n |  | TRUE
238 | bus_LV_2556-8_0_6_node_244 | 0.4 | n |  | TRUE
239 | bus_LV_2556-8_0_6_node_253 | 0.4 | n |  | TRUE
240 | bus_LV_2556-8_0_6_node_245 | 0.4 | n |  | TRUE
241 | bus_LV_2556-8_0_6_node_224 | 0.4 | n |  | TRUE
242 | bus_LV_2556-8_0_6_node_251 | 0.4 | n |  | TRUE
243 | bus_LV_2556-8_0_6_node_212 | 0.4 | n |  | TRUE
244 | bus_LV_2556-8_0_6_node_213 | 0.4 | n |  | TRUE
245 | bus_LV_2556-8_0_6_node_214 | 0.4 | n |  | TRUE
246 | bus_LV_2556-8_0_6_node_216 | 0.4 | n |  | TRUE
247 | bus_LV_2556-8_0_6_node_247 | 0.4 | n |  | TRUE
248 | bus_LV_2556-8_0_6_node_246 | 0.4 | n |  | TRUE
249 | bus_LV_2556-8_0_6_node_220 | 0.4 | n |  | TRUE
250 | bus_LV_2556-8_0_6_node_225 | 0.4 | n |  | TRUE
251 | bus_LV_2556-8_0_6_node_226 | 0.4 | n |  | TRUE
252 | bus_LV_2556-8_0_6_node_227 | 0.4 | n |  | TRUE
253 | bus_LV_2556-8_0_6_node_228 | 0.4 | n |  | TRUE
254 | bus_LV_2556-8_0_6_node_231 | 0.4 | n |  | TRUE
255 | bus_LV_2556-8_0_6_node_232 | 0.4 | n |  | TRUE
256 | bus_LV_2556-8_0_6_node_233 | 0.4 | n |  | TRUE
257 | bus_LV_2556-8_0_6_node_241 | 0.4 | n |  | TRUE
258 | bus_LV_2556-8_0_6_node_242 | 0.4 | n |  | TRUE
259 | bus_LV_2556-8_0_6_node_236 | 0.4 | n |  | TRUE
260 | bus_LV_2556-8_0_6_node_237 | 0.4 | n |  | TRUE
261 | bus_LV_2556-8_0_6_node_238 | 0.4 | n |  | TRUE
262 | bus_LV_2556-8_0_6_node_239 | 0.4 | n |  | TRUE
263 | bus_LV_2556-8_0_6_node_243 | 0.4 | n |  | TRUE
264 | bus_LV_2556-8_0_6_node_240 | 0.4 | n |  | TRUE
265 | bus_LV_2556-8_0_6_node_254 | 0.4 | n |  | TRUE
266 | bus_LV_2556-8_0_6_node_248 | 0.4 | n |  | TRUE
267 | bus_LV_2556-8_0_6_node_249 | 0.4 | n |  | TRUE
268 | bus_LV_2556-8_0_6_node_277 | 0.4 | n |  | TRUE
269 | bus_LV_2556-8_0_6_node_250 | 0.4 | n |  | TRUE
270 | bus_LV_2556-8_0_6_node_252 | 0.4 | n |  | TRUE
271 | bus_LV_2556-8_0_6_node_271 | 0.4 | n |  | TRUE
272 | bus_LV_2556-8_0_6_node_272 | 0.4 | n |  | TRUE
273 | bus_MV_396_0_node_20 | 20 | n |  | TRUE

## load
| name | bus | p_mw | q_mvar | const_z_percent | const_i_percent | sn_mva | scaling | in_service | type
0 | LV_2556-8_0_6_load_0 | 0 | 0.0025592 | 0.00064138 | 0 | 0 |  | 1 | TRUE | wye
1 | LV_2556-8_0_6_load_1 | 1 | 0.0034827 | 0.00087283 | 0 | 0 |  | 1 | TRUE | wye
2 | LV_2556-8_0_6_load_3 | 3 | 0.0055673 | 0.0013953 | 0 | 0 |  | 1 | TRUE | wye
3 | LV_2556-8_0_6_load_89 | 6 | 0.0043184 | 0.0010823 | 0 | 0 |  | 1 | TRUE | wye
4 | LV_2556-8_0_6_load_52 | 8 | 0.0024203 | 0.00060658 | 0 | 0 |  | 1 | TRUE | wye
5 | LV_2556-8_0_6_load_72 | 9 | 0.0024367 | 0.00061069 | 0 | 0 |  | 1 | TRUE | wye
6 | LV_2556-8_0_6_load_71 | 10 | 0.0020619 | 0.00051676 | 0 | 0 |  | 1 | TRUE | wye
7 | LV_2556-8_0_6_load_7 | 12 | 0.0021034 | 0.00052716 | 0 | 0 |  | 1 | TRUE | wye
8 | LV_2556-8_0_6_load_53 | 13 | 0.0030214 | 0.00075724 | 0 | 0 |  | 1 | TRUE | wye
9 | LV_2556-8_0_6_load_88 | 14 | 0.0033229 | 0.00083281 | 0 | 0 |  | 1 | TRUE | wye
10 | LV_2556-8_0_6_load_6 | 16 | 0.0023958 | 0.00060045 | 0 | 0 |  | 1 | TRUE | wye
11 | LV_2556-8_0_6_load_8 | 17 | 0.0019304 | 0.0004838 | 0 | 0 |  | 1 | TRUE | wye
12 | LV_2556-8_0_6_load_10 | 18 | 0.0023608 | 0.00059167 | 0 | 0 |  | 1 | TRUE | wye
13 | LV_2556-8_0_6_load_90 | 19 | 0.0042008 | 0.0010528 | 0 | 0 |  | 1 | TRUE | wye
14 | LV_2556-8_0_6_load_14 | 21 | 0.0026965 | 0.00067581 | 0 | 0 |  | 1 | TRUE | wye
15 | LV_2556-8_0_6_load_86 | 22 | 0.0029556 | 0.00074075 | 0 | 0 |  | 1 | TRUE | wye
16 | LV_2556-8_0_6_load_11 | 23 | 0.0039367 | 0.00098663 | 0 | 0 |  | 1 | TRUE | wye
17 | LV_2556-8_0_6_load_12 | 24 | 0.0027746 | 0.00069539 | 0 | 0 |  | 1 | TRUE | wye
18 | LV_2556-8_0_6_load_13 | 25 | 0.0029304 | 0.00073443 | 0 | 0 |  | 1 | TRUE | wye
19 | LV_2556-8_0_6_load_15 | 26 | 0.0015843 | 0.00039706 | 0 | 0 |  | 1 | TRUE | wye
20 | LV_2556-8_0_6_load_16 | 27 | 0.0024234 | 0.00060735 | 0 | 0 |  | 1 | TRUE | wye
21 | LV_2556-8_0_6_load_77 | 28 | 0.0016927 | 0.00042424 | 0 | 0 |  | 1 | TRUE | wye
22 | LV_2556-8_0_6_load_75 | 29 | 0.0023765 | 0.00059561 | 0 | 0 |  | 1 | TRUE | wye
23 | LV_2556-8_0_6_load_17 | 30 | 0.0030468 | 0.00076361 | 0 | 0 |  | 1 | TRUE | wye
24 | LV_2556-8_0_6_load_18 | 31 | 0.0031766 | 0.00079614 | 0 | 0 |  | 1 | TRUE | wye
25 | LV_2556-8_0_6_load_20 | 33 | 0.0020135 | 0.00050462 | 0 | 0 |  | 1 | TRUE | wye
26 | LV_2556-8_0_6_load_60 | 36 | 0.0025085 | 0.00062868 | 0 | 0 |  | 1 | TRUE | wye
27 | LV_2556-8_0_6_load_59 | 37 | 0.002444 | 0.00061253 | 0 | 0 |  | 1 | TRUE | wye
28 | LV_2556-8_0_6_load_57 | 38 | 0.0023272 | 0.00058326 | 0 | 0 |  | 1 | TRUE | wye
29 | LV_2556-8_0_6_load_65 | 39 | 0.0033484 | 0.00083918 | 0 | 0 |  | 1 | TRUE | wye
30 | LV_2556-8_0_6_load_64 | 40 | 0.0010168 | 0.00025484 | 0 | 0 |  | 1 | TRUE | wye
31 | LV_2556-8_0_6_load_61 | 43 | 0.0024358 | 0.00061048 | 0 | 0 |  | 1 | TRUE | wye
32 | LV_2556-8_0_6_load_255 | 44 | 0.0011626 | 0.00029138 | 0 | 0 |  | 1 | TRUE | wye
33 | LV_2556-8_0_6_load_275 | 46 | 0.0010242 | 0.00025668 | 0 | 0 |  | 1 | TRUE | wye
34 | LV_2556-8_0_6_load_24 | 47 | 0.0014339 | 0.00035938 | 0 | 0 |  | 1 | TRUE | wye
35 | LV_2556-8_0_6_load_25 | 48 | 0.0024716 | 0.00061943 | 0 | 0 |  | 1 | TRUE | wye
36 | LV_2556-8_0_6_load_26 | 49 | 0.0014339 | 0.00035937 | 0 | 0 |  | 1 | TRUE | wye
37 | LV_2556-8_0_6_load_27 | 50 | 0.0014938 | 0.00037438 | 0 | 0 |  | 1 | TRUE | wye
38 | LV_2556-8_0_6_load_31 | 52 | 0.0014943 | 0.00037451 | 0 | 0 |  | 1 | TRUE | wye
39 | LV_2556-8_0_6_load_29 | 53 | 0.0014337 | 0.00035933 | 0 | 0 |  | 1 | TRUE | wye
40 | LV_2556-8_0_6_load_30 | 55 | 0.0014938 | 0.00037438 | 0 | 0 |  | 1 | TRUE | wye
41 | LV_2556-8_0_6_load_270 | 56 | 0.0021311 | 0.00053411 | 0 | 0 |  | 1 | TRUE | wye
42 | LV_2556-8_0_6_load_40 | 57 | 0.0014339 | 0.00035938 | 0 | 0 |  | 1 | TRUE | wye
43 | LV_2556-8_0_6_load_42 | 59 | 0.0020314 | 0.00050911 | 0 | 0 |  | 1 | TRUE | wye
44 | LV_2556-8_0_6_load_43 | 60 | 0.0019901 | 0.00049878 | 0 | 0 |  | 1 | TRUE | wye
45 | LV_2556-8_0_6_load_47 | 61 | 0.0014932 | 0.00037422 | 0 | 0 |  | 1 | TRUE | wye
46 | LV_2556-8_0_6_load_49 | 62 | 0.001493 | 0.00037417 | 0 | 0 |  | 1 | TRUE | wye
47 | LV_2556-8_0_6_load_32 | 63 | 0.029655 | 0.0074322 | 0 | 0 |  | 1 | TRUE | wye
48 | LV_2556-8_0_6_load_170 | 66 | 0.012312 | 0.0030856 | 0 | 0 |  | 1 | TRUE | wye
49 | LV_2556-8_0_6_load_171 | 67 | 0.0091361 | 0.0022897 | 0 | 0 |  | 1 | TRUE | wye
50 | LV_2556-8_0_6_load_169 | 68 | 0.0043663 | 0.0010943 | 0 | 0 |  | 1 | TRUE | wye
51 | LV_2556-8_0_6_load_35 | 69 | 0.021402 | 0.0053638 | 0 | 0 |  | 1 | TRUE | wye
52 | LV_2556-8_0_6_load_36 | 70 | 0.0043401 | 0.0010877 | 0 | 0 |  | 1 | TRUE | wye
53 | LV_2556-8_0_6_load_278 | 71 | 0.0029854 | 0.00074822 | 0 | 0 |  | 1 | TRUE | wye
54 | LV_2556-8_0_6_load_37 | 72 | 0.0047467 | 0.0011896 | 0 | 0 |  | 1 | TRUE | wye
55 | LV_2556-8_0_6_load_44 | 73 | 0.0020598 | 0.00051622 | 0 | 0 |  | 1 | TRUE | wye
56 | LV_2556-8_0_6_load_45 | 74 | 0.0018621 | 0.00046667 | 0 | 0 |  | 1 | TRUE | wye
57 | LV_2556-8_0_6_load_46 | 75 | 0.002091 | 0.00052405 | 0 | 0 |  | 1 | TRUE | wye
58 | LV_2556-8_0_6_load_48 | 76 | 0.0022895 | 0.00057379 | 0 | 0 |  | 1 | TRUE | wye
59 | LV_2556-8_0_6_load_58 | 77 | 0.0023245 | 0.00058257 | 0 | 0 |  | 1 | TRUE | wye
60 | LV_2556-8_0_6_load_50 | 78 | 0.0014936 | 0.00037433 | 0 | 0 |  | 1 | TRUE | wye
61 | LV_2556-8_0_6_load_54 | 79 | 0.0018079 | 0.0004531 | 0 | 0 |  | 1 | TRUE | wye
62 | LV_2556-8_0_6_load_78 | 80 | 0.0017966 | 0.00045026 | 0 | 0 |  | 1 | TRUE | wye
63 | LV_2556-8_0_6_load_79 | 81 | 0.0026695 | 0.00066903 | 0 | 0 |  | 1 | TRUE | wye
64 | LV_2556-8_0_6_load_256 | 82 | 0.001128 | 0.00028269 | 0 | 0 |  | 1 | TRUE | wye
65 | LV_2556-8_0_6_load_62 | 83 | 0.0015999 | 0.00040097 | 0 | 0 |  | 1 | TRUE | wye
66 | LV_2556-8_0_6_load_63 | 84 | 0.0026795 | 0.00067154 | 0 | 0 |  | 1 | TRUE | wye
67 | LV_2556-8_0_6_load_103 | 85 | 0.001299 | 0.00032555 | 0 | 0 |  | 1 | TRUE | wye
68 | LV_2556-8_0_6_load_104 | 86 | 0.0024634 | 0.00061738 | 0 | 0 |  | 1 | TRUE | wye
69 | LV_2556-8_0_6_load_182 | 87 | 0.0012823 | 0.00032138 | 0 | 0 |  | 1 | TRUE | wye
70 | LV_2556-8_0_6_load_176 | 88 | 0.001992 | 0.00049925 | 0 | 0 |  | 1 | TRUE | wye
71 | LV_2556-8_0_6_load_178 | 89 | 0.0023427 | 0.00058714 | 0 | 0 |  | 1 | TRUE | wye
72 | LV_2556-8_0_6_load_67 | 90 | 0.0014768 | 0.00037012 | 0 | 0 |  | 1 | TRUE | wye
73 | LV_2556-8_0_6_load_68 | 91 | 0.0016247 | 0.0004072 | 0 | 0 |  | 1 | TRUE | wye
74 | LV_2556-8_0_6_load_70 | 92 | 0.0020182 | 0.00050581 | 0 | 0 |  | 1 | TRUE | wye
75 | LV_2556-8_0_6_load_81 | 93 | 0.0032252 | 0.00080832 | 0 | 0 |  | 1 | TRUE | wye
76 | LV_2556-8_0_6_load_73 | 94 | 0.0013372 | 0.00033513 | 0 | 0 |  | 1 | TRUE | wye
77 | LV_2556-8_0_6_load_74 | 95 | 0.001259 | 0.00031553 | 0 | 0 |  | 1 | TRUE | wye
78 | LV_2556-8_0_6_load_76 | 96 | 0.0017001 | 0.00042609 | 0 | 0 |  | 1 | TRUE | wye
79 | LV_2556-8_0_6_load_102 | 98 | 0.00088201 | 0.00022105 | 0 | 0 |  | 1 | TRUE | wye
80 | LV_2556-8_0_6_load_80 | 100 | 0.0028991 | 0.00072658 | 0 | 0 |  | 1 | TRUE | wye
81 | LV_2556-8_0_6_load_82 | 101 | 0.0024836 | 0.00062244 | 0 | 0 |  | 1 | TRUE | wye
82 | LV_2556-8_0_6_load_83 | 102 | 0.0010138 | 0.00025408 | 0 | 0 |  | 1 | TRUE | wye
83 | LV_2556-8_0_6_load_84 | 103 | 0.001549 | 0.00038823 | 0 | 0 |  | 1 | TRUE | wye
84 | LV_2556-8_0_6_load_85 | 104 | 0.0018841 | 0.0004722 | 0 | 0 |  | 1 | TRUE | wye
85 | LV_2556-8_0_6_load_87 | 105 | 0.0015882 | 0.00039805 | 0 | 0 |  | 1 | TRUE | wye
86 | LV_2556-8_0_6_load_101 | 106 | 0.0015784 | 0.00039558 | 0 | 0 |  | 1 | TRUE | wye
87 | LV_2556-8_0_6_load_92 | 107 | 0.0023374 | 0.0005858 | 0 | 0 |  | 1 | TRUE | wye
88 | LV_2556-8_0_6_load_93 | 108 | 0.0016639 | 0.000417 | 0 | 0 |  | 1 | TRUE | wye
89 | LV_2556-8_0_6_load_98 | 110 | 0.0028145 | 0.00070538 | 0 | 0 |  | 1 | TRUE | wye
90 | LV_2556-8_0_6_load_96 | 111 | 0.0050774 | 0.0012725 | 0 | 0 |  | 1 | TRUE | wye
91 | LV_2556-8_0_6_load_95 | 112 | 0.0024826 | 0.00062219 | 0 | 0 |  | 1 | TRUE | wye
92 | LV_2556-8_0_6_load_97 | 113 | 0.0034028 | 0.00085281 | 0 | 0 |  | 1 | TRUE | wye
93 | LV_2556-8_0_6_load_111 | 114 | 0.0017707 | 0.00044379 | 0 | 0 |  | 1 | TRUE | wye
94 | LV_2556-8_0_6_load_105 | 116 | 0.0012938 | 0.00032427 | 0 | 0 |  | 1 | TRUE | wye
95 | LV_2556-8_0_6_load_106 | 117 | 0.0010762 | 0.00026973 | 0 | 0 |  | 1 | TRUE | wye
96 | LV_2556-8_0_6_load_107 | 118 | 0.0015197 | 0.00038088 | 0 | 0 |  | 1 | TRUE | wye
97 | LV_2556-8_0_6_load_108 | 119 | 0.00137 | 0.00034334 | 0 | 0 |  | 1 | TRUE | wye
98 | LV_2556-8_0_6_load_109 | 120 | 0.001899 | 0.00047593 | 0 | 0 |  | 1 | TRUE | wye
99 | LV_2556-8_0_6_load_112 | 121 | 0.0017867 | 0.0004478 | 0 | 0 |  | 1 | TRUE | wye
100 | LV_2556-8_0_6_load_147 | 122 | 0.0027204 | 0.0006818 | 0 | 0 |  | 1 | TRUE | wye
101 | LV_2556-8_0_6_load_145 | 123 | 0.0016961 | 0.00042508 | 0 | 0 |  | 1 | TRUE | wye
102 | LV_2556-8_0_6_load_113 | 124 | 0.0026674 | 0.00066851 | 0 | 0 |  | 1 | TRUE | wye
103 | LV_2556-8_0_6_load_114 | 125 | 0.0020506 | 0.00051393 | 0 | 0 |  | 1 | TRUE | wye
104 | LV_2556-8_0_6_load_117 | 128 | 0.0017686 | 0.00044324 | 0 | 0 |  | 1 | TRUE | wye
105 | LV_2556-8_0_6_load_118 | 129 | 0.0023616 | 0.00059188 | 0 | 0 |  | 1 | TRUE | wye
106 | LV_2556-8_0_6_load_119 | 130 | 0.0066811 | 0.0016745 | 0 | 0 |  | 1 | TRUE | wye
107 | LV_2556-8_0_6_load_120 | 131 | 0.0026166 | 0.00065578 | 0 | 0 |  | 1 | TRUE | wye
108 | LV_2556-8_0_6_load_142 | 132 | 0.0017677 | 0.00044303 | 0 | 0 |  | 1 | TRUE | wye
109 | LV_2556-8_0_6_load_167 | 133 | 0.0021219 | 0.0005318 | 0 | 0 |  | 1 | TRUE | wye
110 | LV_2556-8_0_6_load_121 | 134 | 0.0040123 | 0.0010056 | 0 | 0 |  | 1 | TRUE | wye
111 | LV_2556-8_0_6_load_211 | 135 | 0.0016126 | 0.00040417 | 0 | 0 |  | 1 | TRUE | wye
112 | LV_2556-8_0_6_load_141 | 136 | 0.0025278 | 0.00063353 | 0 | 0 |  | 1 | TRUE | wye
113 | LV_2556-8_0_6_load_198 | 137 | 0.0057004 | 0.0014287 | 0 | 0 |  | 1 | TRUE | wye
114 | LV_2556-8_0_6_load_123 | 138 | 0.0012092 | 0.00030306 | 0 | 0 |  | 1 | TRUE | wye
115 | LV_2556-8_0_6_load_124 | 139 | 0.0030238 | 0.00075784 | 0 | 0 |  | 1 | TRUE | wye
116 | LV_2556-8_0_6_load_125 | 140 | 0.0023985 | 0.00060112 | 0 | 0 |  | 1 | TRUE | wye
117 | LV_2556-8_0_6_load_127 | 142 | 0.0032002 | 0.00080205 | 0 | 0 |  | 1 | TRUE | wye
118 | LV_2556-8_0_6_load_128 | 143 | 0.0020146 | 0.0005049 | 0 | 0 |  | 1 | TRUE | wye
119 | LV_2556-8_0_6_load_129 | 144 | 0.001583 | 0.00039675 | 0 | 0 |  | 1 | TRUE | wye
120 | LV_2556-8_0_6_load_134 | 145 | 0.001297 | 0.00032506 | 0 | 0 |  | 1 | TRUE | wye
121 | LV_2556-8_0_6_load_229 | 146 | 0.001381 | 0.00034611 | 0 | 0 |  | 1 | TRUE | wye
122 | LV_2556-8_0_6_load_234 | 147 | 0.0010687 | 0.00026785 | 0 | 0 |  | 1 | TRUE | wye
123 | LV_2556-8_0_6_load_132 | 148 | 0.0019953 | 0.00050008 | 0 | 0 |  | 1 | TRUE | wye
124 | LV_2556-8_0_6_load_230 | 149 | 0.0038157 | 0.00095631 | 0 | 0 |  | 1 | TRUE | wye
125 | LV_2556-8_0_6_load_235 | 150 | 0.0014545 | 0.00036454 | 0 | 0 |  | 1 | TRUE | wye
126 | LV_2556-8_0_6_load_130 | 151 | 0.0023464 | 0.00058807 | 0 | 0 |  | 1 | TRUE | wye
127 | LV_2556-8_0_6_load_131 | 152 | 0.0046388 | 0.0011626 | 0 | 0 |  | 1 | TRUE | wye
128 | LV_2556-8_0_6_load_133 | 153 | 0.0014585 | 0.00036552 | 0 | 0 |  | 1 | TRUE | wye
129 | LV_2556-8_0_6_load_186 | 154 | 0.0010782 | 0.00027021 | 0 | 0 |  | 1 | TRUE | wye
130 | LV_2556-8_0_6_load_135 | 156 | 0.0024 | 0.00060149 | 0 | 0 |  | 1 | TRUE | wye
131 | LV_2556-8_0_6_load_136 | 157 | 0.0022125 | 0.00055451 | 0 | 0 |  | 1 | TRUE | wye
132 | LV_2556-8_0_6_load_138 | 159 | 0.0017294 | 0.00043342 | 0 | 0 |  | 1 | TRUE | wye
133 | LV_2556-8_0_6_load_140 | 160 | 0.0021887 | 0.00054854 | 0 | 0 |  | 1 | TRUE | wye
134 | LV_2556-8_0_6_load_139 | 161 | 0.0012449 | 0.00031199 | 0 | 0 |  | 1 | TRUE | wye
135 | LV_2556-8_0_6_load_206 | 162 | 0.0021422 | 0.00053688 | 0 | 0 |  | 1 | TRUE | wye
136 | LV_2556-8_0_6_load_207 | 163 | 0.0020658 | 0.00051774 | 0 | 0 |  | 1 | TRUE | wye
137 | LV_2556-8_0_6_load_205 | 164 | 0.0015114 | 0.00037879 | 0 | 0 |  | 1 | TRUE | wye
138 | LV_2556-8_0_6_load_143 | 166 | 0.0019722 | 0.00049428 | 0 | 0 |  | 1 | TRUE | wye
139 | LV_2556-8_0_6_load_144 | 167 | 0.0020485 | 0.0005134 | 0 | 0 |  | 1 | TRUE | wye
140 | LV_2556-8_0_6_load_146 | 168 | 0.0019721 | 0.00049425 | 0 | 0 |  | 1 | TRUE | wye
141 | LV_2556-8_0_6_load_194 | 169 | 0.001442 | 0.00036141 | 0 | 0 |  | 1 | TRUE | wye
142 | LV_2556-8_0_6_load_152 | 170 | 0.0016136 | 0.0004044 | 0 | 0 |  | 1 | TRUE | wye
143 | LV_2556-8_0_6_load_148 | 171 | 0.0024241 | 0.00060753 | 0 | 0 |  | 1 | TRUE | wye
144 | LV_2556-8_0_6_load_149 | 172 | 0.0012245 | 0.00030689 | 0 | 0 |  | 1 | TRUE | wye
145 | LV_2556-8_0_6_load_150 | 173 | 0.0015766 | 0.00039514 | 0 | 0 |  | 1 | TRUE | wye
146 | LV_2556-8_0_6_load_151 | 174 | 0.0025554 | 0.00064043 | 0 | 0 |  | 1 | TRUE | wye
147 | LV_2556-8_0_6_load_153 | 175 | 0.0017793 | 0.00044594 | 0 | 0 |  | 1 | TRUE | wye
148 | LV_2556-8_0_6_load_154 | 176 | 0.0022695 | 0.00056879 | 0 | 0 |  | 1 | TRUE | wye
149 | LV_2556-8_0_6_load_193 | 177 | 0.0022784 | 0.00057102 | 0 | 0 |  | 1 | TRUE | wye
150 | LV_2556-8_0_6_load_181 | 178 | 0.0020414 | 0.00051162 | 0 | 0 |  | 1 | TRUE | wye
151 | LV_2556-8_0_6_load_155 | 179 | 0.0048909 | 0.0012258 | 0 | 0 |  | 1 | TRUE | wye
152 | LV_2556-8_0_6_load_156 | 180 | 0.0038723 | 0.00097049 | 0 | 0 |  | 1 | TRUE | wye
153 | LV_2556-8_0_6_load_157 | 181 | 0.0038412 | 0.00096269 | 0 | 0 |  | 1 | TRUE | wye
154 | LV_2556-8_0_6_load_158 | 182 | 0.0026285 | 0.00065876 | 0 | 0 |  | 1 | TRUE | wye
155 | LV_2556-8_0_6_load_159 | 183 | 0.0038426 | 0.00096306 | 0 | 0 |  | 1 | TRUE | wye
156 | LV_2556-8_0_6_load_172 | 184 | 0.0072498 | 0.001817 | 0 | 0 |  | 1 | TRUE | wye
157 | LV_2556-8_0_6_load_165 | 185 | 0.0031473 | 0.00078878 | 0 | 0 |  | 1 | TRUE | wye
158 | LV_2556-8_0_6_load_163 | 186 | 0.0053441 | 0.0013394 | 0 | 0 |  | 1 | TRUE | wye
159 | LV_2556-8_0_6_load_160 | 187 | 0.0015097 | 0.00037836 | 0 | 0 |  | 1 | TRUE | wye
160 | LV_2556-8_0_6_load_161 | 188 | 0.0026321 | 0.00065966 | 0 | 0 |  | 1 | TRUE | wye
161 | LV_2556-8_0_6_load_162 | 189 | 0.0014318 | 0.00035884 | 0 | 0 |  | 1 | TRUE | wye
162 | LV_2556-8_0_6_load_164 | 190 | 0.0044652 | 0.0011191 | 0 | 0 |  | 1 | TRUE | wye
163 | LV_2556-8_0_6_load_166 | 191 | 0.0021343 | 0.0005349 | 0 | 0 |  | 1 | TRUE | wye
164 | LV_2556-8_0_6_load_183 | 192 | 0.0029591 | 0.00074163 | 0 | 0 |  | 1 | TRUE | wye
165 | LV_2556-8_0_6_load_184 | 193 | 0.00056675 | 0.00014204 | 0 | 0 |  | 1 | TRUE | wye
166 | LV_2556-8_0_6_load_187 | 194 | 0.0016663 | 0.00041763 | 0 | 0 |  | 1 | TRUE | wye
167 | LV_2556-8_0_6_load_175 | 195 | 0.0011307 | 0.00028339 | 0 | 0 |  | 1 | TRUE | wye
168 | LV_2556-8_0_6_load_173 | 196 | 0.0015633 | 0.00039179 | 0 | 0 |  | 1 | TRUE | wye
169 | LV_2556-8_0_6_load_174 | 197 | 0.001067 | 0.00026743 | 0 | 0 |  | 1 | TRUE | wye
170 | LV_2556-8_0_6_load_188 | 198 | 0.0020376 | 0.00051067 | 0 | 0 |  | 1 | TRUE | wye
171 | LV_2556-8_0_6_load_179 | 199 | 0.0016255 | 0.0004074 | 0 | 0 |  | 1 | TRUE | wye
172 | LV_2556-8_0_6_load_185 | 200 | 0.0010646 | 0.00026682 | 0 | 0 |  | 1 | TRUE | wye
173 | LV_2556-8_0_6_load_189 | 201 | 0.0019776 | 0.00049562 | 0 | 0 |  | 1 | TRUE | wye
174 | LV_2556-8_0_6_load_192 | 204 | 0.0019078 | 0.00047814 | 0 | 0 |  | 1 | TRUE | wye
175 | LV_2556-8_0_6_load_222 | 205 | 0.0010959 | 0.00027466 | 0 | 0 |  | 1 | TRUE | wye
176 | LV_2556-8_0_6_load_221 | 206 | 0.0017489 | 0.00043833 | 0 | 0 |  | 1 | TRUE | wye
177 | LV_2556-8_0_6_load_217 | 207 | 0.0017324 | 0.00043419 | 0 | 0 |  | 1 | TRUE | wye
178 | LV_2556-8_0_6_load_223 | 208 | 0.0059688 | 0.0014959 | 0 | 0 |  | 1 | TRUE | wye
179 | LV_2556-8_0_6_load_215 | 210 | 0.0018226 | 0.00045678 | 0 | 0 |  | 1 | TRUE | wye
180 | LV_2556-8_0_6_load_195 | 211 | 0.0017528 | 0.0004393 | 0 | 0 |  | 1 | TRUE | wye
181 | LV_2556-8_0_6_load_199 | 214 | 0.00055483 | 0.00013905 | 0 | 0 |  | 1 | TRUE | wye
182 | LV_2556-8_0_6_load_274 | 216 | 0.00057668 | 0.00014453 | 0 | 0 |  | 1 | TRUE | wye
183 | LV_2556-8_0_6_load_257 | 217 | 0.0015331 | 0.00038424 | 0 | 0 |  | 1 | TRUE | wye
184 | LV_2556-8_0_6_load_260 | 220 | 0.0016648 | 0.00041724 | 0 | 0 |  | 1 | TRUE | wye
185 | LV_2556-8_0_6_load_268 | 223 | 0.001253 | 0.00031403 | 0 | 0 |  | 1 | TRUE | wye
186 | LV_2556-8_0_6_load_279 | 224 | 0.001396 | 0.00034988 | 0 | 0 |  | 1 | TRUE | wye
187 | LV_2556-8_0_6_load_269 | 226 | 0.0012568 | 0.00031497 | 0 | 0 |  | 1 | TRUE | wye
188 | LV_2556-8_0_6_load_265 | 227 | 0.0011537 | 0.00028914 | 0 | 0 |  | 1 | TRUE | wye
189 | LV_2556-8_0_6_load_267 | 228 | 0.0012677 | 0.00031772 | 0 | 0 |  | 1 | TRUE | wye
190 | LV_2556-8_0_6_load_273 | 229 | 0.00057874 | 0.00014505 | 0 | 0 |  | 1 | TRUE | wye
191 | LV_2556-8_0_6_load_200 | 230 | 0.0021691 | 0.00054364 | 0 | 0 |  | 1 | TRUE | wye
192 | LV_2556-8_0_6_load_201 | 231 | 0.0016545 | 0.00041465 | 0 | 0 |  | 1 | TRUE | wye
193 | LV_2556-8_0_6_load_203 | 233 | 0.0013086 | 0.00032797 | 0 | 0 |  | 1 | TRUE | wye
194 | LV_2556-8_0_6_load_218 | 234 | 0.0014898 | 0.00037338 | 0 | 0 |  | 1 | TRUE | wye
195 | LV_2556-8_0_6_load_219 | 235 | 0.0010357 | 0.00025958 | 0 | 0 |  | 1 | TRUE | wye
196 | LV_2556-8_0_6_load_209 | 236 | 0.0025236 | 0.00063248 | 0 | 0 |  | 1 | TRUE | wye
197 | LV_2556-8_0_6_load_210 | 237 | 0.0026187 | 0.00065631 | 0 | 0 |  | 1 | TRUE | wye
198 | LV_2556-8_0_6_load_244 | 238 | 0.0019873 | 0.00049806 | 0 | 0 |  | 1 | TRUE | wye
199 | LV_2556-8_0_6_load_245 | 240 | 0.0019329 | 0.00048442 | 0 | 0 |  | 1 | TRUE | wye
200 | LV_2556-8_0_6_load_224 | 241 | 0.0024626 | 0.00061719 | 0 | 0 |  | 1 | TRUE | wye
201 | LV_2556-8_0_6_load_251 | 242 | 0.0023509 | 0.0005892 | 0 | 0 |  | 1 | TRUE | wye
202 | LV_2556-8_0_6_load_212 | 243 | 0.0019111 | 0.00047897 | 0 | 0 |  | 1 | TRUE | wye
203 | LV_2556-8_0_6_load_213 | 244 | 0.0012884 | 0.0003229 | 0 | 0 |  | 1 | TRUE | wye
204 | LV_2556-8_0_6_load_214 | 245 | 0.0012337 | 0.00030919 | 0 | 0 |  | 1 | TRUE | wye
205 | LV_2556-8_0_6_load_216 | 246 | 0.0009995 | 0.0002505 | 0 | 0 |  | 1 | TRUE | wye
206 | LV_2556-8_0_6_load_247 | 247 | 0.0028017 | 0.00070218 | 0 | 0 |  | 1 | TRUE | wye
207 | LV_2556-8_0_6_load_246 | 248 | 0.0011023 | 0.00027625 | 0 | 0 |  | 1 | TRUE | wye
208 | LV_2556-8_0_6_load_220 | 249 | 0.00065611 | 0.00016444 | 0 | 0 |  | 1 | TRUE | wye
209 | LV_2556-8_0_6_load_225 | 250 | 0.001272 | 0.00031879 | 0 | 0 |  | 1 | TRUE | wye
210 | LV_2556-8_0_6_load_226 | 251 | 0.002239 | 0.00056114 | 0 | 0 |  | 1 | TRUE | wye
211 | LV_2556-8_0_6_load_227 | 252 | 0.002225 | 0.00055765 | 0 | 0 |  | 1 | TRUE | wye
212 | LV_2556-8_0_6_load_228 | 253 | 0.0014684 | 0.00036801 | 0 | 0 |  | 1 | TRUE | wye
213 | LV_2556-8_0_6_load_231 | 254 | 0.0020737 | 0.00051973 | 0 | 0 |  | 1 | TRUE | wye
214 | LV_2556-8_0_6_load_232 | 255 | 0.0011797 | 0.00029566 | 0 | 0 |  | 1 | TRUE | wye
215 | LV_2556-8_0_6_load_241 | 257 | 0.001992 | 0.00049924 | 0 | 0 |  | 1 | TRUE | wye
216 | LV_2556-8_0_6_load_237 | 260 | 0.0017294 | 0.00043342 | 0 | 0 |  | 1 | TRUE | wye
217 | LV_2556-8_0_6_load_238 | 261 | 0.0021548 | 0.00054003 | 0 | 0 |  | 1 | TRUE | wye
218 | LV_2556-8_0_6_load_239 | 262 | 0.0017026 | 0.00042672 | 0 | 0 |  | 1 | TRUE | wye
219 | LV_2556-8_0_6_load_243 | 263 | 0.00055743 | 0.0001397 | 0 | 0 |  | 1 | TRUE | wye
220 | LV_2556-8_0_6_load_240 | 264 | 0.0012829 | 0.00032152 | 0 | 0 |  | 1 | TRUE | wye
221 | LV_2556-8_0_6_load_254 | 265 | 0.0010487 | 0.00026284 | 0 | 0 |  | 1 | TRUE | wye
222 | LV_2556-8_0_6_load_248 | 266 | 0.00064849 | 0.00016253 | 0 | 0 |  | 1 | TRUE | wye
223 | LV_2556-8_0_6_load_249 | 267 | 0.00070612 | 0.00017697 | 0 | 0 |  | 1 | TRUE | wye
224 | LV_2556-8_0_6_load_277 | 268 | 0.0010313 | 0.00025846 | 0 | 0 |  | 1 | TRUE | wye
225 | LV_2556-8_0_6_load_250 | 269 | 0.0022871 | 0.00057319 | 0 | 0 |  | 1 | TRUE | wye
226 | LV_2556-8_0_6_load_252 | 270 | 0.002814 | 0.00070525 | 0 | 0 |  | 1 | TRUE | wye
227 | LV_2556-8_0_6_load_271 | 271 | 0.00041027 | 0.00010282 | 0 | 0 |  | 1 | TRUE | wye
228 | LV_2556-8_0_6_load_272 | 272 | 0.00048255 | 0.00012094 | 0 | 0 |  | 1 | TRUE | wye

## ext_grid
| name | bus | vm_pu | va_degree | slack_weight | in_service
0 |  | 88 | 1 | 0 | 1 | TRUE

## line
| name | std_type | from_bus | to_bus | length_km | r_ohm_per_km | x_ohm_per_km | c_nf_per_km | g_us_per_km | max_i_ka | df | parallel | type | in_service
0 | LV_2556-8_0_6_line_0 |  | 0 | 1 | 0.034288 | 0.125 | 0.08 | 261 | 0 | 0.364 | 1 | 1 | cs | TRUE
1 | LV_2556-8_0_6_line_1 |  | 0 | 2 | 0.016517 | 0.125 | 0.08 | 261 | 0 | 0.364 | 1 | 1 | cs | TRUE
2 | LV_2556-8_0_6_line_2 |  | 1 | 3 | 0.037876 | 0.125 | 0.08 | 261 | 0 | 0.364 | 1 | 1 | cs | TRUE
3 | LV_2556-8_0_6_line_3 |  | 2 | 4 | 0.026534 | 0.125 | 0.08 | 261 | 0 | 0.364 | 1 | 1 | cs | TRUE
4 | LV_2556-8_0_6_line_4 |  | 2 | 5 | 0.025426 | 0.125 | 0.08 | 261 | 0 | 0.364 | 1 | 1 | cs | TRUE
5 | LV_2556-8_0_6_line_5 |  | 3 | 6 | 0.022395 | 0.125 | 0.08 | 261 | 0 | 0.364 | 1 | 1 | cs | TRUE
6 | LV_2556-8_0_6_line_6 |  | 4 | 7 | 0.037715 | 0.125 | 0.08 | 261 | 0 | 0.364 | 1 | 1 | cs | TRUE
7 | LV_2556-8_0_6_line_7 |  | 4 | 8 | 0.016139 | 0.125 | 0.08 | 261 | 0 | 0.364 | 1 | 1 | cs | TRUE
8 | LV_2556-8_0_6_line_8 |  | 5 | 9 | 0.01927 | 0.125 | 0.08 | 261 | 0 | 0.364 | 1 | 1 | cs | TRUE
9 | LV_2556-8_0_6_line_9 |  | 5 | 10 | 0.029885 | 0.125 | 0.08 | 261 | 0 | 0.364 | 1 | 1 | cs | TRUE
10 | LV_2556-8_0_6_line_10 |  | 7 | 11 | 0.027067 | 0.125 | 0.08 | 261 | 0 | 0.364 | 1 | 1 | cs | TRUE
11 | LV_2556-8_0_6_line_11 |  | 7 | 12 | 0.015502 | 0.125 | 0.08 | 261 | 0 | 0.364 | 1 | 1 | cs | TRUE
12 | LV_2556-8_0_6_line_12 |  | 8 | 13 | 0.017669 | 0.125 | 0.08 | 261 | 0 | 0.364 | 1 | 1 | cs | TRUE
13 | LV_2556-8_0_6_line_13 |  | 9 | 14 | 0.027223 | 0.125 | 0.08 | 261 | 0 | 0.364 | 1 | 1 | cs | TRUE
14 | LV_2556-8_0_6_line_14 |  | 10 | 15 | 0.02478 | 0.125 | 0.08 | 261 | 0 | 0.364 | 1 | 1 | cs | TRUE
15 | LV_2556-8_0_6_line_15 |  | 11 | 20 | 0.005754 | 0.125 | 0.08 | 261 | 0 | 0.364 | 1 | 1 | cs | TRUE
16 | LV_2556-8_0_6_line_16 |  | 11 | 21 | 0.020286 | 0.125 | 0.08 | 261 | 0 | 0.364 | 1 | 1 | cs | TRUE
17 | LV_2556-8_0_6_line_17 |  | 12 | 16 | 0.019697 | 0.125 | 0.08 | 261 | 0 | 0.364 | 1 | 1 | cs | TRUE
18 | LV_2556-8_0_6_line_18 |  | 13 | 79 | 0.020223 | 0.125 | 0.08 | 261 | 0 | 0.364 | 1 | 1 | cs | TRUE
19 | LV_2556-8_0_6_line_19 |  | 15 | 90 | 0.048113 | 0.125 | 0.08 | 261 | 0 | 0.364 | 1 | 1 | cs | TRUE
20 | LV_2556-8_0_6_line_20 |  | 16 | 17 | 0.017566 | 0.125 | 0.08 | 261 | 0 | 0.364 | 1 | 1 | cs | TRUE
21 | LV_2556-8_0_6_line_21 |  | 17 | 18 | 0.020639 | 0.125 | 0.08 | 261 | 0 | 0.364 | 1 | 1 | cs | TRUE
22 | LV_2556-8_0_6_line_22 |  | 18 | 19 | 0.020769 | 0.125 | 0.08 | 261 | 0 | 0.364 | 1 | 1 | cs | TRUE
23 | LV_2556-8_0_6_line_23 |  | 19 | 22 | 0.021183 | 0.125 | 0.08 | 261 | 0 | 0.364 | 1 | 1 | cs | TRUE
24 | LV_2556-8_0_6_line_24 |  | 20 | 38 | 0.012614 | 0.125 | 0.08 | 261 | 0 | 0.364 | 1 | 2 | cs | TRUE
25 | LV_2556-8_0_6_line_25 |  | 20 | 77 | 0.01778 | 0.125 | 0.08 | 261 | 0 | 0.364 | 1 | 1 | cs | TRUE
26 | LV_2556-8_0_6_line_26 |  | 21 | 24 | 0.015626 | 0.125 | 0.08 | 261 | 0 | 0.364 | 1 | 1 | cs | TRUE
27 | LV_2556-8_0_6_line_27 |  | 22 | 103 | 0.018424 | 0.125 | 0.08 | 261 | 0 | 0.364 | 1 | 1 | cs | TRUE
28 | LV_2556-8_0_6_line_28 |  | 23 | 24 | 0.016449 | 0.125 | 0.08 | 261 | 0 | 0.364 | 1 | 1 | cs | TRUE
29 | LV_2556-8_0_6_line_29 |  | 23 | 25 | 0.0089789 | 0.125 | 0.08 | 261 | 0 | 0.364 | 1 | 1 | cs | TRUE
30 | LV_2556-8_0_6_line_30 |  | 25 | 26 | 0.023914 | 0.125 | 0.08 | 261 | 0 | 0.364 | 1 | 1 | cs | TRUE
31 | LV_2556-8_0_6_line_31 |  | 26 | 27 | 0.0014098 | 0.125 | 0.08 | 261 | 0 | 0.364 | 1 | 1 | cs | TRUE
32 | LV_2556-8_0_6_line_32 |  | 28 | 29 | 0.031863 | 0.125 | 0.08 | 261 | 0 | 0.364 | 1 | 1 | cs | TRUE
33 | LV_2556-8_0_6_line_33 |  | 29 | 94 | 0.0066747 | 0.125 | 0.08 | 261 | 0 | 0.364 | 1 | 1 | cs | TRUE
34 | LV_2556-8_0_6_line_34 |  | 30 | 31 | 0.019777 | 0.125 | 0.08 | 261 | 0 | 0.364 | 1 | 1 | cs | TRUE
35 | LV_2556-8_0_6_line_35 |  | 30 | 32 | 0.018424 | 0.125 | 0.08 | 261 | 0 | 0.364 | 1 | 1 | cs | TRUE
36 | LV_2556-8_0_6_line_36 |  | 31 | 33 | 0.0017711 | 0.125 | 0.08 | 261 | 0 | 0.364 | 1 | 1 | cs | TRUE
37 | LV_2556-8_0_6_line_37 |  | 32 | 34 | 0.014498 | 0.125 | 0.08 | 261 | 0 | 0.364 | 1 | 3 | cs | TRUE
38 | LV_2556-8_0_6_line_38 |  | 32 | 35 | 0.015188 | 0.125 | 0.08 | 261 | 0 | 0.364 | 1 | 3 | cs | TRUE
39 | LV_2556-8_0_6_line_39 |  | 33 | 36 | 0.021037 | 0.125 | 0.08 | 261 | 0 | 0.364 | 1 | 1 | cs | TRUE
40 | LV_2556-8_0_6_line_40 |  | 34 | 37 | 0.015428 | 0.125 | 0.08 | 261 | 0 | 0.364 | 1 | 1 | cs | TRUE
41 | LV_2556-8_0_6_line_41 |  | 34 | 38 | 0.023788 | 0.125 | 0.08 | 261 | 0 | 0.364 | 1 | 3 | cs | TRUE
42 | LV_2556-8_0_6_line_42 |  | 35 | 39 | 0.010248 | 0.125 | 0.08 | 261 | 0 | 0.364 | 1 | 3 | cs | TRUE
43 | LV_2556-8_0_6_line_43 |  | 35 | 40 | 0.012758 | 0.125 | 0.08 | 261 | 0 | 0.364 | 1 | 1 | cs | TRUE
44 | LV_2556-8_0_6_line_44 |  | 36 | 43 | 0.0033696 | 0.125 | 0.08 | 261 | 0 | 0.364 | 1 | 1 | cs | TRUE
45 | LV_2556-8_0_6_line_45 |  | 37 | 44 | 0.024068 | 0.125 | 0.08 | 261 | 0 | 0.364 | 1 | 1 | cs | TRUE
46 | LV_2556-8_0_6_line_46 |  | 39 | 45 | 0.021196 | 0.125 | 0.08 | 261 | 0 | 0.364 | 1 | 3 | cs | TRUE
47 | LV_2556-8_0_6_line_47 |  | 40 | 41 | 0.0060456 | 0.125 | 0.08 | 261 | 0 | 0.364 | 1 | 1 | cs | TRUE
48 | LV_2556-8_0_6_line_48 |  | 41 | 42 | 0.00942 | 0.125 | 0.08 | 261 | 0 | 0.364 | 1 | 1 | cs | TRUE
49 | LV_2556-8_0_6_line_49 |  | 42 | 46 | 0.016481 | 0.125 | 0.08 | 261 | 0 | 0.364 | 1 | 1 | cs | TRUE
50 | LV_2556-8_0_6_line_50 |  | 43 | 83 | 0.018333 | 0.125 | 0.08 | 261 | 0 | 0.364 | 1 | 1 | cs | TRUE
51 | LV_2556-8_0_6_line_51 |  | 44 | 82 | 0.0058054 | 0.125 | 0.08 | 261 | 0 | 0.364 | 1 | 1 | cs | TRUE
52 | LV_2556-8_0_6_line_52 |  | 45 | 87 | 0.041194 | 0.125 | 0.08 | 261 | 0 | 0.364 | 1 | 1 | cs | TRUE
53 | LV_2556-8_0_6_line_53 |  | 45 | 88 | 0.023748 | 0.125 | 0.08 | 261 | 0 | 0.364 | 1 | 3 | cs | TRUE
54 | LV_2556-8_0_6_line_54 |  | 45 | 89 | 0.032784 | 0.125 | 0.08 | 261 | 0 | 0.364 | 1 | 1 | cs | TRUE
55 | LV_2556-8_0_6_line_55 |  | 47 | 48 | 0.012154 | 0.125 | 0.08 | 261 | 0 | 0.364 | 1 | 1 | cs | TRUE
56 | LV_2556-8_0_6_line_56 |  | 47 | 49 | 0.004256 | 0.125 | 0.08 | 261 | 0 | 0.364 | 1 | 1 | cs | TRUE
57 | LV_2556-8_0_6_line_57 |  | 48 | 50 | 0.013196 | 0.125 | 0.08 | 261 | 0 | 0.364 | 1 | 1 | cs | TRUE
58 | LV_2556-8_0_6_line_58 |  | 49 | 51 | 0.019856 | 0.125 | 0.08 | 261 | 0 | 0.364 | 1 | 1 | cs | TRUE
59 | LV_2556-8_0_6_line_59 |  | 50 | 52 | 0.003523 | 0.125 | 0.08 | 261 | 0 | 0.364 | 1 | 1 | cs | TRUE
60 | LV_2556-8_0_6_line_60 |  | 51 | 53 | 0.018763 | 0.125 | 0.08 | 261 | 0 | 0.364 | 1 | 1 | cs | TRUE
61 | LV_2556-8_0_6_line_61 |  | 52 | 54 | 0.0096314 | 0.125 | 0.08 | 261 | 0 | 0.364 | 1 | 1 | cs | TRUE
62 | LV_2556-8_0_6_line_62 |  | 53 | 55 | 0.017976 | 0.125 | 0.08 | 261 | 0 | 0.364 | 1 | 1 | cs | TRUE
63 | LV_2556-8_0_6_line_63 |  | 54 | 61 | 0.0092703 | 0.125 | 0.08 | 261 | 0 | 0.364 | 1 | 1 | cs | TRUE
64 | LV_2556-8_0_6_line_64 |  | 54 | 62 | 0.0092214 | 0.125 | 0.08 | 261 | 0 | 0.364 | 1 | 1 | cs | TRUE
65 | LV_2556-8_0_6_line_65 |  | 55 | 56 | 0.020577 | 0.125 | 0.08 | 261 | 0 | 0.364 | 1 | 1 | cs | TRUE
66 | LV_2556-8_0_6_line_66 |  | 56 | 59 | 0.013197 | 0.125 | 0.08 | 261 | 0 | 0.364 | 1 | 1 | cs | TRUE
67 | LV_2556-8_0_6_line_67 |  | 57 | 58 | 0.0080709 | 0.125 | 0.08 | 261 | 0 | 0.364 | 1 | 1 | cs | TRUE
68 | LV_2556-8_0_6_line_68 |  | 58 | 59 | 0.022384 | 0.125 | 0.08 | 261 | 0 | 0.364 | 1 | 1 | cs | TRUE
69 | LV_2556-8_0_6_line_69 |  | 58 | 60 | 0.025397 | 0.125 | 0.08 | 261 | 0 | 0.364 | 1 | 1 | cs | TRUE
70 | LV_2556-8_0_6_line_70 |  | 61 | 74 | 0.018526 | 0.125 | 0.08 | 261 | 0 | 0.364 | 1 | 1 | cs | TRUE
71 | LV_2556-8_0_6_line_71 |  | 62 | 78 | 0.020812 | 0.125 | 0.08 | 261 | 0 | 0.364 | 1 | 1 | cs | TRUE
72 | LV_2556-8_0_6_line_72 |  | 63 | 64 | 0.046934 | 0.125 | 0.08 | 261 | 0 | 0.364 | 1 | 1 | cs | TRUE
73 | LV_2556-8_0_6_line_73 |  | 64 | 65 | 0.049265 | 0.125 | 0.08 | 261 | 0 | 0.364 | 1 | 1 | cs | TRUE
74 | LV_2556-8_0_6_line_74 |  | 65 | 66 | 0.010553 | 0.125 | 0.08 | 261 | 0 | 0.364 | 1 | 1 | cs | TRUE
75 | LV_2556-8_0_6_line_75 |  | 66 | 67 | 0.015232 | 0.125 | 0.08 | 261 | 0 | 0.364 | 1 | 1 | cs | TRUE
76 | LV_2556-8_0_6_line_76 |  | 66 | 68 | 0.038314 | 0.125 | 0.08 | 261 | 0 | 0.364 | 1 | 1 | cs | TRUE
77 | LV_2556-8_0_6_line_77 |  | 67 | 192 | 0.02045 | 0.125 | 0.08 | 261 | 0 | 0.364 | 1 | 1 | cs | TRUE
78 | LV_2556-8_0_6_line_78 |  | 68 | 72 | 0.021268 | 0.125 | 0.08 | 261 | 0 | 0.364 | 1 | 1 | cs | TRUE
79 | LV_2556-8_0_6_line_79 |  | 69 | 70 | 0.0094591 | 0.125 | 0.08 | 261 | 0 | 0.364 | 1 | 1 | cs | TRUE
80 | LV_2556-8_0_6_line_80 |  | 69 | 71 | 0.02918 | 0.125 | 0.08 | 261 | 0 | 0.364 | 1 | 1 | cs | TRUE
81 | LV_2556-8_0_6_line_81 |  | 70 | 72 | 0.0021503 | 0.125 | 0.08 | 261 | 0 | 0.364 | 1 | 1 | cs | TRUE
82 | LV_2556-8_0_6_line_82 |  | 73 | 74 | 0.0096731 | 0.125 | 0.08 | 261 | 0 | 0.364 | 1 | 1 | cs | TRUE
83 | LV_2556-8_0_6_line_83 |  | 73 | 75 | 0.018881 | 0.125 | 0.08 | 261 | 0 | 0.364 | 1 | 1 | cs | TRUE
84 | LV_2556-8_0_6_line_84 |  | 75 | 76 | 0.023632 | 0.125 | 0.08 | 261 | 0 | 0.364 | 1 | 1 | cs | TRUE
85 | LV_2556-8_0_6_line_85 |  | 76 | 77 | 0.023911 | 0.125 | 0.08 | 261 | 0 | 0.364 | 1 | 1 | cs | TRUE
86 | LV_2556-8_0_6_line_86 |  | 79 | 80 | 0.023071 | 0.125 | 0.08 | 261 | 0 | 0.364 | 1 | 1 | cs | TRUE
87 | LV_2556-8_0_6_line_87 |  | 80 | 81 | 0.017694 | 0.125 | 0.08 | 261 | 0 | 0.364 | 1 | 1 | cs | TRUE
88 | LV_2556-8_0_6_line_88 |  | 81 | 100 | 0.018706 | 0.125 | 0.08 | 261 | 0 | 0.364 | 1 | 1 | cs | TRUE
89 | LV_2556-8_0_6_line_89 |  | 83 | 84 | 0.013831 | 0.125 | 0.08 | 261 | 0 | 0.364 | 1 | 1 | cs | TRUE
90 | LV_2556-8_0_6_line_90 |  | 84 | 85 | 0.0066343 | 0.125 | 0.08 | 261 | 0 | 0.364 | 1 | 1 | cs | TRUE
91 | LV_2556-8_0_6_line_91 |  | 85 | 86 | 0.018109 | 0.125 | 0.08 | 261 | 0 | 0.364 | 1 | 1 | cs | TRUE
92 | LV_2556-8_0_6_line_92 |  | 86 | 116 | 0.0037832 | 0.125 | 0.08 | 261 | 0 | 0.364 | 1 | 1 | cs | TRUE
93 | LV_2556-8_0_6_line_93 |  | 87 | 200 | 0.025543 | 0.125 | 0.08 | 261 | 0 | 0.364 | 1 | 1 | cs | TRUE
94 | LV_2556-8_0_6_line_94 |  | 88 | 197 | 0.0080348 | 0.125 | 0.08 | 261 | 0 | 0.364 | 1 | 3 | cs | TRUE
95 | LV_2556-8_0_6_line_95 |  | 89 | 199 | 0.0042157 | 0.125 | 0.08 | 261 | 0 | 0.364 | 1 | 1 | cs | TRUE
96 | LV_2556-8_0_6_line_96 |  | 90 | 91 | 0.028313 | 0.125 | 0.08 | 261 | 0 | 0.364 | 1 | 1 | cs | TRUE
97 | LV_2556-8_0_6_line_97 |  | 91 | 92 | 0.026076 | 0.125 | 0.08 | 261 | 0 | 0.364 | 1 | 1 | cs | TRUE
98 | LV_2556-8_0_6_line_98 |  | 92 | 93 | 0.022848 | 0.125 | 0.08 | 261 | 0 | 0.364 | 1 | 1 | cs | TRUE
99 | LV_2556-8_0_6_line_99 |  | 94 | 95 | 0.017659 | 0.125 | 0.08 | 261 | 0 | 0.364 | 1 | 1 | cs | TRUE
100 | LV_2556-8_0_6_line_100 |  | 95 | 96 | 0.019365 | 0.125 | 0.08 | 261 | 0 | 0.364 | 1 | 1 | cs | TRUE
101 | LV_2556-8_0_6_line_101 |  | 96 | 97 | 0.016985 | 0.125 | 0.08 | 261 | 0 | 0.364 | 1 | 1 | cs | TRUE
102 | LV_2556-8_0_6_line_102 |  | 97 | 98 | 0.017997 | 0.125 | 0.08 | 261 | 0 | 0.364 | 1 | 1 | cs | TRUE
103 | LV_2556-8_0_6_line_103 |  | 97 | 99 | 0.027651 | 0.125 | 0.08 | 261 | 0 | 0.364 | 1 | 1 | cs | TRUE
104 | LV_2556-8_0_6_line_104 |  | 98 | 114 | 0.0196 | 0.125 | 0.08 | 261 | 0 | 0.364 | 1 | 1 | cs | TRUE
105 | LV_2556-8_0_6_line_105 |  | 99 | 106 | 0.044201 | 0.125 | 0.08 | 261 | 0 | 0.364 | 1 | 1 | cs | TRUE
106 | LV_2556-8_0_6_line_106 |  | 99 | 105 | 0.016087 | 0.125 | 0.08 | 261 | 0 | 0.364 | 1 | 1 | cs | TRUE
107 | LV_2556-8_0_6_line_107 |  | 100 | 101 | 0.004987 | 0.125 | 0.08 | 261 | 0 | 0.364 | 1 | 1 | cs | TRUE
108 | LV_2556-8_0_6_line_108 |  | 102 | 103 | 0.021967 | 0.125 | 0.08 | 261 | 0 | 0.364 | 1 | 1 | cs | TRUE
109 | LV_2556-8_0_6_line_109 |  | 102 | 104 | 0.020147 | 0.125 | 0.08 | 261 | 0 | 0.364 | 1 | 1 | cs | TRUE
110 | LV_2556-8_0_6_line_110 |  | 104 | 105 | 0.020398 | 0.125 | 0.08 | 261 | 0 | 0.364 | 1 | 1 | cs | TRUE
111 | LV_2556-8_0_6_line_111 |  | 106 | 109 | 0.023394 | 0.125 | 0.08 | 261 | 0 | 0.364 | 1 | 1 | cs | TRUE
112 | LV_2556-8_0_6_line_112 |  | 107 | 108 | 0.028469 | 0.125 | 0.08 | 261 | 0 | 0.364 | 1 | 1 | cs | TRUE
113 | LV_2556-8_0_6_line_113 |  | 108 | 109 | 0.013993 | 0.125 | 0.08 | 261 | 0 | 0.364 | 1 | 1 | cs | TRUE
114 | LV_2556-8_0_6_line_114 |  | 109 | 110 | 0.03116 | 0.125 | 0.08 | 261 | 0 | 0.364 | 1 | 1 | cs | TRUE
115 | LV_2556-8_0_6_line_115 |  | 110 | 111 | 0.00039758 | 0.125 | 0.08 | 261 | 0 | 0.364 | 1 | 1 | cs | TRUE
116 | LV_2556-8_0_6_line_116 |  | 111 | 112 | 0.017847 | 0.125 | 0.08 | 261 | 0 | 0.364 | 1 | 1 | cs | TRUE
117 | LV_2556-8_0_6_line_117 |  | 112 | 113 | 0.0097683 | 0.125 | 0.08 | 261 | 0 | 0.364 | 1 | 1 | cs | TRUE
118 | LV_2556-8_0_6_line_118 |  | 114 | 115 | 0.013607 | 0.125 | 0.08 | 261 | 0 | 0.364 | 1 | 1 | cs | TRUE
119 | LV_2556-8_0_6_line_119 |  | 115 | 121 | 0.027467 | 0.125 | 0.08 | 261 | 0 | 0.364 | 1 | 1 | cs | TRUE
120 | LV_2556-8_0_6_line_120 |  | 116 | 117 | 0.022006 | 0.125 | 0.08 | 261 | 0 | 0.364 | 1 | 1 | cs | TRUE
121 | LV_2556-8_0_6_line_121 |  | 117 | 118 | 0.0034086 | 0.125 | 0.08 | 261 | 0 | 0.364 | 1 | 1 | cs | TRUE
122 | LV_2556-8_0_6_line_122 |  | 118 | 119 | 0.020693 | 0.125 | 0.08 | 261 | 0 | 0.364 | 1 | 1 | cs | TRUE
123 | LV_2556-8_0_6_line_123 |  | 119 | 120 | 0.0085278 | 0.125 | 0.08 | 261 | 0 | 0.364 | 1 | 1 | cs | TRUE
124 | LV_2556-8_0_6_line_124 |  | 122 | 123 | 0.0019181 | 0.125 | 0.08 | 261 | 0 | 0.364 | 1 | 1 | cs | TRUE
125 | LV_2556-8_0_6_line_125 |  | 123 | 166 | 0.016269 | 0.125 | 0.08 | 261 | 0 | 0.364 | 1 | 1 | cs | TRUE
126 | LV_2556-8_0_6_line_126 |  | 124 | 125 | 0.022408 | 0.125 | 0.08 | 261 | 0 | 0.364 | 1 | 1 | cs | TRUE
127 | LV_2556-8_0_6_line_127 |  | 124 | 126 | 0.0098677 | 0.125 | 0.08 | 261 | 0 | 0.364 | 1 | 1 | cs | TRUE
128 | LV_2556-8_0_6_line_128 |  | 125 | 127 | 0.044204 | 0.125 | 0.08 | 261 | 0 | 0.364 | 1 | 1 | cs | TRUE
129 | LV_2556-8_0_6_line_129 |  | 126 | 128 | 0.027547 | 0.125 | 0.08 | 261 | 0 | 0.364 | 1 | 1 | cs | TRUE
130 | LV_2556-8_0_6_line_130 |  | 126 | 129 | 0.012629 | 0.125 | 0.08 | 261 | 0 | 0.364 | 1 | 1 | cs | TRUE
131 | LV_2556-8_0_6_line_131 |  | 127 | 130 | 0.039357 | 0.125 | 0.08 | 261 | 0 | 0.364 | 1 | 1 | cs | TRUE
132 | LV_2556-8_0_6_line_132 |  | 127 | 131 | 1.1353e-05 | 0.125 | 0.08 | 261 | 0 | 0.364 | 1 | 1 | cs | TRUE
133 | LV_2556-8_0_6_line_133 |  | 128 | 132 | 0.01076 | 0.125 | 0.08 | 261 | 0 | 0.364 | 1 | 1 | cs | TRUE
134 | LV_2556-8_0_6_line_134 |  | 129 | 133 | 0.037982 | 0.125 | 0.08 | 261 | 0 | 0.364 | 1 | 1 | cs | TRUE
135 | LV_2556-8_0_6_line_135 |  | 130 | 134 | 0.013077 | 0.125 | 0.08 | 261 | 0 | 0.364 | 1 | 1 | cs | TRUE
136 | LV_2556-8_0_6_line_136 |  | 131 | 135 | 0.03136 | 0.125 | 0.08 | 261 | 0 | 0.364 | 1 | 1 | cs | TRUE
137 | LV_2556-8_0_6_line_137 |  | 132 | 136 | 0.015481 | 0.125 | 0.08 | 261 | 0 | 0.364 | 1 | 1 | cs | TRUE
138 | LV_2556-8_0_6_line_138 |  | 135 | 137 | 0.02988 | 0.125 | 0.08 | 261 | 0 | 0.364 | 1 | 1 | cs | TRUE
139 | LV_2556-8_0_6_line_139 |  | 136 | 159 | 0.0065563 | 0.125 | 0.08 | 261 | 0 | 0.364 | 1 | 1 | cs | TRUE
140 | LV_2556-8_0_6_line_140 |  | 137 | 212 | 0.045436 | 0.125 | 0.08 | 261 | 0 | 0.364 | 1 | 1 | cs | TRUE
141 | LV_2556-8_0_6_line_141 |  | 138 | 139 | 0.023785 | 0.125 | 0.08 | 261 | 0 | 0.364 | 1 | 1 | cs | TRUE
142 | LV_2556-8_0_6_line_142 |  | 138 | 140 | 0.0060305 | 0.125 | 0.08 | 261 | 0 | 0.364 | 1 | 1 | cs | TRUE
143 | LV_2556-8_0_6_line_143 |  | 139 | 141 | 0.01692 | 0.125 | 0.08 | 261 | 0 | 0.364 | 1 | 1 | cs | TRUE
144 | LV_2556-8_0_6_line_144 |  | 140 | 142 | 0.013313 | 0.125 | 0.08 | 261 | 0 | 0.364 | 1 | 1 | cs | TRUE
145 | LV_2556-8_0_6_line_145 |  | 141 | 143 | 0.020291 | 0.125 | 0.08 | 261 | 0 | 0.364 | 1 | 1 | cs | TRUE
146 | LV_2556-8_0_6_line_146 |  | 141 | 144 | 0.0092368 | 0.125 | 0.08 | 261 | 0 | 0.364 | 1 | 1 | cs | TRUE
147 | LV_2556-8_0_6_line_147 |  | 142 | 145 | 0.014175 | 0.125 | 0.08 | 261 | 0 | 0.364 | 1 | 1 | cs | TRUE
148 | LV_2556-8_0_6_line_148 |  | 143 | 146 | 0.0011545 | 0.125 | 0.08 | 261 | 0 | 0.364 | 1 | 1 | cs | TRUE
149 | LV_2556-8_0_6_line_149 |  | 144 | 147 | 0.024292 | 0.125 | 0.08 | 261 | 0 | 0.364 | 1 | 1 | cs | TRUE
150 | LV_2556-8_0_6_line_150 |  | 145 | 148 | 0.0075962 | 0.125 | 0.08 | 261 | 0 | 0.364 | 1 | 1 | cs | TRUE
151 | LV_2556-8_0_6_line_151 |  | 146 | 149 | 0.02364 | 0.125 | 0.08 | 261 | 0 | 0.364 | 1 | 1 | cs | TRUE
152 | LV_2556-8_0_6_line_152 |  | 147 | 150 | 0.022489 | 0.125 | 0.08 | 261 | 0 | 0.364 | 1 | 1 | cs | TRUE
153 | LV_2556-8_0_6_line_153 |  | 148 | 151 | 0.01831 | 0.125 | 0.08 | 261 | 0 | 0.364 | 1 | 1 | cs | TRUE
154 | LV_2556-8_0_6_line_154 |  | 150 | 259 | 0.0027959 | 0.125 | 0.08 | 261 | 0 | 0.364 | 1 | 1 | cs | TRUE
155 | LV_2556-8_0_6_line_155 |  | 151 | 152 | 0.0074115 | 0.125 | 0.08 | 261 | 0 | 0.364 | 1 | 1 | cs | TRUE
156 | LV_2556-8_0_6_line_156 |  | 152 | 153 | 0.022399 | 0.125 | 0.08 | 261 | 0 | 0.364 | 1 | 1 | cs | TRUE
157 | LV_2556-8_0_6_line_157 |  | 153 | 154 | 0.010115 | 0.125 | 0.08 | 261 | 0 | 0.364 | 1 | 1 | cs | TRUE
158 | LV_2556-8_0_6_line_158 |  | 154 | 155 | 0.014673 | 0.125 | 0.08 | 261 | 0 | 0.364 | 1 | 1 | cs | TRUE
159 | LV_2556-8_0_6_line_159 |  | 155 | 194 | 0.01527 | 0.125 | 0.08 | 261 | 0 | 0.364 | 1 | 3 | cs | TRUE
160 | LV_2556-8_0_6_line_160 |  | 155 | 195 | 0.010651 | 0.125 | 0.08 | 261 | 0 | 0.364 | 1 | 3 | cs | TRUE
161 | LV_2556-8_0_6_line_161 |  | 155 | 184 | 0.033463 | 0.125 | 0.08 | 261 | 0 | 0.364 | 1 | 1 | cs | TRUE
162 | LV_2556-8_0_6_line_162 |  | 156 | 157 | 0.0021356 | 0.125 | 0.08 | 261 | 0 | 0.364 | 1 | 1 | cs | TRUE
163 | LV_2556-8_0_6_line_163 |  | 156 | 158 | 0.026834 | 0.125 | 0.08 | 261 | 0 | 0.364 | 1 | 1 | cs | TRUE
164 | LV_2556-8_0_6_line_164 |  | 157 | 159 | 0.013292 | 0.125 | 0.08 | 261 | 0 | 0.364 | 1 | 1 | cs | TRUE
165 | LV_2556-8_0_6_line_165 |  | 158 | 160 | 0.010385 | 0.125 | 0.08 | 261 | 0 | 0.364 | 1 | 1 | cs | TRUE
166 | LV_2556-8_0_6_line_166 |  | 160 | 163 | 0.0096458 | 0.125 | 0.08 | 261 | 0 | 0.364 | 1 | 1 | cs | TRUE
167 | LV_2556-8_0_6_line_167 |  | 161 | 162 | 0.0048113 | 0.125 | 0.08 | 261 | 0 | 0.364 | 1 | 1 | cs | TRUE
168 | LV_2556-8_0_6_line_168 |  | 162 | 164 | 0.012191 | 0.125 | 0.08 | 261 | 0 | 0.364 | 1 | 1 | cs | TRUE
169 | LV_2556-8_0_6_line_169 |  | 163 | 165 | 0.02706 | 0.125 | 0.08 | 261 | 0 | 0.364 | 1 | 1 | cs | TRUE
170 | LV_2556-8_0_6_line_170 |  | 164 | 233 | 0.0050477 | 0.125 | 0.08 | 261 | 0 | 0.364 | 1 | 1 | cs | TRUE
171 | LV_2556-8_0_6_line_171 |  | 165 | 236 | 0.031606 | 0.125 | 0.08 | 261 | 0 | 0.364 | 1 | 1 | cs | TRUE
172 | LV_2556-8_0_6_line_172 |  | 165 | 237 | 0.0017612 | 0.125 | 0.08 | 261 | 0 | 0.364 | 1 | 1 | cs | TRUE
173 | LV_2556-8_0_6_line_173 |  | 166 | 167 | 0.0081162 | 0.125 | 0.08 | 261 | 0 | 0.364 | 1 | 1 | cs | TRUE
174 | LV_2556-8_0_6_line_174 |  | 167 | 168 | 0.012541 | 0.125 | 0.08 | 261 | 0 | 0.364 | 1 | 1 | cs | TRUE
175 | LV_2556-8_0_6_line_175 |  | 168 | 169 | 0.0054301 | 0.125 | 0.08 | 261 | 0 | 0.364 | 1 | 1 | cs | TRUE
176 | LV_2556-8_0_6_line_176 |  | 169 | 170 | 0.018196 | 0.125 | 0.08 | 261 | 0 | 0.364 | 1 | 1 | cs | TRUE
177 | LV_2556-8_0_6_line_177 |  | 170 | 173 | 0.0037959 | 0.125 | 0.08 | 261 | 0 | 0.364 | 1 | 1 | cs | TRUE
178 | LV_2556-8_0_6_line_178 |  | 171 | 172 | 0.0019472 | 0.125 | 0.08 | 261 | 0 | 0.364 | 1 | 1 | cs | TRUE
179 | LV_2556-8_0_6_line_179 |  | 171 | 173 | 0.017335 | 0.125 | 0.08 | 261 | 0 | 0.364 | 1 | 1 | cs | TRUE
180 | LV_2556-8_0_6_line_180 |  | 172 | 174 | 0.017832 | 0.125 | 0.08 | 261 | 0 | 0.364 | 1 | 1 | cs | TRUE
181 | LV_2556-8_0_6_line_181 |  | 174 | 175 | 0.0020193 | 0.125 | 0.08 | 261 | 0 | 0.364 | 1 | 1 | cs | TRUE
182 | LV_2556-8_0_6_line_182 |  | 175 | 176 | 0.02038 | 0.125 | 0.08 | 261 | 0 | 0.364 | 1 | 1 | cs | TRUE
183 | LV_2556-8_0_6_line_183 |  | 176 | 177 | 0.022065 | 0.125 | 0.08 | 261 | 0 | 0.364 | 1 | 1 | cs | TRUE
184 | LV_2556-8_0_6_line_184 |  | 177 | 178 | 0.0025802 | 0.125 | 0.08 | 261 | 0 | 0.364 | 1 | 1 | cs | TRUE
185 | LV_2556-8_0_6_line_185 |  | 178 | 199 | 0.025898 | 0.125 | 0.08 | 261 | 0 | 0.364 | 1 | 1 | cs | TRUE
186 | LV_2556-8_0_6_line_186 |  | 179 | 180 | 0.0086598 | 0.125 | 0.08 | 261 | 0 | 0.364 | 1 | 1 | cs | TRUE
187 | LV_2556-8_0_6_line_187 |  | 179 | 181 | 0.025649 | 0.125 | 0.08 | 261 | 0 | 0.364 | 1 | 1 | cs | TRUE
188 | LV_2556-8_0_6_line_188 |  | 180 | 182 | 0.033228 | 0.125 | 0.08 | 261 | 0 | 0.364 | 1 | 1 | cs | TRUE
189 | LV_2556-8_0_6_line_189 |  | 181 | 183 | 0.024275 | 0.125 | 0.08 | 261 | 0 | 0.364 | 1 | 1 | cs | TRUE
190 | LV_2556-8_0_6_line_190 |  | 182 | 184 | 0.0097089 | 0.125 | 0.08 | 261 | 0 | 0.364 | 1 | 1 | cs | TRUE
191 | LV_2556-8_0_6_line_191 |  | 183 | 185 | 0.0042183 | 0.125 | 0.08 | 261 | 0 | 0.364 | 1 | 1 | cs | TRUE
192 | LV_2556-8_0_6_line_192 |  | 185 | 186 | 0.021776 | 0.125 | 0.08 | 261 | 0 | 0.364 | 1 | 1 | cs | TRUE
193 | LV_2556-8_0_6_line_193 |  | 186 | 188 | 0.014285 | 0.125 | 0.08 | 261 | 0 | 0.364 | 1 | 1 | cs | TRUE
194 | LV_2556-8_0_6_line_194 |  | 187 | 188 | 0.0045333 | 0.125 | 0.08 | 261 | 0 | 0.364 | 1 | 1 | cs | TRUE
195 | LV_2556-8_0_6_line_195 |  | 187 | 189 | 0.019064 | 0.125 | 0.08 | 261 | 0 | 0.364 | 1 | 1 | cs | TRUE
196 | LV_2556-8_0_6_line_196 |  | 189 | 190 | 0.010248 | 0.125 | 0.08 | 261 | 0 | 0.364 | 1 | 1 | cs | TRUE
197 | LV_2556-8_0_6_line_197 |  | 190 | 191 | 0.0073049 | 0.125 | 0.08 | 261 | 0 | 0.364 | 1 | 1 | cs | TRUE
198 | LV_2556-8_0_6_line_198 |  | 192 | 193 | 0.0087234 | 0.125 | 0.08 | 261 | 0 | 0.364 | 1 | 1 | cs | TRUE
199 | LV_2556-8_0_6_line_199 |  | 193 | 200 | 0.020395 | 0.125 | 0.08 | 261 | 0 | 0.364 | 1 | 1 | cs | TRUE
200 | LV_2556-8_0_6_line_200 |  | 194 | 198 | 0.0009425 | 0.125 | 0.08 | 261 | 0 | 0.364 | 1 | 3 | cs | TRUE
201 | LV_2556-8_0_6_line_201 |  | 195 | 196 | 0.023399 | 0.125 | 0.08 | 261 | 0 | 0.364 | 1 | 3 | cs | TRUE
202 | LV_2556-8_0_6_line_202 |  | 196 | 197 | 0.011897 | 0.125 | 0.08 | 261 | 0 | 0.364 | 1 | 3 | cs | TRUE
203 | LV_2556-8_0_6_line_203 |  | 198 | 201 | 0.020514 | 0.125 | 0.08 | 261 | 0 | 0.364 | 1 | 3 | cs | TRUE
204 | LV_2556-8_0_6_line_204 |  | 201 | 202 | 0.02205 | 0.125 | 0.08 | 261 | 0 | 0.364 | 1 | 3 | cs | TRUE
205 | LV_2556-8_0_6_line_205 |  | 202 | 203 | 0.013807 | 0.125 | 0.08 | 261 | 0 | 0.364 | 1 | 2 | cs | TRUE
206 | LV_2556-8_0_6_line_206 |  | 202 | 204 | 0.015143 | 0.125 | 0.08 | 261 | 0 | 0.364 | 1 | 1 | cs | TRUE
207 | LV_2556-8_0_6_line_207 |  | 203 | 205 | 0.020767 | 0.125 | 0.08 | 261 | 0 | 0.364 | 1 | 1 | cs | TRUE
208 | LV_2556-8_0_6_line_208 |  | 203 | 206 | 0.035539 | 0.125 | 0.08 | 261 | 0 | 0.364 | 1 | 1 | cs | TRUE
209 | LV_2556-8_0_6_line_209 |  | 204 | 207 | 0.0037065 | 0.125 | 0.08 | 261 | 0 | 0.364 | 1 | 1 | cs | TRUE
210 | LV_2556-8_0_6_line_210 |  | 205 | 208 | 0.035989 | 0.125 | 0.08 | 261 | 0 | 0.364 | 1 | 1 | cs | TRUE
211 | LV_2556-8_0_6_line_211 |  | 206 | 209 | 0.013036 | 0.125 | 0.08 | 261 | 0 | 0.364 | 1 | 1 | cs | TRUE
212 | LV_2556-8_0_6_line_212 |  | 207 | 210 | 0.019514 | 0.125 | 0.08 | 261 | 0 | 0.364 | 1 | 1 | cs | TRUE
213 | LV_2556-8_0_6_line_213 |  | 208 | 241 | 0.032397 | 0.125 | 0.08 | 261 | 0 | 0.364 | 1 | 1 | cs | TRUE
214 | LV_2556-8_0_6_line_214 |  | 209 | 234 | 0.016956 | 0.125 | 0.08 | 261 | 0 | 0.364 | 1 | 1 | cs | TRUE
215 | LV_2556-8_0_6_line_215 |  | 209 | 232 | 0.015675 | 0.125 | 0.08 | 261 | 0 | 0.364 | 1 | 1 | cs | TRUE
216 | LV_2556-8_0_6_line_216 |  | 210 | 244 | 0.0081746 | 0.125 | 0.08 | 261 | 0 | 0.364 | 1 | 1 | cs | TRUE
217 | LV_2556-8_0_6_line_217 |  | 211 | 212 | 0.0079264 | 0.125 | 0.08 | 261 | 0 | 0.364 | 1 | 1 | cs | TRUE
218 | LV_2556-8_0_6_line_218 |  | 211 | 213 | 0.024702 | 0.125 | 0.08 | 261 | 0 | 0.364 | 1 | 1 | cs | TRUE
219 | LV_2556-8_0_6_line_219 |  | 212 | 214 | 0.029719 | 0.125 | 0.08 | 261 | 0 | 0.364 | 1 | 1 | cs | TRUE
220 | LV_2556-8_0_6_line_220 |  | 213 | 215 | 0.054978 | 0.125 | 0.08 | 261 | 0 | 0.364 | 1 | 1 | cs | TRUE
221 | LV_2556-8_0_6_line_221 |  | 214 | 216 | 0.0041734 | 0.125 | 0.08 | 261 | 0 | 0.364 | 1 | 1 | cs | TRUE
222 | LV_2556-8_0_6_line_222 |  | 215 | 218 | 0.012159 | 0.125 | 0.08 | 261 | 0 | 0.364 | 1 | 1 | cs | TRUE
223 | LV_2556-8_0_6_line_223 |  | 215 | 217 | 0.017999 | 0.125 | 0.08 | 261 | 0 | 0.364 | 1 | 1 | cs | TRUE
224 | LV_2556-8_0_6_line_224 |  | 216 | 229 | 0.01368 | 0.125 | 0.08 | 261 | 0 | 0.364 | 1 | 1 | cs | TRUE
225 | LV_2556-8_0_6_line_225 |  | 218 | 219 | 0.02038 | 0.125 | 0.08 | 261 | 0 | 0.364 | 1 | 1 | cs | TRUE
226 | LV_2556-8_0_6_line_226 |  | 218 | 220 | 0.019817 | 0.125 | 0.08 | 261 | 0 | 0.364 | 1 | 1 | cs | TRUE
227 | LV_2556-8_0_6_line_227 |  | 219 | 226 | 0.017898 | 0.125 | 0.08 | 261 | 0 | 0.364 | 1 | 1 | cs | TRUE
228 | LV_2556-8_0_6_line_228 |  | 219 | 221 | 0.011183 | 0.125 | 0.08 | 261 | 0 | 0.364 | 1 | 1 | cs | TRUE
229 | LV_2556-8_0_6_line_229 |  | 221 | 222 | 0.02953 | 0.125 | 0.08 | 261 | 0 | 0.364 | 1 | 1 | cs | TRUE
230 | LV_2556-8_0_6_line_230 |  | 221 | 223 | 0.039512 | 0.125 | 0.08 | 261 | 0 | 0.364 | 1 | 1 | cs | TRUE
231 | LV_2556-8_0_6_line_231 |  | 222 | 224 | 0.013058 | 0.125 | 0.08 | 261 | 0 | 0.364 | 1 | 1 | cs | TRUE
232 | LV_2556-8_0_6_line_232 |  | 222 | 225 | 0.03042 | 0.125 | 0.08 | 261 | 0 | 0.364 | 1 | 1 | cs | TRUE
233 | LV_2556-8_0_6_line_233 |  | 225 | 228 | 0.019909 | 0.125 | 0.08 | 261 | 0 | 0.364 | 1 | 1 | cs | TRUE
234 | LV_2556-8_0_6_line_234 |  | 225 | 227 | 0.01575 | 0.125 | 0.08 | 261 | 0 | 0.364 | 1 | 1 | cs | TRUE
235 | LV_2556-8_0_6_line_235 |  | 229 | 271 | 0.0011079 | 0.125 | 0.08 | 261 | 0 | 0.364 | 1 | 1 | cs | TRUE
236 | LV_2556-8_0_6_line_236 |  | 230 | 231 | 0.026412 | 0.125 | 0.08 | 261 | 0 | 0.364 | 1 | 1 | cs | TRUE
237 | LV_2556-8_0_6_line_237 |  | 230 | 232 | 0.020174 | 0.125 | 0.08 | 261 | 0 | 0.364 | 1 | 1 | cs | TRUE
238 | LV_2556-8_0_6_line_238 |  | 231 | 233 | 0.0084487 | 0.125 | 0.08 | 261 | 0 | 0.364 | 1 | 1 | cs | TRUE
239 | LV_2556-8_0_6_line_239 |  | 234 | 235 | 0.015076 | 0.125 | 0.08 | 261 | 0 | 0.364 | 1 | 1 | cs | TRUE
240 | LV_2556-8_0_6_line_240 |  | 235 | 249 | 0.00046251 | 0.125 | 0.08 | 261 | 0 | 0.364 | 1 | 1 | cs | TRUE
241 | LV_2556-8_0_6_line_241 |  | 236 | 238 | 0.020288 | 0.125 | 0.08 | 261 | 0 | 0.364 | 1 | 1 | cs | TRUE
242 | LV_2556-8_0_6_line_242 |  | 237 | 239 | 0.01373 | 0.125 | 0.08 | 261 | 0 | 0.364 | 1 | 1 | cs | TRUE
243 | LV_2556-8_0_6_line_243 |  | 238 | 240 | 0.024712 | 0.125 | 0.08 | 261 | 0 | 0.364 | 1 | 1 | cs | TRUE
244 | LV_2556-8_0_6_line_244 |  | 239 | 241 | 0.0168 | 0.125 | 0.08 | 261 | 0 | 0.364 | 1 | 1 | cs | TRUE
245 | LV_2556-8_0_6_line_245 |  | 239 | 242 | 0.028491 | 0.125 | 0.08 | 261 | 0 | 0.364 | 1 | 1 | cs | TRUE
246 | LV_2556-8_0_6_line_246 |  | 240 | 265 | 0.0061763 | 0.125 | 0.08 | 261 | 0 | 0.364 | 1 | 1 | cs | TRUE
247 | LV_2556-8_0_6_line_247 |  | 242 | 269 | 0.0028376 | 0.125 | 0.08 | 261 | 0 | 0.364 | 1 | 1 | cs | TRUE
248 | LV_2556-8_0_6_line_248 |  | 243 | 244 | 0.015683 | 0.125 | 0.08 | 261 | 0 | 0.364 | 1 | 1 | cs | TRUE
249 | LV_2556-8_0_6_line_249 |  | 243 | 245 | 0.0087196 | 0.125 | 0.08 | 261 | 0 | 0.364 | 1 | 1 | cs | TRUE
250 | LV_2556-8_0_6_line_250 |  | 245 | 246 | 0.012368 | 0.125 | 0.08 | 261 | 0 | 0.364 | 1 | 1 | cs | TRUE
251 | LV_2556-8_0_6_line_251 |  | 246 | 247 | 0.010427 | 0.125 | 0.08 | 261 | 0 | 0.364 | 1 | 1 | cs | TRUE
252 | LV_2556-8_0_6_line_252 |  | 247 | 248 | 0.0070939 | 0.125 | 0.08 | 261 | 0 | 0.364 | 1 | 1 | cs | TRUE
253 | LV_2556-8_0_6_line_253 |  | 248 | 266 | 0.0036757 | 0.125 | 0.08 | 261 | 0 | 0.364 | 1 | 1 | cs | TRUE
254 | LV_2556-8_0_6_line_254 |  | 249 | 250 | 0.0087119 | 0.125 | 0.08 | 261 | 0 | 0.364 | 1 | 1 | cs | TRUE
255 | LV_2556-8_0_6_line_255 |  | 250 | 251 | 0.0099412 | 0.125 | 0.08 | 261 | 0 | 0.364 | 1 | 1 | cs | TRUE
256 | LV_2556-8_0_6_line_256 |  | 252 | 253 | 0.027411 | 0.125 | 0.08 | 261 | 0 | 0.364 | 1 | 1 | cs | TRUE
257 | LV_2556-8_0_6_line_257 |  | 253 | 254 | 0.025413 | 0.125 | 0.08 | 261 | 0 | 0.364 | 1 | 1 | cs | TRUE
258 | LV_2556-8_0_6_line_258 |  | 254 | 255 | 0.056691 | 0.125 | 0.08 | 261 | 0 | 0.364 | 1 | 1 | cs | TRUE
259 | LV_2556-8_0_6_line_259 |  | 255 | 256 | 0.021418 | 0.125 | 0.08 | 261 | 0 | 0.364 | 1 | 1 | cs | TRUE
260 | LV_2556-8_0_6_line_260 |  | 256 | 257 | 0.057567 | 0.125 | 0.08 | 261 | 0 | 0.364 | 1 | 1 | cs | TRUE
261 | LV_2556-8_0_6_line_261 |  | 257 | 258 | 0.019219 | 0.125 | 0.08 | 261 | 0 | 0.364 | 1 | 1 | cs | TRUE
262 | LV_2556-8_0_6_line_262 |  | 258 | 263 | 0.010776 | 0.125 | 0.08 | 261 | 0 | 0.364 | 1 | 1 | cs | TRUE
263 | LV_2556-8_0_6_line_263 |  | 259 | 260 | 0.019458 | 0.125 | 0.08 | 261 | 0 | 0.364 | 1 | 1 | cs | TRUE
264 | LV_2556-8_0_6_line_264 |  | 259 | 261 | 0.012173 | 0.125 | 0.08 | 261 | 0 | 0.364 | 1 | 1 | cs | TRUE
265 | LV_2556-8_0_6_line_265 |  | 260 | 262 | 0.02772 | 0.125 | 0.08 | 261 | 0 | 0.364 | 1 | 1 | cs | TRUE
266 | LV_2556-8_0_6_line_266 |  | 261 | 263 | 0.0061083 | 0.125 | 0.08 | 261 | 0 | 0.364 | 1 | 1 | cs | TRUE
267 | LV_2556-8_0_6_line_267 |  | 262 | 264 | 0.00082716 | 0.125 | 0.08 | 261 | 0 | 0.364 | 1 | 1 | cs | TRUE
268 | LV_2556-8_0_6_line_268 |  | 266 | 267 | 0.006813 | 0.125 | 0.08 | 261 | 0 | 0.364 | 1 | 1 | cs | TRUE
269 | LV_2556-8_0_6_line_269 |  | 267 | 268 | 0.0035872 | 0.125 | 0.08 | 261 | 0 | 0.364 | 1 | 1 | cs | TRUE
270 | LV_2556-8_0_6_line_270 |  | 269 | 270 | 0.0015939 | 0.125 | 0.08 | 261 | 0 | 0.364 | 1 | 1 | cs | TRUE
271 | LV_2556-8_0_6_line_271 |  | 271 | 272 | 0.022903 | 0.125 | 0.08 | 261 | 0 | 0.364 | 1 | 1 | cs | TRUE

## trafo
| name | std_type | hv_bus | lv_bus | sn_mva | vn_hv_kv | vn_lv_kv | vk_percent | vkr_percent | pfe_kw | i0_percent | shift_degree | tap_side | tap_neutral | tap_min | tap_max | tap_step_percent | tap_step_degree | tap_pos | tap_phase_shifter | parallel | df | in_service
0 | LV_2556-8_0_6_trafo_176 | 0.63 MVA 20/0.4 kV | 273 | 88 | 0.63 | 20 | 0.4 | 6 | 1.206 | 1.65 | 0.2619 | 150 | hv | 0 | -2 | 2 | 2.5 | 0 | 0 | FALSE | 1 | 1 | TRUE

## line_geodata
| x0 | y0 | x1 | y1 | x2 | y2 | x3 | y3 | x4 | y4
0 | 2601599.5883 | 1228323.6112 | 2601632.2762 | 1228333.9649
1 | 2601583.8423 | 1228318.6237 | 2601599.5883 | 1228323.6112
2 | 2601632.2762 | 1228333.9649 | 2601657.0855 | 1228341.8232 | 2601660.1474 | 1228337.855 | 2601666.6529 | 1228339.9654
3 | 2601583.8423 | 1228318.6237 | 2601572.267 | 1228342.5127
4 | 2601594.3189 | 1228295.446 | 2601583.8423 | 1228318.6237
5 | 2601687.9552 | 1228346.8761 | 2601666.6529 | 1228339.9654
6 | 2601555.8025 | 1228376.4619 | 2601572.267 | 1228342.5127
7 | 2601572.267 | 1228342.5127 | 2601587.6148 | 1228347.5032
8 | 2601594.3189 | 1228295.446 | 2601612.6769 | 1228301.3043
9 | 2601594.3189 | 1228295.446 | 2601607.8703 | 1228268.8098
10 | 2601544.0151 | 1228400.8401 | 2601555.8025 | 1228376.4619
11 | 2601555.8025 | 1228376.4619 | 2601570.4665 | 1228381.4892
12 | 2601587.6148 | 1228347.5032 | 2601604.418 | 1228352.967
13 | 2601612.6769 | 1228301.3043 | 2601638.6112 | 1228309.5803
14 | 2601619.1068 | 1228246.7236 | 2601607.8703 | 1228268.8098
15 | 2601541.5742 | 1228406.0537 | 2601544.0151 | 1228400.8401
16 | 2601544.0151 | 1228400.8401 | 2601563.3134 | 1228407.0932
17 | 2601589.1043 | 1228387.8623 | 2601587.7039 | 1228387.3987 | 2601570.4665 | 1228381.4892
18 | 2601604.418 | 1228352.967 | 2601623.65 | 1228359.2205
19 | 2601619.1068 | 1228246.7236 | 2601630.2502 | 1228253.3193 | 2601642.6892 | 1228259.782 | 2601654.9617 | 1228265.5998 | 2601661.9908 | 1228268.396
20 | 2601589.1043 | 1228387.8623 | 2601605.7807 | 1228393.3828
21 | 2601605.7807 | 1228393.3828 | 2601625.3736 | 1228399.8688
22 | 2601625.3736 | 1228399.8688 | 2601645.09 | 1228406.3957
23 | 2601645.09 | 1228406.3957 | 2601665.2001 | 1228413.0529
24 | 2601541.5742 | 1228406.0537 | 2601536.0345 | 1228417.3865
25 | 2601541.5742 | 1228406.0537 | 2601525.1423 | 1228399.2622
26 | 2601563.3134 | 1228407.0932 | 2601569.803 | 1228409.1959 | 2601578.1415 | 1228412.0219
27 | 2601665.2001 | 1228413.0529 | 2601682.6907 | 1228418.8429
28 | 2601593.7199 | 1228417.3017 | 2601578.1415 | 1228412.0219
29 | 2601593.7199 | 1228417.3017 | 2601602.2237 | 1228420.1837
30 | 2601602.2237 | 1228420.1837 | 2601624.8721 | 1228427.8595
31 | 2601624.8721 | 1228427.8595 | 2601626.2073 | 1228428.312
32 | 2601660.0492 | 1228439.7815 | 2601690.2262 | 1228450.0088
33 | 2601696.5477 | 1228452.1513 | 2601690.2262 | 1228450.0088
34 | 2601555.2606 | 1228462.9614 | 2601536.383 | 1228457.0667
35 | 2601518.7962 | 1228451.575 | 2601536.383 | 1228457.0667
36 | 2601555.2606 | 1228462.9614 | 2601556.9512 | 1228463.4893
37 | 2601518.7962 | 1228451.575 | 2601525.5877 | 1228438.758
38 | 2601518.7962 | 1228451.575 | 2601515.4233 | 1228457.4221 | 2601511.6106 | 1228464.959
39 | 2601577.0315 | 1228469.7595 | 2601556.9512 | 1228463.4893
40 | 2601525.5877 | 1228438.758 | 2601511.2791 | 1228432.988
41 | 2601525.5877 | 1228438.758 | 2601536.0345 | 1228417.3865
42 | 2601511.6106 | 1228464.959 | 2601506.9865 | 1228474.1044
43 | 2601511.6106 | 1228464.959 | 2601499.4235 | 1228461.1844
44 | 2601577.0315 | 1228469.7595 | 2601580.2479 | 1228470.7639
45 | 2601488.9575 | 1228423.9868 | 2601511.2791 | 1228432.988
46 | 2601497.2013 | 1228492.9053 | 2601503.5001 | 1228480.9998 | 2601506.9865 | 1228474.1044
47 | 2601493.6485 | 1228459.3958 | 2601499.4235 | 1228461.1844
48 | 2601493.6485 | 1228459.3958 | 2601486.1477 | 1228460.6503 | 2601484.7534 | 1228461.8507
49 | 2601484.7534 | 1228461.8507 | 2601486.7509 | 1228472.9021 | 2601491.1155 | 1228475.8205
50 | 2601597.7473 | 1228476.2283 | 2601580.2479 | 1228470.7639
51 | 2601483.5734 | 1228421.8156 | 2601488.9575 | 1228423.9868
52 | 2601497.2013 | 1228492.9053 | 2601495.1032 | 1228490.7035 | 2601488.399 | 1228487.6001 | 2601459.8134 | 1228476.226
53 | 2601497.2013 | 1228492.9053 | 2601493.2143 | 1228501.0425 | 2601484.4508 | 1228512.8277
54 | 2601497.2013 | 1228492.9053 | 2601503.298 | 1228502.0011 | 2601508.6981 | 1228509.4957 | 2601514.0986 | 1228515.1003 | 2601517.9784 | 1228517.9485
55 | 2601391.0273 | 1228353.8464 | 2601392.104 | 1228354.2991 | 2601402.3087 | 1228358.3676
56 | 2601387.104 | 1228352.1968 | 2601391.0273 | 1228353.8464
57 | 2601414.5667 | 1228363.2547 | 2601402.3087 | 1228358.3676
58 | 2601374.197 | 1228337.2963 | 2601376.9014 | 1228339.3981 | 2601384.8012 | 1228350.2062 | 2601387.104 | 1228352.1968
59 | 2601414.5667 | 1228363.2547 | 2601417.8392 | 1228364.5594
60 | 2601374.197 | 1228337.2963 | 2601379.1548 | 1228324.7788 | 2601384.0157 | 1228326.8898
61 | 2601426.7858 | 1228368.1262 | 2601417.8392 | 1228364.5594
62 | 2601400.3069 | 1228331.1206 | 2601397.5714 | 1228332.7765 | 2601384.0157 | 1228326.8898
63 | 2601426.7858 | 1228368.1262 | 2601435.3979 | 1228371.5568
64 | 2601426.7858 | 1228368.1262 | 2601430.2981 | 1228359.5999
65 | 2601400.3069 | 1228331.1206 | 2601413.7056 | 1228315.5033
66 | 2601413.7056 | 1228315.5033 | 2601401.4995 | 1228310.4863
67 | 2601380.7963 | 1228301.9768 | 2601373.3318 | 1228298.9076
68 | 2601380.7963 | 1228301.9768 | 2601401.4995 | 1228310.4863
69 | 2601390.4995 | 1228278.4984 | 2601380.7963 | 1228301.9768
70 | 2601452.9758 | 1228377.1258 | 2601450.1039 | 1228376.8034 | 2601445.3008 | 1228375.5015 | 2601435.3979 | 1228371.5568
71 | 2601438.2249 | 1228340.3569 | 2601430.2981 | 1228359.5999
72 | 2601405.276 | 1228403.3978 | 2601381.2536 | 1228392.8973 | 2601362.1244 | 1228384.9432
73 | 2601405.276 | 1228403.3978 | 2601410.955 | 1228417.7075 | 2601381.5475 | 1228434.5109
74 | 2601381.5475 | 1228434.5109 | 2601378.5999 | 1228436.2001 | 2601375.871 | 1228442.8257
75 | 2601375.871 | 1228442.8257 | 2601390.0235 | 1228448.4569
76 | 2601375.871 | 1228442.8257 | 2601346.6213 | 1228431.1791 | 2601340.2324 | 1228428.763
77 | 2601390.0235 | 1228448.4569 | 2601409.0242 | 1228456.0172
78 | 2601320.339 | 1228421.24 | 2601340.2324 | 1228428.763
79 | 2601318.3222 | 1228420.4948 | 2601309.401 | 1228417.3506
80 | 2601309.401 | 1228417.3506 | 2601280.9209 | 1228423.7054
81 | 2601318.3222 | 1228420.4948 | 2601319.0002 | 1228420.7337 | 2601320.339 | 1228421.24
82 | 2601462.5885 | 1228378.2052 | 2601452.9758 | 1228377.1258
83 | 2601462.5885 | 1228378.2052 | 2601475.9009 | 1228379.7 | 2601481.2041 | 1228381.1021
84 | 2601481.2041 | 1228381.1021 | 2601481.2041 | 1228381.1021 | 2601503.0439 | 1228390.1287
85 | 2601503.0439 | 1228390.1287 | 2601525.1423 | 1228399.2622
86 | 2601645.5903 | 1228366.3547 | 2601623.65 | 1228359.2205
87 | 2601645.5903 | 1228366.3547 | 2601662.4172 | 1228371.8262
88 | 2601662.4172 | 1228371.8262 | 2601680.2066 | 1228377.6106
89 | 2601597.7473 | 1228476.2283 | 2601610.9494 | 1228480.3507
90 | 2601617.2821 | 1228482.3282 | 2601610.9494 | 1228480.3507
91 | 2601617.2821 | 1228482.3282 | 2601634.5684 | 1228487.726
92 | 2601638.1797 | 1228488.8536 | 2601634.5684 | 1228487.726
93 | 2601436.0797 | 1228466.7825 | 2601459.8134 | 1228476.226
94 | 2601484.4508 | 1228512.8277 | 2601479.6564 | 1228519.2753
95 | 2601521.3767 | 1228520.4432 | 2601517.9784 | 1228517.9485
96 | 2601661.9908 | 1228268.396 | 2601669.5601 | 1228271.4071 | 2601688.4521 | 1228278.4626
97 | 2601713.1611 | 1228286.7812 | 2601693.7798 | 1228280.4523 | 2601688.4521 | 1228278.4626
98 | 2601713.1611 | 1228286.7812 | 2601725.4014 | 1228290.7783 | 2601734.8716 | 1228293.9006
99 | 2601696.5477 | 1228452.1513 | 2601713.2723 | 1228457.8195
100 | 2601731.6129 | 1228464.0353 | 2601713.2723 | 1228457.8195
101 | 2601747.7017 | 1228469.479 | 2601737.1035 | 1228465.8962 | 2601731.6129 | 1228464.0353
102 | 2601747.7017 | 1228469.479 | 2601741.4792 | 1228486.3657
103 | 2601757.3082 | 1228443.5442 | 2601747.7017 | 1228469.479
104 | 2601734.7025 | 1228504.7565 | 2601741.4792 | 1228486.3657
105 | 2601757.3082 | 1228443.5442 | 2601772.0789 | 1228401.8841
106 | 2601757.3082 | 1228443.5442 | 2601742.0362 | 1228438.4886
107 | 2601684.9491 | 1228379.1527 | 2601680.2066 | 1228377.6106
108 | 2601703.5449 | 1228425.7465 | 2601682.6907 | 1228418.8429
109 | 2601703.5449 | 1228425.7465 | 2601722.6716 | 1228432.0781
110 | 2601722.6716 | 1228432.0781 | 2601742.0362 | 1228438.4886
111 | 2601779.8964 | 1228379.8352 | 2601772.0789 | 1228401.8841
112 | 2601784.6189 | 1228366.6629 | 2601794.2267 | 1228339.8647
113 | 2601779.8964 | 1228379.8352 | 2601784.6189 | 1228366.6629
114 | 2601779.8964 | 1228379.8352 | 2601750.4155 | 1228369.7454
115 | 2601750.0394 | 1228369.6167 | 2601750.4155 | 1228369.7454
116 | 2601750.0394 | 1228369.6167 | 2601733.1542 | 1228363.8378
117 | 2601723.9121 | 1228360.6747 | 2601733.1542 | 1228363.8378
118 | 2601729.9977 | 1228517.5247 | 2601734.7025 | 1228504.7565
119 | 2601729.9977 | 1228517.5247 | 2601721.8585 | 1228543.7576
120 | 2601638.1797 | 1228488.8536 | 2601659.1855 | 1228495.4129
121 | 2601659.1855 | 1228495.4129 | 2601662.4392 | 1228496.4289
122 | 2601682.1917 | 1228502.5968 | 2601662.4392 | 1228496.4289
123 | 2601682.1917 | 1228502.5968 | 2601690.3319 | 1228505.1387
124 | 2601686.774 | 1228574.8675 | 2601688.0021 | 1228575.2028 | 2601688.6437 | 1228575.2688
125 | 2601686.774 | 1228574.8675 | 2601680.2978 | 1228573.0995 | 2601671.1807 | 1228570.2384
126 | 2601193.7064 | 1228596.2916 | 2601194.1985 | 1228602.9055 | 2601194.991 | 1228618.6611
127 | 2601192.9743 | 1228586.4511 | 2601193.7064 | 1228596.2916
128 | 2601183.2555 | 1228659.8482 | 2601192.0921 | 1228644.6076 | 2601194.9343 | 1228638.1932 | 2601195.5646 | 1228630.0663 | 2601194.991 | 1228618.6611
129 | 2601192.9743 | 1228586.4511 | 2601203.9668 | 1228588.7657 | 2601216.0873 | 1228595.6609 | 2601218.183 | 1228596.7644
130 | 2601192.9743 | 1228586.4511 | 2601190.5292 | 1228575.7888 | 2601190.2891 | 1228574.1158
131 | 2601183.2555 | 1228659.8482 | 2601165.8779 | 1228649.8057 | 2601149.1369 | 1228640.2293
132 | 2601183.2555 | 1228659.8482 | 2601183.2652 | 1228659.8542
133 | 2601227.7039 | 1228601.7774 | 2601218.183 | 1228596.7644
134 | 2601190.2891 | 1228574.1158 | 2601189.7347 | 1228570.252 | 2601189.5239 | 1228563.3145 | 2601190.3132 | 1228555.9881 | 2601194.5554 | 1228536.6794
135 | 2601149.1369 | 1228640.2293 | 2601143.0536 | 1228636.7494 | 2601137.7842 | 1228633.7394
136 | 2601209.022 | 1228677.6535 | 2601206.0565 | 1228674.9948 | 2601200.4435 | 1228670.8469 | 2601194.4743 | 1228666.8211 | 2601183.2652 | 1228659.8542
137 | 2601227.7039 | 1228601.7774 | 2601231.3592 | 1228603.702 | 2601242.0185 | 1228607.5997
138 | 2601228.8857 | 1228699.9015 | 2601225.9092 | 1228695.9889 | 2601218.7515 | 1228687.4713 | 2601213.1389 | 1228681.3444 | 2601209.022 | 1228677.6535
139 | 2601248.135 | 1228609.9599 | 2601243.1013 | 1228607.9957 | 2601242.0185 | 1228607.5997
140 | 2601256.3946 | 1228736.063 | 2601228.8857 | 1228699.9015
141 | 2601563.4591 | 1228599.5978 | 2601585.6802 | 1228608.08
142 | 2601557.8251 | 1228597.4472 | 2601563.4591 | 1228599.5978
143 | 2601601.4876 | 1228614.114 | 2601585.6802 | 1228608.08
144 | 2601545.3875 | 1228592.6995 | 2601557.8251 | 1228597.4472
145 | 2601601.4876 | 1228614.114 | 2601594.7145 | 1228633.2411
146 | 2601601.4876 | 1228614.114 | 2601610.1166 | 1228617.4093
147 | 2601545.3875 | 1228592.6995 | 2601532.1446 | 1228587.6445
148 | 2601594.7145 | 1228633.2411 | 2601594.3291 | 1228634.3294
149 | 2601610.1166 | 1228617.4093 | 2601632.8102 | 1228626.0757
150 | 2601525.0479 | 1228584.9355 | 2601532.1446 | 1228587.6445
151 | 2601586.4382 | 1228656.6131 | 2601594.3291 | 1228634.3294
152 | 2601632.8102 | 1228626.0757 | 2601653.8196 | 1228634.099
153 | 2601525.0479 | 1228584.9355 | 2601507.9418 | 1228578.4058
154 | 2601656.4315 | 1228635.0964 | 2601653.8196 | 1228634.099
155 | 2601501.0176 | 1228575.7627 | 2601507.9418 | 1228578.4058
156 | 2601501.0176 | 1228575.7627 | 2601480.0911 | 1228567.7747
157 | 2601470.6416 | 1228564.1676 | 2601480.0911 | 1228567.7747
158 | 2601456.9333 | 1228558.9349 | 2601470.6416 | 1228564.1676
159 | 2601456.9333 | 1228558.9349 | 2601454.6822 | 1228563.1702 | 2601450.611 | 1228572.8204
160 | 2601456.9333 | 1228558.9349 | 2601461.2226 | 1228549.1858
161 | 2601456.9333 | 1228558.9349 | 2601425.3239 | 1228547.9539
162 | 2601261.0124 | 1228613.1264 | 2601263.1058 | 1228613.5489
163 | 2601289.3285 | 1228619.2228 | 2601279.1997 | 1228616.797 | 2601263.1058 | 1228613.5489
164 | 2601248.135 | 1228609.9599 | 2601250.7981 | 1228610.999 | 2601259.4042 | 1228612.8018 | 2601261.0124 | 1228613.1264
165 | 2601289.3285 | 1228619.2228 | 2601295.0843 | 1228610.579
166 | 2601300.4305 | 1228602.5504 | 2601295.0843 | 1228610.579
167 | 2601329.763 | 1228631.3048 | 2601326.9035 | 1228630.4038 | 2601325.1656 | 1228629.8867
168 | 2601329.763 | 1228631.3048 | 2601341.3902 | 1228634.968
169 | 2601315.4287 | 1228580.0272 | 2601300.4305 | 1228602.5504
170 | 2601346.2046 | 1228636.4848 | 2601341.3902 | 1228634.968
171 | 2601315.4287 | 1228580.0272 | 2601285.4121 | 1228570.1311
172 | 2601315.4287 | 1228580.0272 | 2601317.0806 | 1228580.638
173 | 2601663.4369 | 1228567.8083 | 2601671.1807 | 1228570.2384
174 | 2601651.4711 | 1228564.0533 | 2601663.4369 | 1228567.8083
175 | 2601651.4711 | 1228564.0533 | 2601646.2901 | 1228562.4274
176 | 2601628.9285 | 1228556.9791 | 2601646.2901 | 1228562.4274
177 | 2601628.9285 | 1228556.9791 | 2601625.3067 | 1228555.8425
178 | 2601606.9089 | 1228550.0691 | 2601608.7668 | 1228550.6521
179 | 2601625.3067 | 1228555.8425 | 2601608.7668 | 1228550.6521
180 | 2601606.9089 | 1228550.0691 | 2601589.8952 | 1228544.73
181 | 2601587.9686 | 1228544.1253 | 2601589.8952 | 1228544.73
182 | 2601587.9686 | 1228544.1253 | 2601568.5233 | 1228538.0231
183 | 2601568.5233 | 1228538.0231 | 2601547.4704 | 1228531.4165
184 | 2601545.0086 | 1228530.6439 | 2601547.4704 | 1228531.4165
185 | 2601545.0086 | 1228530.6439 | 2601533.3999 | 1228527.001 | 2601523.9005 | 1228522.2958 | 2601521.3767 | 1228520.4432
186 | 2601376.5849 | 1228531.0221 | 2601384.7651 | 1228533.8639
187 | 2601352.2597 | 1228522.8933 | 2601365.6019 | 1228527.2067 | 2601376.5849 | 1228531.0221
188 | 2601416.1526 | 1228544.7678 | 2601384.7651 | 1228533.8639
189 | 2601329.1621 | 1228515.4262 | 2601352.2597 | 1228522.8933
190 | 2601416.1526 | 1228544.7678 | 2601425.3239 | 1228547.9539
191 | 2601329.1621 | 1228515.4262 | 2601325.1483 | 1228514.1286
192 | 2601304.4286 | 1228507.4303 | 2601325.1483 | 1228514.1286
193 | 2601290.8363 | 1228503.0361 | 2601304.4286 | 1228507.4303
194 | 2601286.5229 | 1228501.6417 | 2601290.8363 | 1228503.0361
195 | 2601286.5229 | 1228501.6417 | 2601268.3837 | 1228495.7775
196 | 2601258.6323 | 1228492.6251 | 2601268.3837 | 1228495.7775
197 | 2601251.6816 | 1228490.378 | 2601258.6323 | 1228492.6251
198 | 2601417.1295 | 1228459.2423 | 2601409.0242 | 1228456.0172
199 | 2601417.1295 | 1228459.2423 | 2601436.0797 | 1228466.7825
200 | 2601450.2447 | 1228573.6888 | 2601450.611 | 1228572.8204
201 | 2601461.2226 | 1228549.1858 | 2601461.7998 | 1228547.8739 | 2601465.0972 | 1228540.3035 | 2601469.5992 | 1228532.8002 | 2601472.5575 | 1228528.8218
202 | 2601472.5575 | 1228528.8218 | 2601479.6564 | 1228519.2753
203 | 2601450.2447 | 1228573.6888 | 2601442.2709 | 1228592.5896
204 | 2601433.7 | 1228612.9059 | 2601442.2709 | 1228592.5896
205 | 2601433.7 | 1228612.9059 | 2601428.0302 | 1228625.5009
206 | 2601433.7 | 1228612.9059 | 2601445.404 | 1228617.4001 | 2601447.8374 | 1228618.3317
207 | 2601428.0302 | 1228625.5009 | 2601408.8076 | 1228617.641
208 | 2601428.0302 | 1228625.5009 | 2601413.4507 | 1228657.9115
209 | 2601447.8374 | 1228618.3317 | 2601451.2989 | 1228619.6569
210 | 2601408.8076 | 1228617.641 | 2601375.4959 | 1228604.02
211 | 2601408.1027 | 1228669.8004 | 2601413.4507 | 1228657.9115
212 | 2601469.5233 | 1228626.6337 | 2601451.2989 | 1228619.6569
213 | 2601345.5085 | 1228591.7584 | 2601375.4959 | 1228604.02
214 | 2601408.1027 | 1228669.8004 | 2601423.6789 | 1228676.4997
215 | 2601408.1027 | 1228669.8004 | 2601393.2017 | 1228664.8052
216 | 2601469.5233 | 1228626.6337 | 2601477.1576 | 1228629.5564
217 | 2601256.3946 | 1228736.063 | 2601261.2373 | 1228742.338
218 | 2601276.3293 | 1228761.8934 | 2601261.2373 | 1228742.338
219 | 2601256.3946 | 1228736.063 | 2601237.057 | 1228755.4818 | 2601236.9593 | 1228757.7937
220 | 2601276.3293 | 1228761.8934 | 2601331.2853 | 1228760.3372
221 | 2601236.783 | 1228761.9634 | 2601236.783 | 1228761.9634 | 2601236.9593 | 1228757.7937
222 | 2601341.9509 | 1228766.2319 | 2601331.2853 | 1228760.3372
223 | 2601331.2853 | 1228760.3372 | 2601339.9732 | 1228744.5734
224 | 2601236.783 | 1228761.9634 | 2601240.7377 | 1228775.0594
225 | 2601341.9509 | 1228766.2319 | 2601359.8355 | 1228776.0971
226 | 2601341.9509 | 1228766.2319 | 2601332.3436 | 1228783.5646
227 | 2601359.8355 | 1228776.0971 | 2601368.5123 | 1228760.4433
228 | 2601369.5844 | 1228781.6247 | 2601359.8355 | 1228776.0971
229 | 2601355.1998 | 1228807.4146 | 2601359.1181 | 1228800.3002 | 2601369.5844 | 1228781.6247
230 | 2601369.5844 | 1228781.6247 | 2601370.4484 | 1228780.3019 | 2601389.4464 | 1228790.5899 | 2601397.1924 | 1228776.2174
231 | 2601355.1998 | 1228807.4146 | 2601349.4096 | 1228818.1086 | 2601348.6142 | 1228817.6749
232 | 2601381.7954 | 1228822.3182 | 2601355.1998 | 1228807.4146
233 | 2601381.7954 | 1228822.3182 | 2601384.1057 | 1228823.6083 | 2601375.9283 | 1228837.7816 | 2601375.2542 | 1228837.1588
234 | 2601381.7954 | 1228822.3182 | 2601389.2563 | 1228808.4475
235 | 2601241.058 | 1228776.12 | 2601240.7377 | 1228775.0594
236 | 2601375.9613 | 1228654.43 | 2601359.0006 | 1228643.196 | 2601353.9026 | 1228639.9041
237 | 2601393.2017 | 1228664.8052 | 2601388.3005 | 1228662.6028 | 2601375.9613 | 1228654.43
238 | 2601346.2046 | 1228636.4848 | 2601348.7969 | 1228637.3015 | 2601353.9026 | 1228639.9041 | 2601353.9026 | 1228639.9041
239 | 2601423.6789 | 1228676.4997 | 2601437.5287 | 1228682.4564
240 | 2601437.5287 | 1228682.4564 | 2601437.9536 | 1228682.6391
241 | 2601285.4121 | 1228570.1311 | 2601266.1441 | 1228563.7786
242 | 2601329.9586 | 1228585.4001 | 2601317.0806 | 1228580.638
243 | 2601266.1441 | 1228563.7786 | 2601242.6743 | 1228556.0409
244 | 2601329.9586 | 1228585.4001 | 2601345.5085 | 1228591.7584
245 | 2601329.9586 | 1228585.4001 | 2601338.8089 | 1228558.3183
246 | 2601236.8086 | 1228554.107 | 2601242.6743 | 1228556.0409
247 | 2601339.6904 | 1228555.621 | 2601338.8089 | 1228558.3183
248 | 2601491.8037 | 1228635.1634 | 2601477.1576 | 1228629.5564
249 | 2601491.8037 | 1228635.1634 | 2601499.9469 | 1228638.2809 | 2601499.9469 | 1228638.2809
250 | 2601512.1473 | 1228639.9084 | 2601510.5001 | 1228639.2618 | 2601499.9469 | 1228638.2809
251 | 2601512.1473 | 1228639.9084 | 2601521.8532 | 1228643.7186
252 | 2601528.4566 | 1228646.3108 | 2601521.8532 | 1228643.7186
253 | 2601528.4566 | 1228646.3108 | 2601531.8781 | 1228647.654
254 | 2601445.9567 | 1228686.0812 | 2601437.9536 | 1228682.6391
255 | 2601455.3923 | 1228689.166 | 2601448.3198 | 1228687.0976 | 2601445.9567 | 1228686.0812
256 | 2601557.9215 | 1228697.9513 | 2601548.9875 | 1228696.2605 | 2601539.162 | 1228694.0568 | 2601530.9598 | 1228693.1768
257 | 2601557.9215 | 1228697.9513 | 2601582.8913 | 1228702.677
258 | 2601582.8913 | 1228702.677 | 2601594.9868 | 1228704.9661 | 2601635.3874 | 1228713.0592 | 2601638.4773 | 1228713.8012
259 | 2601659.3032 | 1228718.8023 | 2601638.4773 | 1228713.8012
260 | 2601659.3032 | 1228718.8023 | 2601662.1994 | 1228710.5982 | 2601668.9019 | 1228690.5993 | 2601675.0968 | 1228671.2005 | 2601677.4073 | 1228664.1595
261 | 2601683.3994 | 1228645.8989 | 2601677.4073 | 1228664.1595
262 | 2601683.3994 | 1228645.8989 | 2601673.4984 | 1228641.646
263 | 2601656.4315 | 1228635.0964 | 2601649.6793 | 1228653.3454
264 | 2601656.4315 | 1228635.0964 | 2601667.8048 | 1228639.4356
265 | 2601640.0599 | 1228679.343 | 2601649.6793 | 1228653.3454
266 | 2601667.8048 | 1228639.4356 | 2601672.7032 | 1228641.3044 | 2601673.4984 | 1228641.646
267 | 2601639.7729 | 1228680.1188 | 2601640.0599 | 1228679.343
268 | 2601531.8781 | 1228647.654 | 2601538.2199 | 1228650.1435
269 | 2601541.559 | 1228651.4544 | 2601538.2199 | 1228650.1435
270 | 2601340.1855 | 1228554.106 | 2601339.6904 | 1228555.621
271 | 2601241.058 | 1228776.12 | 2601247.6788 | 1228798.0448

## bus_geodata
| x | y | coords
0 | 2601599.5883 | 1228323.6112
1 | 2601632.2762 | 1228333.9649
2 | 2601583.8423 | 1228318.6237
3 | 2601666.6529 | 1228339.9654
4 | 2601572.267 | 1228342.5127
5 | 2601594.3189 | 1228295.446
6 | 2601687.9552 | 1228346.8761
7 | 2601555.8025 | 1228376.4619
8 | 2601587.6148 | 1228347.5032
9 | 2601612.6769 | 1228301.3043
10 | 2601607.8703 | 1228268.8098
11 | 2601544.0151 | 1228400.8401
12 | 2601570.4665 | 1228381.4892
13 | 2601604.418 | 1228352.967
14 | 2601638.6112 | 1228309.5803
15 | 2601619.1068 | 1228246.7236
16 | 2601589.1043 | 1228387.8623
17 | 2601605.7807 | 1228393.3828
18 | 2601625.3736 | 1228399.8688
19 | 2601645.09 | 1228406.3957
20 | 2601541.5742 | 1228406.0537
21 | 2601563.3134 | 1228407.0932
22 | 2601665.2001 | 1228413.0529
23 | 2601593.7199 | 1228417.3017
24 | 2601578.1415 | 1228412.022
25 | 2601602.2237 | 1228420.1837
26 | 2601624.8721 | 1228427.8595
27 | 2601626.2073 | 1228428.312
28 | 2601660.0492 | 1228439.7815
29 | 2601690.2262 | 1228450.0088
30 | 2601536.383 | 1228457.0667
31 | 2601555.2606 | 1228462.9614
32 | 2601518.7962 | 1228451.575
33 | 2601556.9512 | 1228463.4893
34 | 2601525.5877 | 1228438.758
35 | 2601511.6106 | 1228464.959
36 | 2601577.0315 | 1228469.7595
37 | 2601511.2791 | 1228432.988
38 | 2601536.0345 | 1228417.3865
39 | 2601506.9865 | 1228474.1044
40 | 2601499.4235 | 1228461.1844
41 | 2601493.6485 | 1228459.3958
42 | 2601484.7534 | 1228461.8507
43 | 2601580.2479 | 1228470.7639
44 | 2601488.9575 | 1228423.9868
45 | 2601497.2013 | 1228492.9053
46 | 2601491.1155 | 1228475.8205
47 | 2601391.0273 | 1228353.8464
48 | 2601402.3087 | 1228358.3676
49 | 2601387.104 | 1228352.1968
50 | 2601414.5667 | 1228363.2547
51 | 2601374.197 | 1228337.2963
52 | 2601417.8392 | 1228364.5594
53 | 2601384.0157 | 1228326.8898
54 | 2601426.7858 | 1228368.1262
55 | 2601400.3069 | 1228331.1206
56 | 2601413.7056 | 1228315.5033
57 | 2601373.3318 | 1228298.9076
58 | 2601380.7963 | 1228301.9768
59 | 2601401.4995 | 1228310.4863
60 | 2601390.4995 | 1228278.4984
61 | 2601435.3979 | 1228371.5568
62 | 2601430.2981 | 1228359.5999
63 | 2601362.1244 | 1228384.9432
64 | 2601405.276 | 1228403.3978
65 | 2601381.5475 | 1228434.5109
66 | 2601375.871 | 1228442.8257
67 | 2601390.0235 | 1228448.4569
68 | 2601340.2324 | 1228428.763
69 | 2601309.401 | 1228417.3506
70 | 2601318.3222 | 1228420.4948
71 | 2601280.9209 | 1228423.7054
72 | 2601320.339 | 1228421.24
73 | 2601462.5885 | 1228378.2052
74 | 2601452.9758 | 1228377.1258
75 | 2601481.2041 | 1228381.1021
76 | 2601503.0439 | 1228390.1287
77 | 2601525.1423 | 1228399.2622
78 | 2601438.2249 | 1228340.3569
79 | 2601623.65 | 1228359.2205
80 | 2601645.5903 | 1228366.3547
81 | 2601662.4172 | 1228371.8262
82 | 2601483.5734 | 1228421.8156
83 | 2601597.7473 | 1228476.2283
84 | 2601610.9494 | 1228480.3507
85 | 2601617.2821 | 1228482.3282
86 | 2601634.5684 | 1228487.726
87 | 2601459.8134 | 1228476.226
88 | 2601484.4508 | 1228512.8277
89 | 2601517.9784 | 1228517.9485
90 | 2601661.9908 | 1228268.396
91 | 2601688.4521 | 1228278.4626
92 | 2601713.1611 | 1228286.7812
93 | 2601734.8716 | 1228293.9006
94 | 2601696.5477 | 1228452.1513
95 | 2601713.2723 | 1228457.8195
96 | 2601731.6129 | 1228464.0353
97 | 2601747.7017 | 1228469.479
98 | 2601741.4792 | 1228486.3657
99 | 2601757.3082 | 1228443.5442
100 | 2601680.2066 | 1228377.6106
101 | 2601684.9491 | 1228379.1527
102 | 2601703.5449 | 1228425.7465
103 | 2601682.6907 | 1228418.8429
104 | 2601722.6716 | 1228432.0781
105 | 2601742.0362 | 1228438.4886
106 | 2601772.0789 | 1228401.8841
107 | 2601794.2267 | 1228339.8647
108 | 2601784.6189 | 1228366.6629
109 | 2601779.8964 | 1228379.8352
110 | 2601750.4155 | 1228369.7454
111 | 2601750.0394 | 1228369.6167
112 | 2601733.1542 | 1228363.8378
113 | 2601723.9121 | 1228360.6747
114 | 2601734.7025 | 1228504.7565
115 | 2601729.9977 | 1228517.5247
116 | 2601638.1797 | 1228488.8536
117 | 2601659.1855 | 1228495.4129
118 | 2601662.4392 | 1228496.4289
119 | 2601682.1917 | 1228502.5968
120 | 2601690.3319 | 1228505.1387
121 | 2601721.8585 | 1228543.7576
122 | 2601688.6437 | 1228575.2688
123 | 2601686.774 | 1228574.8675
124 | 2601193.7064 | 1228596.2916
125 | 2601194.991 | 1228618.6611
126 | 2601192.9743 | 1228586.4511
127 | 2601183.2555 | 1228659.8482
128 | 2601218.183 | 1228596.7644
129 | 2601190.2891 | 1228574.1158
130 | 2601149.1369 | 1228640.2293
131 | 2601183.2652 | 1228659.8542
132 | 2601227.7039 | 1228601.7774
133 | 2601194.5554 | 1228536.6794
134 | 2601137.7842 | 1228633.7394
135 | 2601209.022 | 1228677.6535
136 | 2601242.0185 | 1228607.5997
137 | 2601228.8857 | 1228699.9015
138 | 2601563.4591 | 1228599.5978
139 | 2601585.6802 | 1228608.08
140 | 2601557.8251 | 1228597.4472
141 | 2601601.4876 | 1228614.1141
142 | 2601545.3875 | 1228592.6995
143 | 2601594.7145 | 1228633.2411
144 | 2601610.1166 | 1228617.4093
145 | 2601532.1446 | 1228587.6445
146 | 2601594.3291 | 1228634.3294
147 | 2601632.8102 | 1228626.0757
148 | 2601525.0479 | 1228584.9355
149 | 2601586.4382 | 1228656.6131
150 | 2601653.8196 | 1228634.099
151 | 2601507.9418 | 1228578.4058
152 | 2601501.0176 | 1228575.7627
153 | 2601480.0911 | 1228567.7747
154 | 2601470.6416 | 1228564.1676
155 | 2601456.9333 | 1228558.9349
156 | 2601263.1058 | 1228613.5489
157 | 2601261.0124 | 1228613.1264
158 | 2601289.3285 | 1228619.2228
159 | 2601248.135 | 1228609.9599
160 | 2601295.0843 | 1228610.579
161 | 2601325.1656 | 1228629.8867
162 | 2601329.763 | 1228631.3048
163 | 2601300.4305 | 1228602.5504
164 | 2601341.3902 | 1228634.968
165 | 2601315.4287 | 1228580.0272
166 | 2601671.1807 | 1228570.2384
167 | 2601663.4369 | 1228567.8083
168 | 2601651.4711 | 1228564.0533
169 | 2601646.2901 | 1228562.4274
170 | 2601628.9285 | 1228556.9791
171 | 2601608.7668 | 1228550.6521
172 | 2601606.9089 | 1228550.0691
173 | 2601625.3067 | 1228555.8425
174 | 2601589.8952 | 1228544.7299
175 | 2601587.9686 | 1228544.1253
176 | 2601568.5233 | 1228538.0231
177 | 2601547.4704 | 1228531.4165
178 | 2601545.0086 | 1228530.6439
179 | 2601376.5849 | 1228531.0221
180 | 2601384.7651 | 1228533.8639
181 | 2601352.2597 | 1228522.8933
182 | 2601416.1526 | 1228544.7678
183 | 2601329.1621 | 1228515.4262
184 | 2601425.3239 | 1228547.9539
185 | 2601325.1483 | 1228514.1286
186 | 2601304.4286 | 1228507.4303
187 | 2601286.5229 | 1228501.6417
188 | 2601290.8363 | 1228503.0361
189 | 2601268.3837 | 1228495.7775
190 | 2601258.6323 | 1228492.6251
191 | 2601251.6816 | 1228490.378
192 | 2601409.0242 | 1228456.0172
193 | 2601417.1295 | 1228459.2423
194 | 2601450.611 | 1228572.8204
195 | 2601461.2226 | 1228549.1858
196 | 2601472.5575 | 1228528.8218
197 | 2601479.6564 | 1228519.2753
198 | 2601450.2447 | 1228573.6888
199 | 2601521.3767 | 1228520.4432
200 | 2601436.0797 | 1228466.7825
201 | 2601442.2709 | 1228592.5896
202 | 2601433.7 | 1228612.9059
203 | 2601428.0302 | 1228625.5009
204 | 2601447.8374 | 1228618.3317
205 | 2601408.8076 | 1228617.641
206 | 2601413.4507 | 1228657.9115
207 | 2601451.2989 | 1228619.6569
208 | 2601375.4959 | 1228604.02
209 | 2601408.1027 | 1228669.8004
210 | 2601469.5233 | 1228626.6337
211 | 2601261.2373 | 1228742.338
212 | 2601256.3946 | 1228736.063
213 | 2601276.3293 | 1228761.8934
214 | 2601236.9593 | 1228757.7937
215 | 2601331.2853 | 1228760.3372
216 | 2601236.783 | 1228761.9634
217 | 2601339.9732 | 1228744.5734
218 | 2601341.9509 | 1228766.2319
219 | 2601359.8355 | 1228776.0971
220 | 2601332.3436 | 1228783.5646
221 | 2601369.5844 | 1228781.6247
222 | 2601355.1998 | 1228807.4146
223 | 2601397.1924 | 1228776.2174
224 | 2601348.6142 | 1228817.6749
225 | 2601381.7954 | 1228822.3182
226 | 2601368.5123 | 1228760.4433
227 | 2601389.2563 | 1228808.4475
228 | 2601375.2542 | 1228837.1588
229 | 2601240.7377 | 1228775.0594
230 | 2601375.9613 | 1228654.43
231 | 2601353.9026 | 1228639.9041
232 | 2601393.2017 | 1228664.8052
233 | 2601346.2046 | 1228636.4848
234 | 2601423.6789 | 1228676.4997
235 | 2601437.5287 | 1228682.4564
236 | 2601285.4121 | 1228570.1311
237 | 2601317.0806 | 1228580.638
238 | 2601266.1441 | 1228563.7786
239 | 2601329.9586 | 1228585.4001
240 | 2601242.6743 | 1228556.0409
241 | 2601345.5085 | 1228591.7584
242 | 2601338.809 | 1228558.3183
243 | 2601491.8037 | 1228635.1634
244 | 2601477.1576 | 1228629.5564
245 | 2601499.9469 | 1228638.2809
246 | 2601512.1473 | 1228639.9084
247 | 2601521.8532 | 1228643.7186
248 | 2601528.4566 | 1228646.3108
249 | 2601437.9536 | 1228682.6391
250 | 2601445.9567 | 1228686.0812
251 | 2601455.3923 | 1228689.166
252 | 2601530.9598 | 1228693.1768
253 | 2601557.9215 | 1228697.9513
254 | 2601582.8913 | 1228702.677
255 | 2601638.4773 | 1228713.8012
256 | 2601659.3032 | 1228718.8023
257 | 2601677.4073 | 1228664.1595
258 | 2601683.3994 | 1228645.8989
259 | 2601656.4315 | 1228635.0964
260 | 2601649.6793 | 1228653.3454
261 | 2601667.8048 | 1228639.4356
262 | 2601640.0599 | 1228679.343
263 | 2601673.4984 | 1228641.646
264 | 2601639.7729 | 1228680.1188
265 | 2601236.8086 | 1228554.107
266 | 2601531.8781 | 1228647.654
267 | 2601538.2199 | 1228650.1436
268 | 2601541.559 | 1228651.4544
269 | 2601339.6904 | 1228555.621
270 | 2601340.1855 | 1228554.106
271 | 2601241.058 | 1228776.12
272 | 2601247.6788 | 1228798.0448
273 | 2601497.2013 | 1228492.9053

## line_std_types
| c_nf_per_km | r_ohm_per_km | x_ohm_per_km | max_i_ka | type | q_mm2 | alpha | voltage_rating
NAYY 4x50 SE | 210 | 0.642 | 0.083 | 0.142 | cs | 50 | 0.00403 | LV
NAYY 4x120 SE | 264 | 0.225 | 0.08 | 0.242 | cs | 120 | 0.00403 | LV
NAYY 4x150 SE | 261 | 0.208 | 0.08 | 0.27 | cs | 150 | 0.00403 | LV
NA2XS2Y 1x95 RM/25 12/20 kV | 216 | 0.313 | 0.132 | 0.252 | cs | 95 | 0.00403 | MV
NA2XS2Y 1x185 RM/25 12/20 kV | 273 | 0.161 | 0.117 | 0.362 | cs | 185 | 0.00403 | MV
NA2XS2Y 1x240 RM/25 12/20 kV | 304 | 0.122 | 0.112 | 0.421 | cs | 240 | 0.00403 | MV
NA2XS2Y 1x95 RM/25 6/10 kV | 315 | 0.313 | 0.123 | 0.249 | cs | 95 | 0.00403 | MV
NA2XS2Y 1x185 RM/25 6/10 kV | 406 | 0.161 | 0.11 | 0.358 | cs | 185 | 0.00403 | MV
NA2XS2Y 1x240 RM/25 6/10 kV | 456 | 0.122 | 0.105 | 0.416 | cs | 240 | 0.00403 | MV
NA2XS2Y 1x150 RM/25 12/20 kV | 250 | 0.206 | 0.116 | 0.319 | cs | 150 | 0.00403 | MV
NA2XS2Y 1x120 RM/25 12/20 kV | 230 | 0.253 | 0.119 | 0.283 | cs | 120 | 0.00403 | MV
NA2XS2Y 1x70 RM/25 12/20 kV | 190 | 0.443 | 0.132 | 0.22 | cs | 70 | 0.00403 | MV
NA2XS2Y 1x150 RM/25 6/10 kV | 360 | 0.206 | 0.11 | 0.315 | cs | 150 | 0.00403 | MV
NA2XS2Y 1x120 RM/25 6/10 kV | 340 | 0.253 | 0.113 | 0.28 | cs | 120 | 0.00403 | MV
NA2XS2Y 1x70 RM/25 6/10 kV | 280 | 0.443 | 0.123 | 0.217 | cs | 70 | 0.00403 | MV
N2XS(FL)2Y 1x120 RM/35 64/110 kV | 112 | 0.153 | 0.166 | 0.366 | cs | 120 | 0.00393 | HV
N2XS(FL)2Y 1x185 RM/35 64/110 kV | 125 | 0.099 | 0.156 | 0.457 | cs | 185 | 0.00393 | HV
N2XS(FL)2Y 1x240 RM/35 64/110 kV | 135 | 0.075 | 0.149 | 0.526 | cs | 240 | 0.00393 | HV
N2XS(FL)2Y 1x300 RM/35 64/110 kV | 144 | 0.06 | 0.144 | 0.588 | cs | 300 | 0.00393 | HV
15-AL1/3-ST1A 0.4 | 11 | 1.8769 | 0.35 | 0.105 | ol | 16 | 0.00403 | LV
24-AL1/4-ST1A 0.4 | 11.25 | 1.2012 | 0.335 | 0.14 | ol | 24 | 0.00403 | LV
48-AL1/8-ST1A 0.4 | 12.2 | 0.5939 | 0.3 | 0.21 | ol | 48 | 0.00403 | LV
94-AL1/15-ST1A 0.4 | 13.2 | 0.306 | 0.29 | 0.35 | ol | 94 | 0.00403 | LV
34-AL1/6-ST1A 10.0 | 9.7 | 0.8342 | 0.36 | 0.17 | ol | 34 | 0.00403 | MV
48-AL1/8-ST1A 10.0 | 10.1 | 0.5939 | 0.35 | 0.21 | ol | 48 | 0.00403 | MV
70-AL1/11-ST1A 10.0 | 10.4 | 0.4132 | 0.339 | 0.29 | ol | 70 | 0.00403 | MV
94-AL1/15-ST1A 10.0 | 10.75 | 0.306 | 0.33 | 0.35 | ol | 94 | 0.00403 | MV
122-AL1/20-ST1A 10.0 | 11.1 | 0.2376 | 0.323 | 0.41 | ol | 122 | 0.00403 | MV
149-AL1/24-ST1A 10.0 | 11.25 | 0.194 | 0.315 | 0.47 | ol | 149 | 0.00403 | MV
34-AL1/6-ST1A 20.0 | 9.15 | 0.8342 | 0.382 | 0.17 | ol | 34 | 0.00403 | MV
48-AL1/8-ST1A 20.0 | 9.5 | 0.5939 | 0.372 | 0.21 | ol | 48 | 0.00403 | MV
70-AL1/11-ST1A 20.0 | 9.7 | 0.4132 | 0.36 | 0.29 | ol | 70 | 0.00403 | MV
94-AL1/15-ST1A 20.0 | 10 | 0.306 | 0.35 | 0.35 | ol | 94 | 0.00403 | MV
122-AL1/20-ST1A 20.0 | 10.3 | 0.2376 | 0.344 | 0.41 | ol | 122 | 0.00403 | MV
149-AL1/24-ST1A 20.0 | 10.5 | 0.194 | 0.337 | 0.47 | ol | 149 | 0.00403 | MV
184-AL1/30-ST1A 20.0 | 10.75 | 0.1571 | 0.33 | 0.535 | ol | 184 | 0.00403 | MV
243-AL1/39-ST1A 20.0 | 11 | 0.1188 | 0.32 | 0.645 | ol | 243 | 0.00403 | MV
48-AL1/8-ST1A 110.0 | 8 | 0.5939 | 0.46 | 0.21 | ol | 48 | 0.00403 | HV
70-AL1/11-ST1A 110.0 | 8.4 | 0.4132 | 0.45 | 0.29 | ol | 70 | 0.00403 | HV
94-AL1/15-ST1A 110.0 | 8.65 | 0.306 | 0.44 | 0.35 | ol | 94 | 0.00403 | HV
122-AL1/20-ST1A 110.0 | 8.5 | 0.2376 | 0.43 | 0.41 | ol | 122 | 0.00403 | HV
149-AL1/24-ST1A 110.0 | 8.75 | 0.194 | 0.41 | 0.47 | ol | 149 | 0.00403 | HV
184-AL1/30-ST1A 110.0 | 8.8 | 0.1571 | 0.4 | 0.535 | ol | 184 | 0.00403 | HV
243-AL1/39-ST1A 110.0 | 9 | 0.1188 | 0.39 | 0.645 | ol | 243 | 0.00403 | HV
305-AL1/39-ST1A 110.0 | 9.2 | 0.0949 | 0.38 | 0.74 | ol | 305 | 0.00403 | HV
490-AL1/64-ST1A 110.0 | 9.75 | 0.059 | 0.37 | 0.96 | ol | 490 | 0.00403 | HV
679-AL1/86-ST1A 110.0 | 9.95 | 0.042 | 0.36 | 1.15 | ol | 679 | 0.00403 | HV
490-AL1/64-ST1A 220.0 | 10 | 0.059 | 0.285 | 0.96 | ol | 490 | 0.00403 | HV
679-AL1/86-ST1A 220.0 | 11.7 | 0.042 | 0.275 | 1.15 | ol | 679 | 0.00403 | HV
490-AL1/64-ST1A 380.0 | 11 | 0.059 | 0.253 | 0.96 | ol | 490 | 0.00403 | HV
679-AL1/86-ST1A 380.0 | 14.6 | 0.042 | 0.25 | 1.15 | ol | 679 | 0.00403 | HV

## trafo_std_types
| i0_percent | pfe_kw | vkr_percent | sn_mva | vn_lv_kv | vn_hv_kv | vk_percent | shift_degree | vector_group | tap_side | tap_neutral | tap_min | tap_max | tap_step_degree | tap_step_percent | tap_phase_shifter
160 MVA 380/110 kV | 0.06 | 60 | 0.25 | 160 | 110 | 380 | 12.2 | 0 | Yy0 | hv | 0 | -9 | 9 | 0 | 1.5 | FALSE
100 MVA 220/110 kV | 0.06 | 55 | 0.26 | 100 | 110 | 220 | 12 | 0 | Yy0 | hv | 0 | -9 | 9 | 0 | 1.5 | FALSE
63 MVA 110/20 kV | 0.04 | 22 | 0.32 | 63 | 20 | 110 | 18 | 150 | YNd5 | hv | 0 | -9 | 9 | 0 | 1.5 | FALSE
40 MVA 110/20 kV | 0.05 | 18 | 0.34 | 40 | 20 | 110 | 16.2 | 150 | YNd5 | hv | 0 | -9 | 9 | 0 | 1.5 | FALSE
25 MVA 110/20 kV | 0.07 | 14 | 0.41 | 25 | 20 | 110 | 12 | 150 | YNd5 | hv | 0 | -9 | 9 | 0 | 1.5 | FALSE
63 MVA 110/10 kV | 0.04 | 22 | 0.32 | 63 | 10 | 110 | 18 | 150 | YNd5 | hv | 0 | -9 | 9 | 0 | 1.5 | FALSE
40 MVA 110/10 kV | 0.05 | 18 | 0.34 | 40 | 10 | 110 | 16.2 | 150 | YNd5 | hv | 0 | -9 | 9 | 0 | 1.5 | FALSE
25 MVA 110/10 kV | 0.07 | 14 | 0.41 | 25 | 10 | 110 | 12 | 150 | YNd5 | hv | 0 | -9 | 9 | 0 | 1.5 | FALSE
0.25 MVA 20/0.4 kV | 0.32 | 0.8 | 1.44 | 0.25 | 0.4 | 20 | 6 | 150 | Yzn5 | hv | 0 | -2 | 2 | 0 | 2.5 | FALSE
0.4 MVA 20/0.4 kV | 0.3375 | 1.35 | 1.425 | 0.4 | 0.4 | 20 | 6 | 150 | Dyn5 | hv | 0 | -2 | 2 | 0 | 2.5 | FALSE
0.63 MVA 20/0.4 kV | 0.2619 | 1.65 | 1.206 | 0.63 | 0.4 | 20 | 6 | 150 | Dyn5 | hv | 0 | -2 | 2 | 0 | 2.5 | FALSE
0.25 MVA 10/0.4 kV | 0.24 | 0.6 | 1.2 | 0.25 | 0.4 | 10 | 4 | 150 | Dyn5 | hv | 0 | -2 | 2 | 0 | 2.5 | FALSE
0.4 MVA 10/0.4 kV | 0.2375 | 0.95 | 1.325 | 0.4 | 0.4 | 10 | 4 | 150 | Dyn5 | hv | 0 | -2 | 2 | 0 | 2.5 | FALSE
0.63 MVA 10/0.4 kV | 0.1873 | 1.18 | 1.0794 | 0.63 | 0.4 | 10 | 4 | 150 | Dyn5 | hv | 0 | -2 | 2 | 0 | 2.5 | FALSE

## trafo3w_std_types
| sn_hv_mva | sn_mv_mva | sn_lv_mva | vn_hv_kv | vn_mv_kv | vn_lv_kv | vk_hv_percent | vk_mv_percent | vk_lv_percent | vkr_hv_percent | vkr_mv_percent | vkr_lv_percent | pfe_kw | i0_percent | shift_mv_degree | shift_lv_degree | vector_group | tap_side | tap_neutral | tap_min | tap_max | tap_step_percent
63/25/38 MVA 110/20/10 kV | 63 | 25 | 38 | 110 | 20 | 10 | 10.4 | 10.4 | 10.4 | 0.28 | 0.32 | 0.35 | 35 | 0.89 | 0 | 0 | YN0yn0yn0 | hv | 0 | -10 | 10 | 1.2
63/25/38 MVA 110/10/10 kV | 63 | 25 | 38 | 110 | 10 | 10 | 10.4 | 10.4 | 10.4 | 0.28 | 0.32 | 0.35 | 35 | 0.89 | 0 | 0 | YN0yn0yn0 | hv | 0 | -10 | 10 | 1.2

## fuse_std_types
| fuse_type | i_rated_a | t_avg | t_min | t_total | x_avg | x_min | x_total
HV 100A | HV 100A | 100 | 0 | [10.0, 3.64, 0.854, 0.281, 0.1, 0.0531, 0.022, 0.01] | [10.0, 4.267, 1.21, 0.403, 0.1, 0.058, 0.022, 0.01] | 0 | [300.0, 350.0, 450.0, 550.0, 700.0, 850.0, 1200.0, 1752.0] | [600.0, 700.0, 900.0, 1150.0, 1665.0, 2000.0, 3000.0, 4313.0]
HV 10A | HV 10A | 10 | 0 | [10.0, 1675.0, 0.344, 0.156, 0.1, 0.0417, 0.0171, 0.01] | [10.0, 1.3, 0.3, 0.155, 0.1, 0.0555, 0.023, 0.01] | 0 | [30.0, 32.0, 35.0, 37.0, 39.0, 50.0, 70.0, 88.0] | [60.0, 70.0, 80.0, 87.0, 94.0, 110.0, 150.0, 216.0]
HV 125A | HV 125A | 125 | 0 | [10.0, 1.82, 0.344, 0.1, 0.0467, 0.0269, 0.01] | [10.0, 2.478, 0.426, 0.1, 0.0427, 0.0211, 0.01] | 0 | [375.0, 500.0, 700.0, 925.0, 1200.0, 1500.0, 2341.0] | [750.0, 1000.0, 1500.0, 2200.0, 3000.0, 4000.0, 5765.0]
HV 160A | HV 160A | 160 | 0 | [10.0, 4.15, 1.03, 0.198, 0.1, 0.051, 0.0172, 0.01] | [10.0, 2.3, 0.734, 0.274, 0.1, 0.046, 0.0177, 0.01] | 0 | [480.0, 550.0, 700.0, 1000.0, 1260.0, 1600.0, 2500.0, 3227.0] | [960.0, 1300.0, 1700.0, 2200.0, 2996.0, 4000.0, 6000.0, 7946.0]
HV 16A | HV 16A | 16 | 0 | [10.0, 0.352, 0.164, 0.1, 0.0649, 0.0342, 0.01] | [10.0, 2.34, 0.722, 0.181, 0.1, 0.055, 0.0296, 0.01] | 0 | [48.0, 60.0, 65.0, 71.0, 80.0, 100.0, 162.0] | [96.0, 110.0, 125.0, 150.0, 168.0, 200.0, 250.0, 398.0]
HV 200A | HV 200A | 200 | 0 | [10.0, 4.267, 1.21, 0.403, 0.1, 0.058, 0.022, 0.01] | [10.0, 3.73, 1.654, 0.328, 0.1, 0.0531, 0.019, 0.01] | 0 | [600.0, 700.0, 900.0, 1150.0, 1665.0, 2000.0, 3000.0, 4313.0] | [1200.0, 1500.0, 1800.0, 2700.0, 3960.0, 5000.0, 7500.0, 10620.0]
HV 20A | HV 20A | 20 | 0 | [10.0, 1.3, 0.3, 0.155, 0.1, 0.0555, 0.023, 0.01] | [10.0, 1.3, 0.161, 0.1, 0.0611, 0.0399, 0.0141, 0.01] | 0 | [60.0, 70.0, 80.0, 87.0, 94.0, 110.0, 150.0, 216.0] | [120.0, 150.0, 200.0, 223.0, 260.0, 300.0, 450.0, 532.0]
HV 25A | HV 25A | 25 | 0 | [10.0, 2.512, 0.833, 0.299, 0.1, 0.0372, 0.0223, 0.01] | [10.0, 3.125, 0.597, 0.198, 0.1, 0.0378, 0.022, 0.01] | 0 | [75.0, 82.0, 90.0, 100.0, 124.0, 170.0, 200.0, 289.0] | [150.0, 170.0, 210.0, 250.0, 294.0, 400.0, 500.0, 711.0]
HV 31.5A | HV 31.5A | 31.5 | 0 | [10.0, 2.34, 0.722, 0.181, 0.1, 0.055, 0.0296, 0.01] | [10.0, 2.84, 0.368, 0.164, 0.1, 0.0621, 0.0378, 0.0195, 0.01] | 0 | [95.0, 110.0, 125.0, 150.0, 165.0, 200.0, 250.0, 390.0] | [189.0, 220.0, 300.0, 350.0, 393.0, 450.0, 530.0, 700.0, 960.0]
HV 40A | HV 40A | 40 | 0 | [10.0, 1.3, 0.161, 0.1, 0.0611, 0.0399, 0.0141, 0.01] | [10.0, 2.05, 0.369, 0.198, 0.1, 0.051, 0.0298, 0.01] | 0 | [120.0, 150.0, 200.0, 223.0, 260.0, 300.0, 450.0, 532.0] | [240.0, 300.0, 400.0, 450.0, 530.0, 650.0, 800.0, 1311.0]
HV 50A | HV 50A | 50 | 0 | [10.0, 3.215, 0.597, 0.198, 0.1, 0.0378, 0.022, 0.01] | [10.0, 3.64, 0.854, 0.281, 0.1, 0.0531, 0.022, 0.01] | 0 | [150.0, 170.0, 210.0, 250.0, 294.0, 400.0, 500.0, 711.0] | [300.0, 350.0, 450.0, 550.0, 700.0, 850.0, 1200.0, 1752.0]
HV 6.3A | HV 6.3A | 6.3 | 0 | [10.0, 1.39, 0.344, 0.168, 0.1, 0.056, 0.0263, 0.01] | [10.0, 1.711, 0.516, 0.198, 0.1, 0.0634, 0.0303, 0.01] | 0 | [19.0, 19.5, 20.4, 20.8, 22.0, 25.0, 32.0, 48.0] | [38.0, 40.0, 43.0, 48.0, 53.0, 60.0, 75.0, 118.0]
HV 63A | HV 63A | 63 | 0 | [10.0, 2.84, 0.368, 0.164, 0.1, 0.0621, 0.0378, 0.0195, 0.01] | [10.0, 1.82, 0.344, 0.1, 0.0467, 0.0269, 0.01] | 0 | [189.0, 220.0, 300.0, 350.0, 393.0, 450.0, 530.0, 700.0, 961.0] | [378.0, 500.0, 700.0, 934.0, 1200.0, 1500.0, 2366.0]
HV 80A | HV 80A | 80 | 0 | [10.0, 2.05, 0.369, 0.198, 0.1, 0.051, 0.0298, 0.01] | [10.0, 4.15, 1.03, 0.198, 0.1, 0.051, 0.0172, 0.01] | 0 | [240.0, 300.0, 400.0, 450.0, 530.0, 650.0, 800.0, 1311.0] | [480.0, 550.0, 700.0, 1000.0, 1260.0, 1600.0, 2500.0, 3227.0]
Siemens NH-1-100 | Siemens NH-1-100 | 100 | [5400.0, 2000.0, 400.0, 20.0, 1.0, 0.2, 0.012, 0.004] | 0 | 0 | [150.0, 190.0, 250.0, 430.0, 900.0, 1250.0, 2700.0, 3600.0] | 0 | 0
Siemens NH-1-125 | Siemens NH-1-125 | 125 | [4800.0, 120.0, 7.0, 0.1, 0.004] | 0 | 0 | [180.0, 400.0, 740.0, 2000.0, 4250.0] | 0 | 0
Siemens NH-1-16 | Siemens NH-1-16 | 16 | [4000.0, 400.0, 2.0, 0.1, 0.04, 0.01] | 0 | 0 | [26.0, 35.0, 75.0, 150.0, 200.0, 300.0] | 0 | 0
Siemens NH-1-160 | Siemens NH-1-160 | 160 | [4800.0, 120.0, 7.0, 0.1, 0.004] | 0 | 0 | [210.0, 500.0, 900.0, 2300.0, 5000.0] | 0 | 0
Siemens NH-1-25 | Siemens NH-1-25 | 25 | [4000.0, 1000.0, 10.0, 0.2, 0.02, 0.01] | 0 | 0 | [40.0, 50.0, 100.0, 210.0, 400.0, 500.0] | 0 | 0
Siemens NH-1-50 | Siemens NH-1-50 | 50 | [4000.0, 40.0, 4.0, 1.0, 0.02, 0.01] | 0 | 0 | [86.0, 200.0, 300.0, 400.0, 1000.0, 1280.0] | 0 | 0
Siemens NH-1-63 | Siemens NH-1-63 | 63 | [4000.0, 100.0, 10.0, 2.0, 0.04, 0.01] | 0 | 0 | [100.0, 200.0, 300.0, 400.0, 1000.0, 1500.0] | 0 | 0
Siemens NH-1-80 | Siemens NH-1-80 | 80 | [4800.0, 120.0, 7.0, 0.1, 0.01] | 0 | 0 | [150.58, 250.0, 450.0, 1150.0, 2470.0] | 0 | 0
Siemens NH-2-1000 | Siemens NH-2-1000 | 1000 | [4800.0, 120.0, 7.0, 0.1, 0.004] | 0 | 0 | [1900.0, 3500.0, 8400.0, 24000.0, 52000.0] | 0 | 0
Siemens NH-2-200 | Siemens NH-2-200 | 200 | [4800.0, 120.0, 7.0, 0.1, 0.004] | 0 | 0 | [280.0, 650.0, 1200.0, 3000.0, 7000.0] | 0 | 0
Siemens NH-2-224 | Siemens NH-2-224 | 224 | [4800.0, 120.0, 7.0, 0.2, 0.04, 0.004] | 0 | 0 | [400.0, 750.0, 1453.0, 3025.0, 4315.0, 7600.0] | 0 | 0
Siemens NH-2-250 | Siemens NH-2-250 | 250 | [4800.0, 120.0, 7.0, 0.1, 0.004] | 0 | 0 | [450.0, 800.0, 1650.0, 4000.0, 8500.0] | 0 | 0
Siemens NH-2-315 | Siemens NH-2-315 | 315 | [4800.0, 120.0, 7.0, 0.1, 0.004] | 0 | 0 | [550.0, 920.0, 1900.0, 5000.0, 11000.0] | 0 | 0
Siemens NH-2-355 | Siemens NH-2-355 | 355 | [4800.0, 120.0, 6.0, 0.1, 0.004] | 0 | 0 | [650.0, 1116.27, 2350.0, 5840.0, 12790.0] | 0 | 0
Siemens NH-2-400 | Siemens NH-2-400 | 400 | [4800.0, 120.0, 7.0, 0.1, 0.004] | 0 | 0 | [720.0, 1350.0, 2800.0, 6500.0, 15000.0] | 0 | 0
Siemens NH-2-425 | Siemens NH-2-425 | 425 | [4800.0, 120.0, 7.0, 0.1, 0.004] | 0 | 0 | [850.0, 1500.0, 3050.0, 7500.0, 16500.0] | 0 | 0
Siemens NH-2-630 | Siemens NH-2-630 | 630 | [4800.0, 120.0, 7.0, 0.1, 0.004] | 0 | 0 | [1200.0, 2000.0, 4800.0, 12000.0, 26000.0] | 0 | 0

## res_bus
| vm_pu | va_degree | p_mw | q_mvar
0 | 0.98622 | -0.26479 | 0.0025592 | 0.00064138
1 | 0.9858 | -0.273 | 0.0034827 | 0.00087283
2 | 0.98646 | -0.26007 | 0 | 0
3 | 0.98545 | -0.27972 | 0.0055673 | 0.0013953
4 | 0.98724 | -0.24482 | 0 | 0
5 | 0.98608 | -0.26744 | 0 | 0
6 | 0.98536 | -0.28146 | 0.0043184 | 0.0010823
7 | 0.98895 | -0.21169 | 0 | 0
8 | 0.98699 | -0.24976 | 0.0024203 | 0.00060658
9 | 0.98598 | -0.26943 | 0.0024367 | 0.00061069
10 | 0.98579 | -0.27302 | 0.0020619 | 0.00051676
11 | 0.99153 | -0.16196 | 0 | 0
12 | 0.98817 | -0.22667 | 0.0021034 | 0.00052716
13 | 0.98675 | -0.2544 | 0.0030214 | 0.00075724
14 | 0.9859 | -0.27105 | 0.0033229 | 0.00083281
15 | 0.9856 | -0.27673 | 0 | 0
16 | 0.98723 | -0.24499 | 0.0023958 | 0.00060045
17 | 0.98642 | -0.2606 | 0.0019304 | 0.0004838
18 | 0.98551 | -0.27826 | 0.0023608 | 0.00059167
19 | 0.98464 | -0.29519 | 0.0042008 | 0.0010528
20 | 0.99216 | -0.14975 | 0 | 0
21 | 0.99122 | -0.16784 | 0.0026965 | 0.00067581
22 | 0.98383 | -0.31088 | 0.0029556 | 0.00074075
23 | 0.99087 | -0.1748 | 0.0039367 | 0.00098663
24 | 0.99103 | -0.17163 | 0.0027746 | 0.00069539
25 | 0.99081 | -0.17591 | 0.0029304 | 0.00073443
26 | 0.99072 | -0.17761 | 0.0015843 | 0.00039706
27 | 0.99072 | -0.17767 | 0.0024234 | 0.00060735
28 | 0.97991 | -0.38746 | 0.0016927 | 0.00042424
29 | 0.97996 | -0.38648 | 0.0023765 | 0.00059561
30 | 0.99443 | -0.10629 | 0.0030468 | 0.00076361
31 | 0.99397 | -0.11513 | 0.0031766 | 0.00079614
32 | 0.99491 | -0.097079 | 0 | 0
33 | 0.99394 | -0.11582 | 0.0020135 | 0.00050462
34 | 0.99419 | -0.11077 | 0 | 0
35 | 0.99579 | -0.080233 | 0 | 0
36 | 0.99355 | -0.1233 | 0.0025085 | 0.00062868
37 | 0.99413 | -0.11206 | 0.002444 | 0.00061253
38 | 0.99305 | -0.13261 | 0.0023272 | 0.00058326
39 | 0.99639 | -0.068761 | 0.0033484 | 0.00083918
40 | 0.99576 | -0.080691 | 0.0010168 | 0.00025484
41 | 0.99576 | -0.0808 | 0 | 0
42 | 0.99575 | -0.08097 | 0 | 0
43 | 0.9935 | -0.12435 | 0.0024358 | 0.00061048
44 | 0.99408 | -0.11303 | 0.0011626 | 0.00029138
45 | 0.99765 | -0.044662 | 0 | 0
46 | 0.99573 | -0.081267 | 0.0010242 | 0.00025668
47 | 0.98844 | -0.22193 | 0.0014339 | 0.00035938
48 | 0.98859 | -0.21903 | 0.0024716 | 0.00061943
49 | 0.98839 | -0.22284 | 0.0014339 | 0.00035937
50 | 0.98878 | -0.2153 | 0.0014938 | 0.00037438
51 | 0.9882 | -0.22657 | 0 | 0
52 | 0.98884 | -0.21421 | 0.0014943 | 0.00037451
53 | 0.98802 | -0.23009 | 0.0014337 | 0.00035933
54 | 0.989 | -0.21097 | 0 | 0
55 | 0.98787 | -0.233 | 0.0014938 | 0.00037438
56 | 0.98773 | -0.23579 | 0.0021311 | 0.00053411
57 | 0.98758 | -0.23866 | 0.0014339 | 0.00035938
58 | 0.98759 | -0.23845 | 0 | 0
59 | 0.98766 | -0.23708 | 0.0020314 | 0.00050911
60 | 0.98754 | -0.23935 | 0.0019901 | 0.00049878
61 | 0.98919 | -0.20737 | 0.0014932 | 0.00037422
62 | 0.98898 | -0.21146 | 0.001493 | 0.00037417
63 | 0.98366 | -0.31434 | 0.029655 | 0.0074322
64 | 0.98495 | -0.2893 | 0 | 0
65 | 0.98629 | -0.26309 | 0 | 0
66 | 0.98658 | -0.25748 | 0.012312 | 0.0030856
67 | 0.9877 | -0.23574 | 0.0091361 | 0.0022897
68 | 0.98525 | -0.28348 | 0.0043663 | 0.0010943
69 | 0.98432 | -0.30153 | 0.021402 | 0.0053638
70 | 0.98453 | -0.29738 | 0.0043401 | 0.0010877
71 | 0.98424 | -0.3031 | 0.0029854 | 0.00074822
72 | 0.98459 | -0.29627 | 0.0047467 | 0.0011896
73 | 0.98981 | -0.19533 | 0.0020598 | 0.00051622
74 | 0.98958 | -0.19967 | 0.0018621 | 0.00046667
75 | 0.99028 | -0.18618 | 0.002091 | 0.00052405
76 | 0.99092 | -0.17387 | 0.0022895 | 0.00057379
77 | 0.99161 | -0.16045 | 0.0023245 | 0.00058257
78 | 0.98895 | -0.21202 | 0.0014936 | 0.00037433
79 | 0.98653 | -0.25863 | 0.0018079 | 0.0004531
80 | 0.98632 | -0.2627 | 0.0017966 | 0.00045026
81 | 0.98619 | -0.26525 | 0.0026695 | 0.00066903
82 | 0.99407 | -0.11314 | 0.001128 | 0.00028269
83 | 0.99324 | -0.12928 | 0.0015999 | 0.00040097
84 | 0.99307 | -0.1326 | 0.0026795 | 0.00067154
85 | 0.993 | -0.13388 | 0.001299 | 0.00032555
86 | 0.99284 | -0.13696 | 0.0024634 | 0.00061738
87 | 0.99405 | -0.11332 | 0.0012823 | 0.00032138
88 | 1 | 0 | -0.56091 | -0.14263
89 | 0.99665 | -0.063965 | 0.0023427 | 0.00058714
90 | 0.98523 | -0.28394 | 0.0014768 | 0.00037012
91 | 0.98506 | -0.28743 | 0.0016247 | 0.0004072
92 | 0.98493 | -0.28989 | 0.0020182 | 0.00050581
93 | 0.98486 | -0.29121 | 0.0032252 | 0.00080832
94 | 0.97999 | -0.38599 | 0.0013372 | 0.00033513
95 | 0.98008 | -0.38426 | 0.001259 | 0.00031553
96 | 0.9802 | -0.38191 | 0.0017001 | 0.00042609
97 | 0.98033 | -0.37934 | 0 | 0
98 | 0.98025 | -0.38079 | 0.00088201 | 0.00022105
99 | 0.98065 | -0.37291 | 0 | 0
100 | 0.9861 | -0.26705 | 0.0028991 | 0.00072658
101 | 0.98609 | -0.26728 | 0.0024836 | 0.00062244
102 | 0.98243 | -0.3381 | 0.0010138 | 0.00025408
103 | 0.98318 | -0.32356 | 0.001549 | 0.00038823
104 | 0.98177 | -0.35108 | 0.0018841 | 0.0004722
105 | 0.98113 | -0.36354 | 0.0015882 | 0.00039805
106 | 0.97986 | -0.38844 | 0.0015784 | 0.00039558
107 | 0.97936 | -0.39822 | 0.0023374 | 0.0005858
108 | 0.97942 | -0.39701 | 0.0016639 | 0.000417
109 | 0.97948 | -0.39599 | 0 | 0
110 | 0.97908 | -0.40379 | 0.0028145 | 0.00070538
111 | 0.97908 | -0.40387 | 0.0050774 | 0.0012725
112 | 0.97898 | -0.40578 | 0.0024826 | 0.00062219
113 | 0.97895 | -0.40639 | 0.0034028 | 0.00085281
114 | 0.98019 | -0.38205 | 0.0017707 | 0.00044379
115 | 0.98017 | -0.38249 | 0 | 0
116 | 0.99282 | -0.13744 | 0.0012938 | 0.00032427
117 | 0.9927 | -0.13972 | 0.0010762 | 0.00026973
118 | 0.99269 | -0.14001 | 0.0015197 | 0.00038088
119 | 0.99263 | -0.14121 | 0.00137 | 0.00034334
120 | 0.99261 | -0.1415 | 0.001899 | 0.00047593
121 | 0.98012 | -0.38338 | 0.0017867 | 0.0004478
122 | 0.99371 | -0.12075 | 0.0027204 | 0.0006818
123 | 0.99371 | -0.12066 | 0.0016961 | 0.00042508
124 | 0.97642 | -0.45413 | 0.0026674 | 0.00066851
125 | 0.97566 | -0.46912 | 0.0020506 | 0.00051393
126 | 0.97678 | -0.44705 | 0 | 0
127 | 0.97424 | -0.4971 | 0 | 0
128 | 0.9779 | -0.42507 | 0.0017686 | 0.00044324
129 | 0.97673 | -0.44809 | 0.0023616 | 0.00059188
130 | 0.97385 | -0.50484 | 0.0066811 | 0.0016745
131 | 0.97424 | -0.49711 | 0.0026166 | 0.00065578
132 | 0.97836 | -0.41615 | 0.0017677 | 0.00044303
133 | 0.97666 | -0.44956 | 0.0021219 | 0.0005318
134 | 0.9738 | -0.5058 | 0.0040123 | 0.0010056
135 | 0.97362 | -0.50933 | 0.0016126 | 0.00040417
136 | 0.97904 | -0.40284 | 0.0025278 | 0.00063353
137 | 0.97307 | -0.5201 | 0.0057004 | 0.0014287
138 | 0.99179 | -0.15731 | 0.0012092 | 0.00030306
139 | 0.99112 | -0.17027 | 0.0030238 | 0.00075784
140 | 0.99197 | -0.1539 | 0.0023985 | 0.00060112
141 | 0.99069 | -0.17859 | 0 | 0
142 | 0.99239 | -0.14581 | 0.0032002 | 0.00080205
143 | 0.99056 | -0.18119 | 0.0020146 | 0.0005049
144 | 0.99052 | -0.18195 | 0.001583 | 0.00039675
145 | 0.99287 | -0.1364 | 0.001297 | 0.00032506
146 | 0.99055 | -0.18129 | 0.001381 | 0.00034611
147 | 0.9901 | -0.19011 | 0.0010687 | 0.00026785
148 | 0.99314 | -0.13119 | 0.0019953 | 0.00050008
149 | 0.99047 | -0.1829 | 0.0038157 | 0.00095631
150 | 0.98973 | -0.19724 | 0.0014545 | 0.00036454
151 | 0.99383 | -0.11799 | 0.0023464 | 0.00058807
152 | 0.99412 | -0.11234 | 0.0046388 | 0.0011626
153 | 0.9951 | -0.093474 | 0.0014585 | 0.00036552
154 | 0.99556 | -0.084707 | 0.0010782 | 0.00027021
155 | 0.99623 | -0.071725 | 0 | 0
156 | 0.98009 | -0.38239 | 0.0024 | 0.00060149
157 | 0.97998 | -0.38447 | 0.0022125 | 0.00055451
158 | 0.98149 | -0.35509 | 0 | 0
159 | 0.97934 | -0.3969 | 0.0017294 | 0.00043342
160 | 0.98203 | -0.34455 | 0.0021887 | 0.00054854
161 | 0.99185 | -0.1556 | 0.0012449 | 0.00031199
162 | 0.99186 | -0.15549 | 0.0021422 | 0.00053688
163 | 0.98255 | -0.33439 | 0.0020658 | 0.00051774
164 | 0.9919 | -0.15476 | 0.0015114 | 0.00037879
165 | 0.98407 | -0.30493 | 0 | 0
166 | 0.99378 | -0.11939 | 0.0019722 | 0.00049428
167 | 0.99382 | -0.11847 | 0.0020485 | 0.0005134
168 | 0.99392 | -0.11661 | 0.0019721 | 0.00049425
169 | 0.99397 | -0.11561 | 0.001442 | 0.00036141
170 | 0.99417 | -0.11181 | 0.0016136 | 0.0004044
171 | 0.99445 | -0.10631 | 0.0024241 | 0.00060753
172 | 0.99448 | -0.10571 | 0.0012245 | 0.00030689
173 | 0.99421 | -0.1109 | 0.0015766 | 0.00039514
174 | 0.99479 | -0.099835 | 0.0025554 | 0.00064043
175 | 0.99483 | -0.099079 | 0.0017793 | 0.00044594
176 | 0.99525 | -0.090817 | 0.0022695 | 0.00056879
177 | 0.99576 | -0.081 | 0.0022784 | 0.00057102
178 | 0.99583 | -0.079749 | 0.0020414 | 0.00051162
179 | 0.99305 | -0.13303 | 0.0048909 | 0.0012258
180 | 0.99331 | -0.12794 | 0.0038723 | 0.00097049
181 | 0.99239 | -0.14589 | 0.0038412 | 0.00096269
182 | 0.99444 | -0.10618 | 0.0026285 | 0.00065876
183 | 0.99184 | -0.15643 | 0.0038426 | 0.00096306
184 | 0.99479 | -0.099382 | 0.0072498 | 0.001817
185 | 0.99176 | -0.15797 | 0.0031473 | 0.00078878
186 | 0.99141 | -0.16473 | 0.0053441 | 0.0013394
187 | 0.99122 | -0.16858 | 0.0015097 | 0.00037836
188 | 0.99125 | -0.16782 | 0.0026321 | 0.00065966
189 | 0.99108 | -0.1713 | 0.0014318 | 0.00035884
190 | 0.99101 | -0.1725 | 0.0044652 | 0.0011191
191 | 0.991 | -0.17278 | 0.0021343 | 0.0005349
192 | 0.98938 | -0.20329 | 0.0029591 | 0.00074163
193 | 0.99011 | -0.18903 | 0.00056675 | 0.00014204
194 | 0.99563 | -0.083249 | 0.0016663 | 0.00041763
195 | 0.99697 | -0.057632 | 0.0011307 | 0.00028339
196 | 0.9986 | -0.026592 | 0.0015633 | 0.00039179
197 | 0.99943 | -0.010741 | 0.001067 | 0.00026743
198 | 0.99559 | -0.083952 | 0.0020376 | 0.00051067
199 | 0.99653 | -0.066276 | 0.0016255 | 0.0004074
200 | 0.99185 | -0.15555 | 0.0010646 | 0.00026682
201 | 0.9948 | -0.099011 | 0.0019776 | 0.00049562
202 | 0.99396 | -0.11497 | 0 | 0
203 | 0.99329 | -0.12788 | 0 | 0
204 | 0.99373 | -0.11956 | 0.0019078 | 0.00047814
205 | 0.9916 | -0.16003 | 0.0010959 | 0.00027466
206 | 0.99269 | -0.13949 | 0.0017489 | 0.00043833
207 | 0.99367 | -0.12056 | 0.0017324 | 0.00043419
208 | 0.98872 | -0.21531 | 0.0059688 | 0.0014959
209 | 0.99249 | -0.14335 | 0 | 0
210 | 0.99343 | -0.12523 | 0.0018226 | 0.00045678
211 | 0.9724 | -0.53338 | 0.0017528 | 0.0004393
212 | 0.97248 | -0.53173 | 0 | 0
213 | 0.97218 | -0.53772 | 0 | 0
214 | 0.97241 | -0.53316 | 0.00055483 | 0.00013905
215 | 0.97169 | -0.54739 | 0 | 0
216 | 0.9724 | -0.53332 | 0.00057668 | 0.00014453
217 | 0.97167 | -0.5479 | 0.0015331 | 0.00038424
218 | 0.9716 | -0.54919 | 0 | 0
219 | 0.97148 | -0.55157 | 0 | 0
220 | 0.97157 | -0.5498 | 0.0016648 | 0.00041724
221 | 0.97143 | -0.55262 | 0 | 0
222 | 0.97132 | -0.55471 | 0 | 0
223 | 0.97138 | -0.55354 | 0.001253 | 0.00031403
224 | 0.97131 | -0.55504 | 0.001396 | 0.00034988
225 | 0.97125 | -0.55607 | 0 | 0
226 | 0.97146 | -0.55199 | 0.0012568 | 0.00031497
227 | 0.97124 | -0.5564 | 0.0011537 | 0.00028914
228 | 0.97123 | -0.55653 | 0.0012677 | 0.00031772
229 | 0.97238 | -0.53369 | 0.00057874 | 0.00014505
230 | 0.99216 | -0.14971 | 0.0021691 | 0.00054364
231 | 0.99197 | -0.15339 | 0.0016545 | 0.00041465
232 | 0.99234 | -0.14613 | 0 | 0
233 | 0.99192 | -0.15432 | 0.0013086 | 0.00032797
234 | 0.99238 | -0.14536 | 0.0014898 | 0.00037338
235 | 0.99231 | -0.14675 | 0.0010357 | 0.00025958
236 | 0.98386 | -0.30919 | 0.0025236 | 0.00063248
237 | 0.98419 | -0.30278 | 0.0026187 | 0.00065631
238 | 0.98376 | -0.31101 | 0.0019873 | 0.00049806
239 | 0.98508 | -0.28537 | 0 | 0
240 | 0.9837 | -0.31234 | 0.0019329 | 0.00048442
241 | 0.9863 | -0.26188 | 0.0024626 | 0.00061719
242 | 0.98489 | -0.28919 | 0.0023509 | 0.0005892
243 | 0.9932 | -0.12981 | 0.0019111 | 0.00047897
244 | 0.99334 | -0.12692 | 0.0012884 | 0.0003229
245 | 0.99313 | -0.13113 | 0.0012337 | 0.00030919
246 | 0.99305 | -0.13272 | 0.0009995 | 0.0002505
247 | 0.99299 | -0.13388 | 0.0028017 | 0.00070218
248 | 0.99296 | -0.13432 | 0.0011023 | 0.00027625
249 | 0.99231 | -0.14678 | 0.00065611 | 0.00016444
250 | 0.99228 | -0.14732 | 0.001272 | 0.00031879
251 | 0.99226 | -0.14771 | 0.002239 | 0.00056114
252 | 0.98832 | -0.22477 | 0.002225 | 0.00055765
253 | 0.98837 | -0.22368 | 0.0014684 | 0.00036801
254 | 0.98846 | -0.22201 | 0.0020737 | 0.00051973
255 | 0.98876 | -0.21617 | 0.0011797 | 0.00029566
256 | 0.98889 | -0.21352 | 0 | 0
257 | 0.98926 | -0.20639 | 0.001992 | 0.00049924
258 | 0.98942 | -0.20333 | 0 | 0
259 | 0.98969 | -0.19805 | 0 | 0
260 | 0.98961 | -0.19969 | 0.0017294 | 0.00043342
261 | 0.98956 | -0.20058 | 0.0021548 | 0.00054003
262 | 0.98953 | -0.20116 | 0.0017026 | 0.00042672
263 | 0.98951 | -0.20161 | 0.00055743 | 0.0001397
264 | 0.98953 | -0.20118 | 0.0012829 | 0.00032152
265 | 0.98369 | -0.31245 | 0.0010487 | 0.00026284
266 | 0.99295 | -0.13447 | 0.00064849 | 0.00016253
267 | 0.99294 | -0.13468 | 0.00070612 | 0.00017697
268 | 0.99294 | -0.13475 | 0.0010313 | 0.00025846
269 | 0.98488 | -0.28945 | 0.0022871 | 0.00057319
270 | 0.98487 | -0.28953 | 0.002814 | 0.00070525
271 | 0.97238 | -0.53371 | 0.00041027 | 0.00010282
272 | 0.97237 | -0.53391 | 0.00048255 | 0.00012094
273 | 0.99998 | 149.9956 | 0 | 0

## res_line
| p_from_mw | q_from_mvar | p_to_mw | q_to_mvar | pl_mw | ql_mvar | i_from_ka | i_to_ka | i_ka | vm_from_pu | va_from_degree | vm_to_pu | va_to_degree | loading_percent
0 | 0.013377 | 0.0033548 | -0.013372 | -0.0033519 | 5.2386e-06 | 2.9153e-06 | 0.020184 | 0.020185 | 0.020185 | 0.98622 | -0.26479 | 0.9858 | -0.273 | 5.5452
1 | -0.015936 | -0.0039962 | 0.01594 | 0.0039983 | 3.5812e-06 | 2.0812e-06 | 0.024046 | 0.024046 | 0.024046 | 0.98622 | -0.26479 | 0.98646 | -0.26007 | 6.6059
2 | 0.0098892 | 0.0024791 | -0.0098861 | -0.0024775 | 3.165e-06 | 1.5429e-06 | 0.014928 | 0.014928 | 0.014928 | 0.9858 | -0.273 | 0.98545 | -0.27972 | 4.101
3 | -0.032122 | -0.0080567 | 0.032145 | 0.0080714 | 2.3363e-05 | 1.4613e-05 | 0.048456 | 0.048456 | 0.048456 | 0.98646 | -0.26007 | 0.98724 | -0.24482 | 13.3121
4 | 0.016182 | 0.0040584 | -0.016176 | -0.0040551 | 5.6816e-06 | 3.3117e-06 | 0.024411 | 0.024411 | 0.024411 | 0.98646 | -0.26007 | 0.98608 | -0.26744 | 6.7063
5 | 0.0043187 | 0.0010822 | -0.0043184 | -0.0010823 | 3.5715e-07 | -5.6723e-08 | 0.0065212 | 0.0065213 | 0.0065213 | 0.98545 | -0.27972 | 0.98536 | -0.28146 | 1.7916
6 | -0.049256 | -0.012363 | 0.049334 | 0.012413 | 7.7968e-05 | 4.9416e-05 | 0.074248 | 0.074248 | 0.074248 | 0.98724 | -0.24482 | 0.98895 | -0.21169 | 20.3979
7 | 0.017111 | 0.004292 | -0.017107 | -0.0042897 | 4.026e-06 | 2.3704e-06 | 0.025792 | 0.025792 | 0.025792 | 0.98724 | -0.24482 | 0.98699 | -0.24976 | 7.0858
8 | 0.0057604 | 0.0014434 | -0.0057599 | -0.0014433 | 5.4602e-07 | 1.0366e-07 | 0.0086925 | 0.0086926 | 0.0086926 | 0.98608 | -0.26744 | 0.98598 | -0.26943 | 2.3881
9 | 0.010416 | 0.0026117 | -0.010413 | -0.0026103 | 2.7689e-06 | 1.391e-06 | 0.015718 | 0.015718 | 0.015718 | 0.98608 | -0.26744 | 0.98579 | -0.27302 | 4.3182
10 | -0.10385 | -0.026212 | 0.1041 | 0.02637 | 0.00024803 | 0.00015839 | 0.15632 | 0.15632 | 0.15632 | 0.98895 | -0.21169 | 0.99153 | -0.16196 | 42.9453
11 | 0.054514 | 0.013799 | -0.054475 | -0.013774 | 3.9158e-05 | 2.4862e-05 | 0.082073 | 0.082073 | 0.082073 | 0.98895 | -0.21169 | 0.98817 | -0.22667 | 22.5476
12 | 0.014687 | 0.0036831 | -0.014684 | -0.0036812 | 3.2489e-06 | 1.8535e-06 | 0.022143 | 0.022143 | 0.022143 | 0.98699 | -0.24976 | 0.98675 | -0.2544 | 6.0833
13 | 0.0033232 | 0.00083262 | -0.0033229 | -0.00083281 | 2.5677e-07 | -1.8283e-07 | 0.0050152 | 0.0050153 | 0.0050153 | 0.98598 | -0.26943 | 0.9859 | -0.27105 | 1.3778
14 | 0.0083513 | 0.0020936 | -0.0083498 | -0.0020929 | 1.4767e-06 | 6.2924e-07 | 0.012606 | 0.012606 | 0.012606 | 0.98579 | -0.27302 | 0.9856 | -0.27673 | 3.4632
15 | -0.12045 | -0.030472 | 0.12052 | 0.030517 | 7.0586e-05 | 4.5101e-05 | 0.18087 | 0.18087 | 0.18087 | 0.99153 | -0.16196 | 0.99216 | -0.14975 | 49.6886
16 | 0.016355 | 0.0041016 | -0.016351 | -0.0040989 | 4.5834e-06 | 2.6718e-06 | 0.024546 | 0.024546 | 0.024546 | 0.99153 | -0.16196 | 0.99122 | -0.16784 | 6.7434
17 | 0.052371 | 0.013247 | -0.052325 | -0.013218 | 4.5989e-05 | 2.9181e-05 | 0.078906 | 0.078906 | 0.078906 | 0.98817 | -0.22667 | 0.98723 | -0.24499 | 21.6774
18 | 0.011662 | 0.002924 | -0.01166 | -0.0029227 | 2.3457e-06 | 1.243e-06 | 0.017587 | 0.017587 | 0.017587 | 0.98675 | -0.2544 | 0.98653 | -0.25863 | 4.8316
19 | 0.0083498 | 0.0020929 | -0.0083469 | -0.0020917 | 2.8673e-06 | 1.2221e-06 | 0.012606 | 0.012606 | 0.012606 | 0.9856 | -0.27673 | 0.98523 | -0.28394 | 3.4633
20 | 0.04993 | 0.012618 | -0.049892 | -0.012594 | 3.7346e-05 | 2.3677e-05 | 0.075295 | 0.075295 | 0.075295 | 0.98723 | -0.24499 | 0.98642 | -0.2606 | 20.6854
21 | 0.047962 | 0.01211 | -0.047921 | -0.012084 | 4.0549e-05 | 2.5688e-05 | 0.072383 | 0.072383 | 0.072383 | 0.98642 | -0.2606 | 0.98551 | -0.27826 | 19.8854
22 | 0.045561 | 0.011493 | -0.045524 | -0.011469 | 3.6885e-05 | 2.3342e-05 | 0.068818 | 0.068818 | 0.068818 | 0.98551 | -0.27826 | 0.98464 | -0.29519 | 18.9062
23 | 0.041323 | 0.010417 | -0.041292 | -0.010397 | 3.1001e-05 | 1.9571e-05 | 0.06247 | 0.06247 | 0.06247 | 0.98464 | -0.29519 | 0.98383 | -0.31088 | 17.1621
24 | -0.15457 | -0.039085 | 0.1547 | 0.039166 | 0.00012724 | 8.1109e-05 | 0.23194 | 0.23194 | 0.23194 | 0.99216 | -0.14975 | 0.99305 | -0.13261 | 31.8603
25 | 0.034048 | 0.0085679 | -0.034031 | -0.008557 | 1.7394e-05 | 1.0903e-05 | 0.051077 | 0.051077 | 0.051077 | 0.99216 | -0.14975 | 0.99161 | -0.16045 | 14.0321
26 | 0.013654 | 0.0034231 | -0.013652 | -0.0034217 | 2.4621e-06 | 1.3743e-06 | 0.020498 | 0.020498 | 0.020498 | 0.99122 | -0.16784 | 0.99103 | -0.17163 | 5.6313
27 | 0.038336 | 0.0096563 | -0.038313 | -0.0096417 | 2.3242e-05 | 1.4641e-05 | 0.058 | 0.058 | 0.058 | 0.98383 | -0.31088 | 0.98318 | -0.32356 | 15.934
28 | -0.010875 | -0.0027255 | 0.010877 | 0.0027263 | 1.6453e-06 | 8.4107e-07 | 0.016332 | 0.016332 | 0.016332 | 0.99087 | -0.1748 | 0.99103 | -0.17163 | 4.4868
29 | 0.0069388 | 0.0017388 | -0.0069384 | -0.0017387 | 3.6559e-07 | 1.1833e-07 | 0.01042 | 0.01042 | 0.01042 | 0.99087 | -0.1748 | 0.99081 | -0.17591 | 2.8627
30 | 0.004008 | 0.0010043 | -0.0040076 | -0.0010044 | 3.2491e-07 | -1.0002e-07 | 0.0060192 | 0.0060193 | 0.0060193 | 0.99081 | -0.17591 | 0.99072 | -0.17761 | 1.6537
31 | 0.0024234 | 0.00060734 | -0.0024234 | -0.00060735 | 7.004e-09 | -1.3672e-08 | 0.0036398 | 0.0036398 | 0.0036398 | 0.99072 | -0.17761 | 0.99072 | -0.17767 | 0.99994
32 | -0.0016927 | -0.00042424 | 0.0016928 | 0.00042389 | 7.8942e-08 | -3.5089e-07 | 0.0025704 | 0.0025703 | 0.0025704 | 0.97991 | -0.38746 | 0.97996 | -0.38648 | 0.70616
33 | -0.0040693 | -0.0010195 | 0.0040694 | 0.0010195 | 9.5562e-08 | -2.2936e-08 | 0.0061789 | 0.0061789 | 0.0061789 | 0.97996 | -0.38648 | 0.97999 | -0.38599 | 1.6975
34 | 0.025363 | 0.0063656 | -0.025352 | -0.006359 | 1.0684e-05 | 6.5812e-06 | 0.037955 | 0.037955 | 0.037955 | 0.99443 | -0.10629 | 0.99397 | -0.11513 | 10.4273
35 | -0.02841 | -0.0071292 | 0.028422 | 0.0071369 | 1.2488e-05 | 7.7532e-06 | 0.042514 | 0.042514 | 0.042514 | 0.99443 | -0.10629 | 0.99491 | -0.097079 | 11.6798
36 | 0.022176 | 0.0055628 | -0.022175 | -0.0055624 | 7.3204e-07 | 4.4555e-07 | 0.0332 | 0.0332 | 0.0332 | 0.99397 | -0.11513 | 0.99394 | -0.11582 | 9.1208
37 | 0.16203 | 0.041108 | -0.16192 | -0.04104 | 0.00010659 | 6.7651e-05 | 0.24252 | 0.24252 | 0.24252 | 0.99491 | -0.097079 | 0.99419 | -0.11077 | 22.2085
38 | -0.19045 | -0.048245 | 0.19061 | 0.048343 | 0.00015424 | 9.8121e-05 | 0.28503 | 0.28503 | 0.28503 | 0.99491 | -0.097079 | 0.99579 | -0.080233 | 26.1017
39 | 0.020162 | 0.0050578 | -0.020154 | -0.0050534 | 7.1879e-06 | 4.3277e-06 | 0.030186 | 0.030186 | 0.030186 | 0.99394 | -0.11582 | 0.99355 | -0.1233 | 8.2928
40 | 0.004735 | 0.0011863 | -0.0047347 | -0.0011863 | 2.9057e-07 | -1.4087e-08 | 0.0070868 | 0.0070868 | 0.0070868 | 0.99419 | -0.11077 | 0.99413 | -0.11206 | 1.9469
41 | 0.15719 | 0.039854 | -0.15703 | -0.039749 | 0.00016481 | 0.00010456 | 0.23543 | 0.23543 | 0.23543 | 0.99419 | -0.11077 | 0.99305 | -0.13261 | 21.5595
42 | -0.19265 | -0.048854 | 0.19276 | 0.048922 | 0.00010631 | 6.7638e-05 | 0.28808 | 0.28808 | 0.28808 | 0.99579 | -0.080233 | 0.99639 | -0.068761 | 26.381
43 | 0.0020411 | 0.00051098 | -0.002041 | -0.00051112 | 4.4501e-08 | -1.3749e-07 | 0.0030498 | 0.0030498 | 0.0030498 | 0.99579 | -0.080233 | 0.99576 | -0.080691 | 0.83787
44 | 0.017646 | 0.0044248 | -0.017645 | -0.0044242 | 8.8261e-07 | 5.2124e-07 | 0.026429 | 0.026429 | 0.026429 | 0.99355 | -0.1233 | 0.9935 | -0.12435 | 7.2607
45 | 0.0022907 | 0.00057376 | -0.0022906 | -0.000574 | 1.061e-07 | -2.4414e-07 | 0.0034286 | 0.0034287 | 0.0034287 | 0.99413 | -0.11206 | 0.99408 | -0.11303 | 0.94196
46 | -0.1961 | -0.049761 | 0.19633 | 0.049906 | 0.00022758 | 0.00014482 | 0.29308 | 0.29308 | 0.29308 | 0.99639 | -0.068761 | 0.99765 | -0.044662 | 26.8389
47 | 0.0010242 | 0.00025628 | -0.0010242 | -0.00025636 | 5.3096e-09 | -7.5245e-08 | 0.0015304 | 0.0015304 | 0.0015304 | 0.99576 | -0.080691 | 0.99576 | -0.0808 | 0.42044
48 | 0.0010242 | 0.00025636 | -0.0010242 | -0.00025648 | 8.2736e-09 | -1.1724e-07 | 0.0015304 | 0.0015304 | 0.0015304 | 0.99576 | -0.0808 | 0.99575 | -0.08097 | 0.42045
49 | 0.0010242 | 0.00025648 | -0.0010242 | -0.00025668 | 1.4476e-08 | -2.0512e-07 | 0.0015304 | 0.0015305 | 0.0015305 | 0.99575 | -0.08097 | 0.99573 | -0.081267 | 0.42047
50 | 0.015209 | 0.0038138 | -0.015206 | -0.0038117 | 3.5677e-06 | 2.046e-06 | 0.022781 | 0.022781 | 0.022781 | 0.9935 | -0.12435 | 0.99324 | -0.12928 | 6.2584
51 | 0.001128 | 0.00028262 | -0.001128 | -0.00028269 | 6.2061e-09 | -7.129e-08 | 0.0016884 | 0.0016884 | 0.0016884 | 0.99408 | -0.11303 | 0.99407 | -0.11314 | 0.46385
52 | 0.095912 | 0.02446 | -0.095595 | -0.024258 | 0.0003168 | 0.00020222 | 0.1432 | 0.14321 | 0.14321 | 0.99765 | -0.044662 | 0.99405 | -0.11332 | 39.342
53 | -0.32592 | -0.082838 | 0.32662 | 0.083286 | 0.00070264 | 0.00044876 | 0.48652 | 0.48652 | 0.48652 | 0.99765 | -0.044662 | 1 | 0 | 44.5531
54 | 0.033673 | 0.0084716 | -0.033642 | -0.0084522 | 3.1024e-05 | 1.9428e-05 | 0.050235 | 0.050235 | 0.050235 | 0.99765 | -0.044662 | 0.99665 | -0.063965 | 13.8009
55 | -0.013389 | -0.0033564 | 0.013391 | 0.0033575 | 1.8517e-06 | 1.0293e-06 | 0.020156 | 0.020156 | 0.020156 | 0.98844 | -0.22193 | 0.98859 | -0.21903 | 5.5375
56 | 0.011955 | 0.0029971 | -0.011955 | -0.0029968 | 5.1698e-07 | 2.7632e-07 | 0.017998 | 0.017998 | 0.017998 | 0.98844 | -0.22193 | 0.98839 | -0.22284 | 4.9444
57 | -0.015862 | -0.0039769 | 0.015865 | 0.0039785 | 2.8211e-06 | 1.6363e-06 | 0.023877 | 0.023876 | 0.023877 | 0.98859 | -0.21903 | 0.98878 | -0.2153 | 6.5595
58 | 0.010521 | 0.0026374 | -0.010519 | -0.0026365 | 1.8681e-06 | 9.4112e-07 | 0.015839 | 0.015839 | 0.015839 | 0.98839 | -0.22284 | 0.9882 | -0.22657 | 4.3514
59 | -0.017359 | -0.0043529 | 0.01736 | 0.0043534 | 9.0165e-07 | 5.3187e-07 | 0.026124 | 0.026124 | 0.026124 | 0.98878 | -0.2153 | 0.98884 | -0.21421 | 7.1771
60 | 0.010519 | 0.0026365 | -0.010517 | -0.0026356 | 1.7652e-06 | 8.894e-07 | 0.015839 | 0.015839 | 0.015839 | 0.9882 | -0.22657 | 0.98802 | -0.23009 | 4.3514
61 | -0.018854 | -0.004728 | 0.018857 | 0.0047297 | 2.9076e-06 | 1.7373e-06 | 0.028373 | 0.028373 | 0.028373 | 0.98884 | -0.21421 | 0.989 | -0.21097 | 7.7948
62 | 0.0090833 | 0.0022763 | -0.0090821 | -0.0022757 | 1.2615e-06 | 5.772e-07 | 0.01368 | 0.01368 | 0.01368 | 0.98802 | -0.23009 | 0.98787 | -0.233 | 3.7582
63 | -0.021844 | -0.0054779 | 0.021848 | 0.0054802 | 3.7552e-06 | 2.2843e-06 | 0.032867 | 0.032867 | 0.032867 | 0.989 | -0.21097 | 0.98919 | -0.20737 | 9.0293
64 | 0.0029867 | 0.00074818 | -0.0029866 | -0.00074826 | 6.9824e-08 | -7.3642e-08 | 0.0044935 | 0.0044935 | 0.0044935 | 0.989 | -0.21097 | 0.98898 | -0.21146 | 1.2345
65 | 0.0075882 | 0.0019013 | -0.0075872 | -0.0019009 | 1.0081e-06 | 3.8178e-07 | 0.01143 | 0.01143 | 0.01143 | 0.98787 | -0.233 | 0.98773 | -0.23579 | 3.1401
66 | 0.0054561 | 0.0013668 | -0.0054558 | -0.0013668 | 3.3434e-07 | 4.508e-08 | 0.0082194 | 0.0082195 | 0.0082195 | 0.98773 | -0.23579 | 0.98766 | -0.23708 | 2.2581
67 | -0.0014339 | -0.00035938 | 0.001434 | 0.00035929 | 1.4128e-08 | -9.423e-08 | 0.0021606 | 0.0021605 | 0.0021606 | 0.98758 | -0.23866 | 0.98759 | -0.23845 | 0.59356
68 | -0.0034242 | -0.00085779 | 0.0034244 | 0.00085765 | 2.2341e-07 | -1.4345e-07 | 0.0051591 | 0.005159 | 0.0051591 | 0.98759 | -0.23845 | 0.98766 | -0.23708 | 1.4173
69 | 0.0019902 | 0.00049851 | -0.0019901 | -0.00049878 | 8.5638e-08 | -2.7015e-07 | 0.0029986 | 0.0029987 | 0.0029987 | 0.98759 | -0.23845 | 0.98754 | -0.23935 | 0.82382
70 | -0.023341 | -0.0058544 | 0.023349 | 0.0058596 | 8.5653e-06 | 5.2438e-06 | 0.035113 | 0.035113 | 0.035113 | 0.98919 | -0.20737 | 0.98958 | -0.19967 | 9.6463
71 | 0.0014936 | 0.00037409 | -0.0014936 | -0.00037433 | 3.9414e-08 | -2.4182e-07 | 0.0022472 | 0.0022473 | 0.0022473 | 0.98898 | -0.21146 | 0.98895 | -0.21202 | 0.6174
72 | -0.029655 | -0.0074322 | 0.02969 | 0.0074543 | 3.5419e-05 | 2.2072e-05 | 0.04486 | 0.04486 | 0.04486 | 0.98366 | -0.31434 | 0.98495 | -0.2893 | 12.3242
73 | -0.02969 | -0.0074543 | 0.029728 | 0.0074775 | 3.7178e-05 | 2.3166e-05 | 0.04486 | 0.04486 | 0.04486 | 0.98495 | -0.2893 | 0.98629 | -0.26309 | 12.3241
74 | -0.029728 | -0.0074775 | 0.029736 | 0.0074824 | 7.9637e-06 | 4.9621e-06 | 0.04486 | 0.044859 | 0.04486 | 0.98629 | -0.26309 | 0.98658 | -0.25748 | 12.3241
75 | -0.079961 | -0.020098 | 0.080044 | 0.020151 | 8.3106e-05 | 5.2993e-05 | 0.12062 | 0.12062 | 0.12062 | 0.98658 | -0.25748 | 0.9877 | -0.23574 | 33.1381
76 | 0.037914 | 0.0095297 | -0.037867 | -0.0095002 | 4.6999e-05 | 2.9591e-05 | 0.057194 | 0.057194 | 0.057194 | 0.98658 | -0.25748 | 0.98525 | -0.28348 | 15.7127
77 | -0.089181 | -0.02244 | 0.089319 | 0.022529 | 0.00013849 | 8.8373e-05 | 0.13439 | 0.13439 | 0.13439 | 0.9877 | -0.23574 | 0.98938 | -0.20329 | 36.9193
78 | 0.033501 | 0.0084058 | -0.033481 | -0.008393 | 2.042e-05 | 1.2798e-05 | 0.0506 | 0.0506 | 0.0506 | 0.98525 | -0.28348 | 0.98459 | -0.29627 | 13.9011
79 | -0.024387 | -0.0061118 | 0.024392 | 0.0061147 | 4.8211e-06 | 2.9653e-06 | 0.036867 | 0.036867 | 0.036867 | 0.98432 | -0.30153 | 0.98453 | -0.29738 | 10.1282
80 | 0.0029857 | 0.00074799 | -0.0029854 | -0.00074822 | 2.2292e-07 | -2.2822e-07 | 0.0045134 | 0.0045135 | 0.0045135 | 0.98432 | -0.30153 | 0.98424 | -0.3031 | 1.24
81 | -0.028732 | -0.0072025 | 0.028734 | 0.0072034 | 1.5206e-06 | 9.4586e-07 | 0.043426 | 0.043426 | 0.043426 | 0.98453 | -0.29738 | 0.98459 | -0.29627 | 11.9303
82 | 0.025217 | 0.0063295 | -0.025211 | -0.0063263 | 5.2139e-06 | 3.2126e-06 | 0.037912 | 0.037912 | 0.037912 | 0.98981 | -0.19533 | 0.98958 | -0.19967 | 10.4155
83 | -0.027276 | -0.0068457 | 0.027288 | 0.0068531 | 1.1908e-05 | 7.378e-06 | 0.041009 | 0.041009 | 0.041009 | 0.98981 | -0.19533 | 0.99028 | -0.18618 | 11.2662
84 | -0.029379 | -0.0073772 | 0.029396 | 0.0073879 | 1.7274e-05 | 1.0751e-05 | 0.044151 | 0.044151 | 0.044151 | 0.99028 | -0.18618 | 0.99092 | -0.17387 | 12.1293
85 | -0.031686 | -0.0079617 | 0.031706 | 0.0079744 | 2.0307e-05 | 1.2688e-05 | 0.047589 | 0.047589 | 0.047589 | 0.99092 | -0.17387 | 0.99161 | -0.16045 | 13.0738
86 | 0.009852 | 0.0024696 | -0.0098501 | -0.0024687 | 1.9105e-06 | 9.2823e-07 | 0.01486 | 0.01486 | 0.01486 | 0.98653 | -0.25863 | 0.98632 | -0.2627 | 4.0825
87 | 0.0080536 | 0.0020185 | -0.0080526 | -0.0020181 | 9.7952e-07 | 4.011e-07 | 0.01215 | 0.01215 | 0.01215 | 0.98632 | -0.2627 | 0.98619 | -0.26525 | 3.3379
88 | 0.0053831 | 0.001349 | -0.0053827 | -0.001349 | 4.6278e-07 | 5.752e-08 | 0.0081223 | 0.0081223 | 0.0081223 | 0.98619 | -0.26525 | 0.9861 | -0.26705 | 2.2314
89 | 0.013606 | 0.0034108 | -0.013604 | -0.0034096 | 2.155e-06 | 1.2002e-06 | 0.020384 | 0.020384 | 0.020384 | 0.99324 | -0.12928 | 0.99307 | -0.1326 | 5.5999
90 | 0.010924 | 0.002738 | -0.010924 | -0.0027377 | 6.666e-07 | 3.408e-07 | 0.016369 | 0.016369 | 0.016369 | 0.99307 | -0.1326 | 0.993 | -0.13388 | 4.497
91 | 0.0096246 | 0.0024121 | -0.0096232 | -0.0024115 | 1.4126e-06 | 6.6982e-07 | 0.014422 | 0.014423 | 0.014423 | 0.993 | -0.13388 | 0.99284 | -0.13696 | 3.9622
92 | 0.0071598 | 0.0017941 | -0.0071596 | -0.001794 | 1.6336e-07 | 5.5625e-08 | 0.010731 | 0.010731 | 0.010731 | 0.99284 | -0.13696 | 0.99282 | -0.13744 | 2.948
93 | 0.094313 | 0.023937 | -0.094122 | -0.023815 | 0.00019121 | 0.00012204 | 0.14129 | 0.14129 | 0.14129 | 0.99405 | -0.11332 | 0.99185 | -0.15555 | 38.8147
94 | 0.23264 | 0.059347 | -0.23252 | -0.059271 | 0.00012061 | 7.6875e-05 | 0.34654 | 0.34654 | 0.34654 | 1 | 0 | 0.99943 | -0.010741 | 31.7342
95 | 0.031299 | 0.0078651 | -0.031296 | -0.0078629 | 3.4533e-06 | 2.1552e-06 | 0.046737 | 0.046737 | 0.046737 | 0.99665 | -0.063965 | 0.99653 | -0.066276 | 12.8399
96 | 0.0068701 | 0.0017216 | -0.006869 | -0.0017212 | 1.1431e-06 | 3.7109e-07 | 0.010376 | 0.010376 | 0.010376 | 0.98523 | -0.28394 | 0.98506 | -0.28743 | 2.8506
97 | 0.0052442 | 0.001314 | -0.0052436 | -0.001314 | 6.1365e-07 | 6.0833e-08 | 0.0079218 | 0.0079219 | 0.0079219 | 0.98506 | -0.28743 | 0.98493 | -0.28989 | 2.1764
98 | 0.0032254 | 0.00080816 | -0.0032252 | -0.00080832 | 2.0345e-07 | -1.6056e-07 | 0.0048729 | 0.004873 | 0.004873 | 0.98493 | -0.28989 | 0.98486 | -0.29121 | 1.3387
99 | -0.0054066 | -0.0013546 | 0.0054071 | 0.0013547 | 4.4628e-07 | 6.3102e-08 | 0.0082093 | 0.0082092 | 0.0082093 | 0.97999 | -0.38599 | 0.98008 | -0.38426 | 2.2553
100 | -0.006666 | -0.0016702 | 0.0066668 | 0.0016704 | 7.4382e-07 | 2.3198e-07 | 0.010121 | 0.010121 | 0.010121 | 0.98008 | -0.38426 | 0.9802 | -0.38191 | 2.7804
101 | -0.0083669 | -0.0020965 | 0.0083679 | 0.002097 | 1.0275e-06 | 4.435e-07 | 0.012701 | 0.012701 | 0.012701 | 0.9802 | -0.38191 | 0.98033 | -0.37934 | 3.4894
102 | 0.0044401 | 0.0011121 | -0.0044398 | -0.0011121 | 3.0652e-07 | -3.0715e-08 | 0.0067393 | 0.0067394 | 0.0067394 | 0.98033 | -0.37934 | 0.98025 | -0.38079 | 1.8515
103 | -0.012808 | -0.003209 | 0.012812 | 0.0032112 | 3.9189e-06 | 2.1593e-06 | 0.019441 | 0.019441 | 0.019441 | 0.98033 | -0.37934 | 0.98065 | -0.37291 | 5.3408
104 | 0.0035578 | 0.00089103 | -0.0035576 | -0.00089114 | 2.1437e-07 | -1.0987e-07 | 0.0054005 | 0.0054006 | 0.0054006 | 0.98025 | -0.38079 | 0.98019 | -0.38205 | 1.4837
105 | 0.019384 | 0.0048664 | -0.019369 | -0.0048577 | 1.4342e-05 | 8.6217e-06 | 0.029415 | 0.029415 | 0.029415 | 0.98065 | -0.37291 | 0.97986 | -0.38844 | 8.0812
106 | -0.032196 | -0.0080775 | 0.03221 | 0.0080865 | 1.4399e-05 | 9.0124e-06 | 0.048856 | 0.048856 | 0.048856 | 0.98065 | -0.37291 | 0.98113 | -0.36354 | 13.4219
107 | 0.0024836 | 0.00062239 | -0.0024836 | -0.00062244 | 2.6266e-08 | -4.6808e-08 | 0.0037477 | 0.0037477 | 0.0037477 | 0.9861 | -0.26705 | 0.98609 | -0.26728 | 1.0296
108 | -0.036738 | -0.0092374 | 0.036764 | 0.0092534 | 2.5517e-05 | 1.6052e-05 | 0.055656 | 0.055655 | 0.055656 | 0.98243 | -0.3381 | 0.98318 | -0.32356 | 15.29
109 | 0.035725 | 0.0089833 | -0.035703 | -0.0089694 | 2.2129e-05 | 1.3908e-05 | 0.05412 | 0.05412 | 0.05412 | 0.98243 | -0.3381 | 0.98177 | -0.35108 | 14.8682
110 | 0.033818 | 0.0084972 | -0.033798 | -0.0084846 | 2.0103e-05 | 1.2608e-05 | 0.051264 | 0.051265 | 0.051265 | 0.98177 | -0.35108 | 0.98113 | -0.36354 | 14.0837
111 | 0.017791 | 0.0044622 | -0.017785 | -0.0044583 | 6.4041e-06 | 3.8041e-06 | 0.027019 | 0.027019 | 0.027019 | 0.97986 | -0.38844 | 0.97948 | -0.39599 | 7.4227
112 | -0.0023374 | -0.0005858 | 0.0023375 | 0.00058553 | 1.3464e-07 | -2.7208e-07 | 0.0035514 | 0.0035512 | 0.0035514 | 0.97936 | -0.39822 | 0.97942 | -0.39701 | 0.97565
113 | -0.0040014 | -0.0010025 | 0.0040016 | 0.0010025 | 1.9392e-07 | -5.2005e-08 | 0.0060791 | 0.006079 | 0.0060791 | 0.97942 | -0.39701 | 0.97948 | -0.39599 | 1.6701
114 | 0.013783 | 0.0034559 | -0.013778 | -0.003453 | 5.1235e-06 | 2.887e-06 | 0.02094 | 0.02094 | 0.02094 | 0.97948 | -0.39599 | 0.97908 | -0.40379 | 5.7527
115 | 0.010963 | 0.0027476 | -0.010963 | -0.0027476 | 4.1393e-08 | 2.1491e-08 | 0.016662 | 0.016662 | 0.016662 | 0.97908 | -0.40379 | 0.97908 | -0.40387 | 4.5775
116 | 0.005886 | 0.0014751 | -0.0058854 | -0.0014749 | 5.3556e-07 | 1.1834e-07 | 0.0089456 | 0.0089457 | 0.0089457 | 0.97908 | -0.40387 | 0.97898 | -0.40578 | 2.4576
117 | 0.0034029 | 0.00085275 | -0.0034028 | -0.00085281 | 9.7996e-08 | -6.0101e-08 | 0.0051722 | 0.0051723 | 0.0051723 | 0.97898 | -0.40578 | 0.97895 | -0.40639 | 1.421
118 | 0.0017869 | 0.00044735 | -0.0017868 | -0.0004475 | 3.7544e-08 | -1.4748e-07 | 0.0027124 | 0.0027125 | 0.0027125 | 0.98019 | -0.38205 | 0.98017 | -0.38249 | 0.74519
119 | 0.0017868 | 0.0004475 | -0.0017867 | -0.0004478 | 7.5787e-08 | -2.9767e-07 | 0.0027125 | 0.0027126 | 0.0027126 | 0.98017 | -0.38249 | 0.98012 | -0.38338 | 0.74523
120 | 0.0058658 | 0.0014698 | -0.0058652 | -0.0014696 | 6.3782e-07 | 1.2366e-07 | 0.0087914 | 0.0087915 | 0.0087915 | 0.99282 | -0.13744 | 0.9927 | -0.13972 | 2.4152
121 | 0.0047889 | 0.0011999 | -0.0047889 | -0.0011999 | 6.5865e-08 | -1.9143e-09 | 0.0071783 | 0.0071783 | 0.0071783 | 0.9927 | -0.13972 | 0.99269 | -0.14001 | 1.9721
122 | 0.0032691 | 0.00081903 | -0.003269 | -0.00081918 | 1.8634e-07 | -1.4825e-07 | 0.0049003 | 0.0049004 | 0.0049004 | 0.99269 | -0.14001 | 0.99263 | -0.14121 | 1.3463
123 | 0.001899 | 0.00047584 | -0.001899 | -0.00047593 | 2.5916e-08 | -9.3647e-08 | 0.0028467 | 0.0028468 | 0.0028468 | 0.99263 | -0.14121 | 0.99261 | -0.1415 | 0.78208
124 | -0.0027204 | -0.0006818 | 0.0027204 | 0.00068178 | 1.1936e-08 | -1.7209e-08 | 0.0040737 | 0.0040737 | 0.0040737 | 0.99371 | -0.12075 | 0.99371 | -0.12066 | 1.1191
125 | -0.0044165 | -0.0011069 | 0.0044168 | 0.0011068 | 2.6683e-07 | -4.0001e-08 | 0.0066134 | 0.0066133 | 0.0066134 | 0.99371 | -0.12066 | 0.99378 | -0.11939 | 1.8169
126 | 0.036671 | 0.0092282 | -0.036645 | -0.0092117 | 2.6256e-05 | 1.6524e-05 | 0.055899 | 0.055899 | 0.055899 | 0.97642 | -0.45413 | 0.97566 | -0.46912 | 15.3568
127 | -0.039339 | -0.0098967 | 0.039352 | 0.0099051 | 1.3305e-05 | 8.3919e-06 | 0.059964 | 0.059964 | 0.059964 | 0.97642 | -0.45413 | 0.97678 | -0.44705 | 16.4735
128 | 0.034594 | 0.0086978 | -0.034548 | -0.0086688 | 4.6162e-05 | 2.8993e-05 | 0.052771 | 0.052771 | 0.052771 | 0.97566 | -0.46912 | 0.97424 | -0.4971 | 14.4977
129 | -0.043836 | -0.011028 | 0.043882 | 0.011058 | 4.6087e-05 | 2.915e-05 | 0.066794 | 0.066794 | 0.066794 | 0.97678 | -0.44705 | 0.9779 | -0.42507 | 18.35
130 | 0.0044839 | 0.0011233 | -0.0044837 | -0.0011233 | 2.2096e-07 | -1.6656e-08 | 0.0068306 | 0.0068306 | 0.0068306 | 0.97678 | -0.44705 | 0.97673 | -0.44809 | 1.8765
131 | 0.010698 | 0.002682 | -0.010694 | -0.00268 | 3.9404e-06 | 2.0319e-06 | 0.016339 | 0.01634 | 0.01634 | 0.97424 | -0.4971 | 0.97385 | -0.50484 | 4.4889
132 | 0.023851 | 0.0059868 | -0.023851 | -0.0059868 | 5.6496e-09 | 3.4748e-09 | 0.036432 | 0.036432 | 0.036432 | 0.97424 | -0.4971 | 0.97424 | -0.49711 | 10.0088
133 | -0.045651 | -0.011501 | 0.04567 | 0.011513 | 1.9482e-05 | 1.2333e-05 | 0.069485 | 0.069485 | 0.069485 | 0.9779 | -0.42507 | 0.97836 | -0.41615 | 19.0893
134 | 0.0021221 | 0.00053142 | -0.0021219 | -0.0005318 | 1.4886e-07 | -3.8007e-07 | 0.0032327 | 0.0032329 | 0.0032329 | 0.97673 | -0.44809 | 0.97666 | -0.44956 | 0.88816
135 | 0.0040125 | 0.0010055 | -0.0040123 | -0.0010056 | 1.8433e-07 | -4.4722e-08 | 0.006131 | 0.006131 | 0.006131 | 0.97385 | -0.50484 | 0.9738 | -0.5058 | 1.6843
136 | 0.021234 | 0.005331 | -0.021222 | -0.0053235 | 1.2372e-05 | 7.528e-06 | 0.032436 | 0.032436 | 0.032436 | 0.97424 | -0.49711 | 0.97362 | -0.50933 | 8.9109
137 | -0.047438 | -0.011956 | 0.047468 | 0.011975 | 3.0239e-05 | 1.9159e-05 | 0.072174 | 0.072174 | 0.072174 | 0.97836 | -0.41615 | 0.97904 | -0.40284 | 19.8279
138 | 0.019609 | 0.0049193 | -0.019599 | -0.0049132 | 1.0065e-05 | 6.0703e-06 | 0.029971 | 0.029971 | 0.029971 | 0.97362 | -0.50933 | 0.97307 | -0.5201 | 8.2338
139 | -0.049996 | -0.012609 | 0.05001 | 0.012618 | 1.4207e-05 | 9.0099e-06 | 0.076015 | 0.076015 | 0.076015 | 0.97904 | -0.40284 | 0.97934 | -0.3969 | 20.8834
140 | 0.013899 | 0.0034846 | -0.013891 | -0.0034802 | 7.6969e-06 | 4.362e-06 | 0.021254 | 0.021254 | 0.021254 | 0.97307 | -0.5201 | 0.97248 | -0.53173 | 5.8391
141 | 0.030766 | 0.0077278 | -0.030747 | -0.0077159 | 1.9009e-05 | 1.1859e-05 | 0.046165 | 0.046165 | 0.046165 | 0.99179 | -0.15731 | 0.99112 | -0.17027 | 12.6826
142 | -0.031975 | -0.0080308 | 0.03198 | 0.0080341 | 5.2058e-06 | 3.2538e-06 | 0.047979 | 0.047979 | 0.047979 | 0.99179 | -0.15731 | 0.99197 | -0.1539 | 13.181
143 | 0.027723 | 0.0069581 | -0.027712 | -0.0069512 | 1.0994e-05 | 6.8179e-06 | 0.041625 | 0.041625 | 0.041625 | 0.99112 | -0.17027 | 0.99069 | -0.17859 | 11.4354
144 | -0.034379 | -0.0086352 | 0.034392 | 0.0086435 | 1.3281e-05 | 8.3276e-06 | 0.051577 | 0.051577 | 0.051577 | 0.99197 | -0.1539 | 0.99239 | -0.14581 | 14.1694
145 | 0.0072125 | 0.0018075 | -0.0072116 | -0.0018072 | 8.9298e-07 | 3.1027e-07 | 0.010833 | 0.010833 | 0.010833 | 0.99069 | -0.17859 | 0.99056 | -0.18119 | 2.9762
146 | 0.020499 | 0.0051437 | -0.020496 | -0.0051417 | 3.2842e-06 | 1.983e-06 | 0.030792 | 0.030792 | 0.030792 | 0.99069 | -0.17859 | 0.99052 | -0.18195 | 8.4593
147 | -0.037592 | -0.0094456 | 0.037609 | 0.0094562 | 1.6894e-05 | 1.0629e-05 | 0.056375 | 0.056375 | 0.056375 | 0.99239 | -0.14581 | 0.99287 | -0.1364 | 15.4877
148 | 0.005197 | 0.0013023 | -0.005197 | -0.0013023 | 2.6387e-08 | 2.0261e-09 | 0.0078069 | 0.0078069 | 0.0078069 | 0.99056 | -0.18119 | 0.99055 | -0.18129 | 2.1448
149 | 0.018913 | 0.004745 | -0.018906 | -0.0047406 | 7.3546e-06 | 4.3944e-06 | 0.028414 | 0.028414 | 0.028414 | 0.99052 | -0.18195 | 0.9901 | -0.19011 | 7.806
150 | -0.038906 | -0.0097813 | 0.038916 | 0.0097874 | 9.6882e-06 | 6.1022e-06 | 0.058319 | 0.058319 | 0.058319 | 0.99287 | -0.1364 | 0.99314 | -0.13119 | 16.0217
151 | 0.003816 | 0.00095619 | -0.0038157 | -0.00095631 | 2.913e-07 | -1.1784e-07 | 0.0057324 | 0.0057325 | 0.0057325 | 0.99055 | -0.18129 | 0.99047 | -0.1829 | 1.5749
152 | 0.017837 | 0.0044728 | -0.017831 | -0.0044692 | 6.0608e-06 | 3.5898e-06 | 0.026808 | 0.026808 | 0.026808 | 0.9901 | -0.19011 | 0.98973 | -0.19724 | 7.3648
153 | -0.040911 | -0.010287 | 0.040937 | 0.010304 | 2.5808e-05 | 1.628e-05 | 0.061309 | 0.061308 | 0.061309 | 0.99314 | -0.13119 | 0.99383 | -0.11799 | 16.843
154 | 0.016376 | 0.0041046 | -0.016376 | -0.0041042 | 6.3556e-07 | 3.7083e-07 | 0.024621 | 0.024621 | 0.024621 | 0.98973 | -0.19724 | 0.98969 | -0.19805 | 6.764
155 | -0.043283 | -0.010892 | 0.043295 | 0.010899 | 1.1678e-05 | 7.3781e-06 | 0.064822 | 0.064822 | 0.064822 | 0.99383 | -0.11799 | 0.99412 | -0.11234 | 17.8081
156 | -0.047934 | -0.012062 | 0.047977 | 0.012089 | 4.326e-05 | 2.7396e-05 | 0.071765 | 0.071765 | 0.071765 | 0.99412 | -0.11234 | 0.9951 | -0.093474 | 19.7157
157 | -0.049435 | -0.012455 | 0.049456 | 0.012468 | 2.074e-05 | 1.3142e-05 | 0.073946 | 0.073946 | 0.073946 | 0.9951 | -0.093474 | 0.99556 | -0.084707 | 20.3148
158 | -0.050534 | -0.012738 | 0.050566 | 0.012758 | 3.1413e-05 | 1.9913e-05 | 0.075557 | 0.075557 | 0.075557 | 0.99556 | -0.084707 | 0.99623 | -0.071725 | 20.7575
159 | 0.13036 | 0.033262 | -0.13029 | -0.033216 | 7.2526e-05 | 4.582e-05 | 0.19493 | 0.19493 | 0.19493 | 0.99623 | -0.071725 | 0.99563 | -0.083249 | 17.8503
160 | -0.22808 | -0.057898 | 0.22824 | 0.057996 | 0.00015475 | 9.8624e-05 | 0.34093 | 0.34093 | 0.34093 | 0.99623 | -0.071725 | 0.99697 | -0.057632 | 31.2209
161 | 0.047152 | 0.011878 | -0.04709 | -0.011838 | 6.228e-05 | 3.9424e-05 | 0.07045 | 0.07045 | 0.07045 | 0.99623 | -0.071725 | 0.99479 | -0.099382 | 19.3544
162 | 0.053988 | 0.013629 | -0.053983 | -0.013625 | 5.3853e-06 | 3.4197e-06 | 0.082002 | 0.082002 | 0.082002 | 0.98009 | -0.38239 | 0.97998 | -0.38447 | 22.5281
163 | -0.056388 | -0.01423 | 0.056462 | 0.014277 | 7.3812e-05 | 4.6901e-05 | 0.085646 | 0.085646 | 0.085646 | 0.98009 | -0.38239 | 0.98149 | -0.35509 | 23.5292
164 | 0.05177 | 0.013071 | -0.051739 | -0.013051 | 3.0828e-05 | 1.9563e-05 | 0.078643 | 0.078643 | 0.078643 | 0.97998 | -0.38447 | 0.97934 | -0.3969 | 21.6052
165 | -0.056462 | -0.014277 | 0.05649 | 0.014295 | 2.8566e-05 | 1.8151e-05 | 0.085646 | 0.085646 | 0.085646 | 0.98149 | -0.35509 | 0.98203 | -0.34455 | 23.5291
166 | -0.058679 | -0.014844 | 0.058708 | 0.014862 | 2.8627e-05 | 1.8199e-05 | 0.088962 | 0.088962 | 0.088962 | 0.98203 | -0.34455 | 0.98255 | -0.33439 | 24.4402
167 | -0.0012449 | -0.00031199 | 0.0012449 | 0.00031193 | 6.2929e-09 | -5.807e-08 | 0.0018676 | 0.0018676 | 0.0018676 | 0.99185 | -0.1556 | 0.99186 | -0.15549 | 0.51307
168 | -0.0033871 | -0.00084882 | 0.0033872 | 0.00084873 | 1.1803e-07 | -8.1803e-08 | 0.0050813 | 0.0050813 | 0.0050813 | 0.99186 | -0.15549 | 0.9919 | -0.15476 | 1.396
169 | -0.060774 | -0.01538 | 0.06086 | 0.015435 | 8.6058e-05 | 5.4734e-05 | 0.092091 | 0.092091 | 0.092091 | 0.98255 | -0.33439 | 0.98407 | -0.30493 | 25.2997
170 | -0.0048986 | -0.0012275 | 0.0048987 | 0.0012275 | 1.0222e-07 | 2.6564e-10 | 0.0073486 | 0.0073486 | 0.0073486 | 0.9919 | -0.15476 | 0.99192 | -0.15432 | 2.0189
171 | 0.0074946 | 0.0018781 | -0.0074931 | -0.0018775 | 1.5222e-06 | 5.7273e-07 | 0.011333 | 0.011333 | 0.011333 | 0.98407 | -0.30493 | 0.98386 | -0.30919 | 3.1134
172 | -0.068354 | -0.017313 | 0.068361 | 0.017317 | 7.0645e-06 | 4.4989e-06 | 0.10342 | 0.10342 | 0.10342 | 0.98407 | -0.30493 | 0.98419 | -0.30278 | 28.413
173 | -0.006389 | -0.0016011 | 0.0063893 | 0.0016012 | 2.7854e-07 | 7.3101e-08 | 0.0095664 | 0.0095664 | 0.0095664 | 0.99378 | -0.11939 | 0.99382 | -0.11847 | 2.6281
174 | -0.0084377 | -0.0021146 | 0.0084385 | 0.0021149 | 7.5061e-07 | 3.1787e-07 | 0.012633 | 0.012633 | 0.012633 | 0.99382 | -0.11847 | 0.99392 | -0.11661 | 3.4707
175 | -0.010411 | -0.0026091 | 0.010411 | 0.0026094 | 4.9465e-07 | 2.462e-07 | 0.015586 | 0.015586 | 0.015586 | 0.99392 | -0.11661 | 0.99397 | -0.11561 | 4.2818
176 | -0.011853 | -0.0029708 | 0.011855 | 0.0029719 | 2.1486e-06 | 1.1392e-06 | 0.017745 | 0.017745 | 0.017745 | 0.99397 | -0.11561 | 0.99417 | -0.11181 | 4.8749
177 | -0.013469 | -0.0033763 | 0.013469 | 0.0033766 | 5.7851e-07 | 3.2102e-07 | 0.02016 | 0.02016 | 0.02016 | 0.99417 | -0.11181 | 0.99421 | -0.1109 | 5.5384
178 | -0.017473 | -0.0043812 | 0.017474 | 0.0043815 | 4.9919e-07 | 2.9422e-07 | 0.026146 | 0.026146 | 0.026146 | 0.99445 | -0.10631 | 0.99448 | -0.10571 | 7.1831
179 | 0.015049 | 0.0037737 | -0.015046 | -0.0037718 | 3.2966e-06 | 1.885e-06 | 0.022519 | 0.022519 | 0.022519 | 0.99445 | -0.10631 | 0.99421 | -0.1109 | 6.1866
180 | -0.018698 | -0.0046884 | 0.018704 | 0.0046915 | 5.2345e-06 | 3.1186e-06 | 0.027979 | 0.027978 | 0.027979 | 0.99448 | -0.10571 | 0.99479 | -0.099835 | 7.6864
181 | -0.021259 | -0.0053319 | 0.02126 | 0.0053324 | 7.6578e-07 | 4.6388e-07 | 0.031801 | 0.031801 | 0.031801 | 0.99479 | -0.099835 | 0.99483 | -0.099079 | 8.7365
182 | -0.023039 | -0.0057783 | 0.023048 | 0.0057839 | 9.0767e-06 | 5.5444e-06 | 0.034462 | 0.034462 | 0.034462 | 0.99483 | -0.099079 | 0.99525 | -0.090817 | 9.4677
183 | -0.025318 | -0.0063527 | 0.025329 | 0.00636 | 1.1857e-05 | 7.3019e-06 | 0.037855 | 0.037855 | 0.037855 | 0.99525 | -0.090817 | 0.99576 | -0.081 | 10.3998
184 | -0.027608 | -0.006931 | 0.02761 | 0.006932 | 1.6472e-06 | 1.0206e-06 | 0.04126 | 0.04126 | 0.04126 | 0.99576 | -0.081 | 0.99583 | -0.079749 | 11.3351
185 | -0.029651 | -0.0074436 | 0.02967 | 0.0074555 | 1.9068e-05 | 1.1867e-05 | 0.04431 | 0.04431 | 0.04431 | 0.99583 | -0.079749 | 0.99653 | -0.066276 | 12.1731
186 | -0.03328 | -0.0083547 | 0.033288 | 0.0083598 | 8.0771e-06 | 5.0573e-06 | 0.049872 | 0.049872 | 0.049872 | 0.99305 | -0.13303 | 0.99331 | -0.12794 | 13.7011
187 | 0.028389 | 0.007129 | -0.028371 | -0.0071181 | 1.7409e-05 | 1.081e-05 | 0.042543 | 0.042544 | 0.042544 | 0.99305 | -0.13303 | 0.99239 | -0.14589 | 11.6878
188 | -0.03716 | -0.0093303 | 0.037199 | 0.0093546 | 3.862e-05 | 2.4286e-05 | 0.055673 | 0.055673 | 0.055673 | 0.99331 | -0.12794 | 0.99444 | -0.10618 | 15.2948
189 | 0.02453 | 0.0061555 | -0.024518 | -0.0061479 | 1.2317e-05 | 7.5694e-06 | 0.036784 | 0.036784 | 0.036784 | 0.99239 | -0.14589 | 0.99184 | -0.15643 | 10.1055
190 | -0.039827 | -0.010013 | 0.03984 | 0.010021 | 1.2935e-05 | 8.1526e-06 | 0.059606 | 0.059606 | 0.059606 | 0.99444 | -0.10618 | 0.99479 | -0.099382 | 16.3752
191 | 0.020675 | 0.0051848 | -0.020674 | -0.0051839 | 1.5221e-06 | 9.1968e-07 | 0.031019 | 0.031019 | 0.031019 | 0.99184 | -0.15643 | 0.99176 | -0.15797 | 8.5218
192 | 0.017526 | 0.0043951 | -0.017521 | -0.0043918 | 5.647e-06 | 3.3332e-06 | 0.026297 | 0.026297 | 0.026297 | 0.99176 | -0.15797 | 0.99141 | -0.16473 | 7.2245
193 | 0.012177 | 0.0030524 | -0.012175 | -0.0030515 | 1.7893e-06 | 9.6098e-07 | 0.018276 | 0.018276 | 0.018276 | 0.99141 | -0.16473 | 0.99125 | -0.16782 | 5.021
194 | -0.0095424 | -0.0023916 | 0.0095428 | 0.0023918 | 3.4885e-07 | 1.6483e-07 | 0.014325 | 0.014325 | 0.014325 | 0.99122 | -0.16858 | 0.99125 | -0.16782 | 3.9355
195 | 0.0080328 | 0.0020133 | -0.0080317 | -0.0020129 | 1.0396e-06 | 4.1963e-07 | 0.012059 | 0.012059 | 0.012059 | 0.99122 | -0.16858 | 0.99108 | -0.1713 | 3.3129
196 | 0.0065999 | 0.001654 | -0.0065995 | -0.0016539 | 3.7736e-07 | 1.0946e-07 | 0.0099092 | 0.0099092 | 0.0099092 | 0.99108 | -0.1713 | 0.99101 | -0.1725 | 2.7223
197 | 0.0021343 | 0.00053483 | -0.0021343 | -0.0005349 | 2.8133e-08 | -7.6114e-08 | 0.0032047 | 0.0032047 | 0.0032047 | 0.99101 | -0.1725 | 0.991 | -0.17278 | 0.88041
198 | -0.092278 | -0.02327 | 0.092341 | 0.023311 | 6.3056e-05 | 4.0244e-05 | 0.13884 | 0.13884 | 0.13884 | 0.98938 | -0.20329 | 0.99011 | -0.18903 | 38.142
199 | -0.092908 | -0.023453 | 0.093057 | 0.023548 | 0.00014924 | 9.525e-05 | 0.13969 | 0.13969 | 0.13969 | 0.99011 | -0.18903 | 0.99185 | -0.15555 | 38.376
200 | 0.12862 | 0.032798 | -0.12862 | -0.032796 | 4.3627e-06 | 2.7554e-06 | 0.19243 | 0.19243 | 0.19243 | 0.99563 | -0.083249 | 0.99559 | -0.083952 | 17.6222
201 | -0.22937 | -0.05828 | 0.22971 | 0.058499 | 0.00034334 | 0.00021882 | 0.34262 | 0.34262 | 0.34262 | 0.99697 | -0.057632 | 0.9986 | -0.026592 | 31.3754
202 | -0.23127 | -0.05889 | 0.23145 | 0.059003 | 0.00017695 | 0.00011278 | 0.34495 | 0.34495 | 0.34495 | 0.9986 | -0.026592 | 0.99943 | -0.010741 | 31.5887
203 | 0.12658 | 0.032285 | -0.12649 | -0.032227 | 9.1975e-05 | 5.8065e-05 | 0.18939 | 0.18939 | 0.18939 | 0.99559 | -0.083952 | 0.9948 | -0.099011 | 17.3434
204 | 0.12451 | 0.031731 | -0.12442 | -0.031671 | 9.58e-05 | 6.0454e-05 | 0.18643 | 0.18643 | 0.18643 | 0.9948 | -0.099011 | 0.99396 | -0.11497 | 17.0725
205 | 0.10722 | 0.027358 | -0.10715 | -0.027316 | 6.6844e-05 | 4.2422e-05 | 0.16069 | 0.16069 | 0.16069 | 0.99396 | -0.11497 | 0.99329 | -0.12788 | 22.0724
206 | 0.017197 | 0.0043129 | -0.017193 | -0.0043107 | 3.764e-06 | 2.2127e-06 | 0.025746 | 0.025746 | 0.025746 | 0.99396 | -0.11497 | 0.99373 | -0.11956 | 7.073
207 | 0.088661 | 0.022676 | -0.088523 | -0.022588 | 0.00013772 | 8.7875e-05 | 0.13298 | 0.13298 | 0.13298 | 0.99329 | -0.12788 | 0.9916 | -0.16003 | 36.534
208 | 0.018492 | 0.0046395 | -0.018481 | -0.0046334 | 1.0228e-05 | 6.0864e-06 | 0.027704 | 0.027704 | 0.027704 | 0.99329 | -0.12788 | 0.99269 | -0.13949 | 7.6109
209 | 0.015285 | 0.0038325 | -0.015285 | -0.0038321 | 7.282e-07 | 4.1803e-07 | 0.022889 | 0.022889 | 0.022889 | 0.99373 | -0.11956 | 0.99367 | -0.12056 | 6.2882
210 | 0.087428 | 0.022314 | -0.087195 | -0.022165 | 0.0002328 | 0.00014853 | 0.13134 | 0.13134 | 0.13134 | 0.9916 | -0.16003 | 0.98872 | -0.21531 | 36.0822
211 | 0.016732 | 0.0041951 | -0.016729 | -0.0041933 | 3.0755e-06 | 1.7998e-06 | 0.025082 | 0.025082 | 0.025082 | 0.99269 | -0.13949 | 0.99249 | -0.14335 | 6.8907
212 | 0.013552 | 0.0033979 | -0.013549 | -0.0033963 | 3.014e-06 | 1.6762e-06 | 0.020295 | 0.020295 | 0.020295 | 0.99367 | -0.12056 | 0.99343 | -0.12523 | 5.5755
213 | 0.081226 | 0.020669 | -0.081044 | -0.020553 | 0.00018188 | 0.00011599 | 0.12236 | 0.12236 | 0.12236 | 0.98872 | -0.21531 | 0.9863 | -0.26188 | 33.6144
214 | 0.0066937 | 0.0016774 | -0.0066931 | -0.0016772 | 6.4039e-07 | 1.9076e-07 | 0.010036 | 0.010036 | 0.010036 | 0.99249 | -0.14335 | 0.99238 | -0.14536 | 2.7571
215 | 0.010036 | 0.0025159 | -0.010034 | -0.0025152 | 1.3308e-06 | 6.4917e-07 | 0.015046 | 0.015047 | 0.015047 | 0.99249 | -0.14335 | 0.99234 | -0.14613 | 4.1337
216 | 0.011726 | 0.0029395 | -0.011726 | -0.002939 | 9.4577e-07 | 4.9946e-07 | 0.017565 | 0.017565 | 0.017565 | 0.99343 | -0.12523 | 0.99334 | -0.12692 | 4.8255
217 | -0.011287 | -0.0028281 | 0.011288 | 0.0028286 | 8.8665e-07 | 4.6912e-07 | 0.017271 | 0.017271 | 0.017271 | 0.9724 | -0.53338 | 0.97248 | -0.53173 | 4.7449
218 | 0.0095339 | 0.0023888 | -0.0095319 | -0.0023878 | 1.9716e-06 | 9.5546e-07 | 0.014589 | 0.014589 | 0.014589 | 0.9724 | -0.53338 | 0.97218 | -0.53772 | 4.008
219 | 0.0026033 | 0.00065164 | -0.0026031 | -0.0006519 | 1.7681e-07 | -2.5554e-07 | 0.0039831 | 0.0039832 | 0.0039832 | 0.97248 | -0.53173 | 0.97241 | -0.53316 | 1.0943
220 | 0.0095319 | 0.0023878 | -0.0095275 | -0.0023857 | 4.3882e-06 | 2.1271e-06 | 0.014589 | 0.014589 | 0.014589 | 0.97218 | -0.53772 | 0.97169 | -0.54739 | 4.0081
221 | 0.0020483 | 0.00051285 | -0.0020483 | -0.00051289 | 1.5373e-08 | -4.1933e-08 | 0.0031342 | 0.0031342 | 0.0031342 | 0.97241 | -0.53316 | 0.9724 | -0.53332 | 0.86104
222 | 0.0079944 | 0.0020017 | -0.0079937 | -0.0020014 | 6.8329e-07 | 2.8671e-07 | 0.012242 | 0.012242 | 0.012242 | 0.97169 | -0.54739 | 0.9716 | -0.54919 | 3.3631
223 | 0.0015332 | 0.00038404 | -0.0015331 | -0.00038424 | 3.7206e-08 | -1.9914e-07 | 0.0023478 | 0.0023478 | 0.0023478 | 0.97169 | -0.54739 | 0.97167 | -0.5479 | 0.64501
224 | 0.0014716 | 0.00036836 | -0.0014716 | -0.00036851 | 2.6011e-08 | -1.5305e-07 | 0.0022517 | 0.0022518 | 0.0022518 | 0.9724 | -0.53332 | 0.97238 | -0.53369 | 0.61862
225 | 0.0063288 | 0.0015844 | -0.0063281 | -0.0015841 | 7.1791e-07 | 2.0709e-07 | 0.009692 | 0.0096921 | 0.0096921 | 0.9716 | -0.54919 | 0.97148 | -0.55157 | 2.6627
226 | 0.0016648 | 0.00041702 | -0.0016648 | -0.00041724 | 4.8311e-08 | -2.145e-07 | 0.0025496 | 0.0025497 | 0.0025497 | 0.9716 | -0.54919 | 0.97157 | -0.5498 | 0.70047
227 | 0.0012568 | 0.00031477 | -0.0012568 | -0.00031497 | 2.487e-08 | -2.0568e-07 | 0.0019249 | 0.001925 | 0.001925 | 0.97148 | -0.55157 | 0.97146 | -0.55199 | 0.52885
228 | 0.0050713 | 0.0012694 | -0.0050711 | -0.0012694 | 2.53e-07 | 2.3464e-08 | 0.0077672 | 0.0077672 | 0.0077672 | 0.97148 | -0.55157 | 0.97143 | -0.55262 | 2.1339
229 | 0.003818 | 0.00095578 | -0.0038177 | -0.0009559 | 3.7873e-07 | -1.2317e-07 | 0.005848 | 0.0058481 | 0.0058481 | 0.97143 | -0.55262 | 0.97132 | -0.55471 | 1.6066
230 | 0.0012531 | 0.00031358 | -0.001253 | -0.00031403 | 5.4583e-08 | -4.5421e-07 | 0.0019192 | 0.0019194 | 0.0019194 | 0.97143 | -0.55262 | 0.97138 | -0.55354 | 0.52731
231 | 0.001396 | 0.00034973 | -0.001396 | -0.00034988 | 2.2397e-08 | -1.4729e-07 | 0.0021386 | 0.0021387 | 0.0021387 | 0.97132 | -0.55471 | 0.97131 | -0.55504 | 0.58755
232 | 0.0024216 | 0.00060618 | -0.0024215 | -0.00060645 | 1.5698e-07 | -2.7603e-07 | 0.0037095 | 0.0037097 | 0.0037097 | 0.97132 | -0.55471 | 0.97125 | -0.55607 | 1.0191
233 | 0.0012678 | 0.00031749 | -0.0012677 | -0.00031772 | 2.8163e-08 | -2.2836e-07 | 0.0019422 | 0.0019423 | 0.0019423 | 0.97125 | -0.55607 | 0.97123 | -0.55653 | 0.53359
234 | 0.0011537 | 0.00028896 | -0.0011537 | -0.00028914 | 1.8452e-08 | -1.8311e-07 | 0.0017675 | 0.0017675 | 0.0017675 | 0.97125 | -0.55607 | 0.97124 | -0.5564 | 0.48559
235 | 0.00089282 | 0.00022347 | -0.00089282 | -0.00022348 | 7.7542e-10 | -1.3247e-08 | 0.0013662 | 0.0013662 | 0.0013662 | 0.97238 | -0.53369 | 0.97238 | -0.53371 | 0.37532
236 | 0.0078634 | 0.0019708 | -0.0078621 | -0.0019702 | 1.3776e-06 | 5.4062e-07 | 0.011793 | 0.011794 | 0.011794 | 0.99216 | -0.14971 | 0.99197 | -0.15339 | 3.24
237 | -0.010033 | -0.0025144 | 0.010034 | 0.0025152 | 1.7127e-06 | 8.3558e-07 | 0.015047 | 0.015047 | 0.015047 | 0.99216 | -0.14971 | 0.99234 | -0.14613 | 4.1337
238 | 0.0062076 | 0.0015556 | -0.0062073 | -0.0015555 | 2.7471e-07 | 6.6754e-08 | 0.0093117 | 0.0093117 | 0.0093117 | 0.99197 | -0.15339 | 0.99192 | -0.15432 | 2.5582
239 | 0.0052033 | 0.0013038 | -0.0052029 | -0.0013038 | 3.4413e-07 | 2.547e-08 | 0.0078019 | 0.0078019 | 0.0078019 | 0.99238 | -0.14536 | 0.99231 | -0.14675 | 2.1434
240 | 0.0041672 | 0.0010442 | -0.0041672 | -0.0010442 | 6.7722e-09 | -1.6402e-09 | 0.0062488 | 0.0062488 | 0.0062488 | 0.99231 | -0.14675 | 0.99231 | -0.14678 | 1.7167
241 | 0.0049695 | 0.0012451 | -0.0049691 | -0.0012451 | 4.2978e-07 | 1.7438e-08 | 0.0075159 | 0.007516 | 0.007516 | 0.98386 | -0.30919 | 0.98376 | -0.31101 | 2.0648
242 | -0.07098 | -0.017973 | 0.071039 | 0.018011 | 5.9372e-05 | 3.7823e-05 | 0.10738 | 0.10738 | 0.10738 | 0.98419 | -0.30278 | 0.98508 | -0.28537 | 29.5007
243 | 0.0029818 | 0.00074699 | -0.0029816 | -0.00074718 | 1.885e-07 | -1.931e-07 | 0.0045101 | 0.0045102 | 0.0045102 | 0.98376 | -0.31101 | 0.9837 | -0.31234 | 1.2391
244 | -0.078493 | -0.019879 | 0.078581 | 0.019936 | 8.8675e-05 | 5.6538e-05 | 0.11864 | 0.11864 | 0.11864 | 0.98508 | -0.28537 | 0.9863 | -0.26188 | 32.5937
245 | 0.0074534 | 0.0018681 | -0.007452 | -0.0018676 | 1.3543e-06 | 5.0413e-07 | 0.011259 | 0.011259 | 0.011259 | 0.98508 | -0.28537 | 0.98489 | -0.28919 | 3.0931
246 | 0.0010487 | 0.00026276 | -0.0010487 | -0.00026284 | 5.8288e-09 | -7.4677e-08 | 0.0015864 | 0.0015864 | 0.0015864 | 0.9837 | -0.31234 | 0.98369 | -0.31245 | 0.43582
247 | 0.0051011 | 0.0012784 | -0.005101 | -0.0012784 | 6.3206e-08 | 4.341e-09 | 0.007707 | 0.007707 | 0.007707 | 0.98489 | -0.28919 | 0.98488 | -0.28945 | 2.1173
248 | -0.010436 | -0.0026154 | 0.010437 | 0.0026161 | 1.4376e-06 | 7.1708e-07 | 0.015635 | 0.015635 | 0.015635 | 0.9932 | -0.12981 | 0.99334 | -0.12692 | 4.2953
249 | 0.0085246 | 0.0021364 | -0.0085241 | -0.0021362 | 5.3336e-07 | 2.2851e-07 | 0.012772 | 0.012772 | 0.012772 | 0.9932 | -0.12981 | 0.99313 | -0.13113 | 3.5087
250 | 0.0072904 | 0.001827 | -0.0072898 | -0.0018268 | 5.5341e-07 | 1.9415e-07 | 0.010923 | 0.010923 | 0.010923 | 0.99313 | -0.13113 | 0.99305 | -0.13272 | 3.0009
251 | 0.0062903 | 0.0015763 | -0.00629 | -0.0015762 | 3.4738e-07 | 8.7435e-08 | 0.0094256 | 0.0094256 | 0.0094256 | 0.99305 | -0.13272 | 0.99299 | -0.13388 | 2.5895
252 | 0.0034882 | 0.00087401 | -0.0034882 | -0.00087405 | 7.2686e-08 | -4.5245e-08 | 0.0052271 | 0.0052272 | 0.0052272 | 0.99299 | -0.13388 | 0.99296 | -0.13432 | 1.436
253 | 0.0023859 | 0.0005978 | -0.0023859 | -0.00059783 | 1.762e-08 | -3.6269e-08 | 0.0035754 | 0.0035754 | 0.0035754 | 0.99296 | -0.13432 | 0.99295 | -0.13447 | 0.98225
254 | 0.0035111 | 0.00087977 | -0.003511 | -0.00087982 | 9.056e-08 | -5.4582e-08 | 0.0052649 | 0.005265 | 0.005265 | 0.99231 | -0.14678 | 0.99228 | -0.14732 | 1.4464
255 | 0.002239 | 0.00056103 | -0.002239 | -0.00056114 | 4.2026e-08 | -1.0152e-07 | 0.0033575 | 0.0033576 | 0.0033576 | 0.99228 | -0.14732 | 0.99226 | -0.14771 | 0.92241
256 | -0.002225 | -0.00055765 | 0.0022251 | 0.00055737 | 1.1536e-07 | -2.7746e-07 | 0.00335 | 0.0033499 | 0.00335 | 0.98832 | -0.22477 | 0.98837 | -0.22368 | 0.92034
257 | -0.0036935 | -0.00092538 | 0.0036938 | 0.00092524 | 2.9466e-07 | -1.3714e-07 | 0.0055606 | 0.0055605 | 0.0055606 | 0.98837 | -0.22368 | 0.98846 | -0.22201 | 1.5276
258 | -0.0057675 | -0.001445 | 0.0057692 | 0.0014453 | 1.6025e-06 | 2.987e-07 | 0.0086822 | 0.008682 | 0.0086822 | 0.98846 | -0.22201 | 0.98876 | -0.21617 | 2.3852
259 | -0.0069488 | -0.0017409 | 0.0069497 | 0.0017412 | 8.7831e-07 | 2.8737e-07 | 0.010457 | 0.010457 | 0.010457 | 0.98876 | -0.21617 | 0.98889 | -0.21352 | 2.8729
260 | -0.0069497 | -0.0017412 | 0.0069521 | 0.001742 | 2.3606e-06 | 7.7196e-07 | 0.010457 | 0.010457 | 0.010457 | 0.98889 | -0.21352 | 0.98926 | -0.20639 | 2.8729
261 | -0.0089441 | -0.0022412 | 0.0089454 | 0.0022418 | 1.3044e-06 | 5.8802e-07 | 0.013453 | 0.013453 | 0.013453 | 0.98926 | -0.20639 | 0.98942 | -0.20333 | 3.6959
262 | -0.0089454 | -0.0022418 | 0.0089461 | 0.0022421 | 7.3135e-07 | 3.2966e-07 | 0.013453 | 0.013453 | 0.013453 | 0.98942 | -0.20333 | 0.98951 | -0.20161 | 3.6959
263 | 0.0047154 | 0.0011814 | -0.0047151 | -0.0011814 | 3.6676e-07 | -1.5291e-08 | 0.0070896 | 0.0070897 | 0.0070897 | 0.98969 | -0.19805 | 0.98961 | -0.19969 | 1.9477
264 | 0.01166 | 0.0029228 | -0.011659 | -0.0029221 | 1.403e-06 | 7.4153e-07 | 0.017531 | 0.017531 | 0.017531 | 0.98969 | -0.19805 | 0.98956 | -0.20058 | 4.8163
265 | 0.0029857 | 0.00074801 | -0.0029855 | -0.00074823 | 2.0951e-07 | -2.2203e-07 | 0.0044894 | 0.0044895 | 0.0044895 | 0.98961 | -0.19969 | 0.98953 | -0.20116 | 1.2334
266 | 0.009504 | 0.0023821 | -0.0095035 | -0.0023818 | 4.6784e-07 | 2.2095e-07 | 0.014291 | 0.014291 | 0.014291 | 0.98956 | -0.20058 | 0.98951 | -0.20161 | 3.9262
267 | 0.0012829 | 0.00032151 | -0.0012829 | -0.00032152 | 1.1544e-09 | -9.8868e-09 | 0.0019291 | 0.0019291 | 0.0019291 | 0.98953 | -0.20116 | 0.98953 | -0.20118 | 0.52998
268 | 0.0017374 | 0.00043531 | -0.0017374 | -0.00043538 | 1.7319e-08 | -7.7042e-08 | 0.0026036 | 0.0026036 | 0.0026036 | 0.99295 | -0.13447 | 0.99294 | -0.13468 | 0.71527
269 | 0.0010313 | 0.00025841 | -0.0010313 | -0.00025846 | 3.2128e-09 | -4.4343e-08 | 0.0015454 | 0.0015454 | 0.0015454 | 0.99294 | -0.13468 | 0.99294 | -0.13475 | 0.42457
270 | 0.002814 | 0.00070523 | -0.002814 | -0.00070525 | 1.0804e-08 | -1.3368e-08 | 0.0042515 | 0.0042515 | 0.0042515 | 0.98488 | -0.28945 | 0.98487 | -0.28953 | 1.168
271 | 0.00048255 | 0.00012066 | -0.00048255 | -0.00012094 | 4.6826e-09 | -2.811e-07 | 0.00073834 | 0.00073844 | 0.00073844 | 0.97238 | -0.53371 | 0.97237 | -0.53391 | 0.20287

## res_trafo
| p_hv_mw | q_hv_mvar | p_lv_mw | q_lv_mvar | pl_mw | ql_mvar | i_hv_ka | i_lv_ka | vm_hv_pu | va_hv_degree | vm_lv_pu | va_lv_degree | loading_percent
0 | -1.2729e-15 | -1.3162e-15 | 0.00165 | 1.2699e-07 | 0.00165 | 1.2699e-07 | 5.2857e-17 | 0.0023815 | 0.99998 | 149.9956 | 1 | 0 | 0.2619

## res_ext_grid
| p_mw | q_mvar
0 | 0.5629 | 0.14313

## res_load
| p_mw | q_mvar
0 | 0.0025592 | 0.00064138
1 | 0.0034827 | 0.00087283
2 | 0.0055673 | 0.0013953
3 | 0.0043184 | 0.0010823
4 | 0.0024203 | 0.00060658
5 | 0.0024367 | 0.00061069
6 | 0.0020619 | 0.00051676
7 | 0.0021034 | 0.00052716
8 | 0.0030214 | 0.00075724
9 | 0.0033229 | 0.00083281
10 | 0.0023958 | 0.00060045
11 | 0.0019304 | 0.0004838
12 | 0.0023608 | 0.00059167
13 | 0.0042008 | 0.0010528
14 | 0.0026965 | 0.00067581
15 | 0.0029556 | 0.00074075
16 | 0.0039367 | 0.00098663
17 | 0.0027746 | 0.00069539
18 | 0.0029304 | 0.00073443
19 | 0.0015843 | 0.00039706
20 | 0.0024234 | 0.00060735
21 | 0.0016927 | 0.00042424
22 | 0.0023765 | 0.00059561
23 | 0.0030468 | 0.00076361
24 | 0.0031766 | 0.00079614
25 | 0.0020135 | 0.00050462
26 | 0.0025085 | 0.00062868
27 | 0.002444 | 0.00061253
28 | 0.0023272 | 0.00058326
29 | 0.0033484 | 0.00083918
30 | 0.0010168 | 0.00025484
31 | 0.0024358 | 0.00061048
32 | 0.0011626 | 0.00029138
33 | 0.0010242 | 0.00025668
34 | 0.0014339 | 0.00035938
35 | 0.0024716 | 0.00061943
36 | 0.0014339 | 0.00035937
37 | 0.0014938 | 0.00037438
38 | 0.0014943 | 0.00037451
39 | 0.0014337 | 0.00035933
40 | 0.0014938 | 0.00037438
41 | 0.0021311 | 0.00053411
42 | 0.0014339 | 0.00035938
43 | 0.0020314 | 0.00050911
44 | 0.0019901 | 0.00049878
45 | 0.0014932 | 0.00037422
46 | 0.001493 | 0.00037417
47 | 0.029655 | 0.0074322
48 | 0.012312 | 0.0030856
49 | 0.0091361 | 0.0022897
50 | 0.0043663 | 0.0010943
51 | 0.021402 | 0.0053638
52 | 0.0043401 | 0.0010877
53 | 0.0029854 | 0.00074822
54 | 0.0047467 | 0.0011896
55 | 0.0020598 | 0.00051622
56 | 0.0018621 | 0.00046667
57 | 0.002091 | 0.00052405
58 | 0.0022895 | 0.00057379
59 | 0.0023245 | 0.00058257
60 | 0.0014936 | 0.00037433
61 | 0.0018079 | 0.0004531
62 | 0.0017966 | 0.00045026
63 | 0.0026695 | 0.00066903
64 | 0.001128 | 0.00028269
65 | 0.0015999 | 0.00040097
66 | 0.0026795 | 0.00067154
67 | 0.001299 | 0.00032555
68 | 0.0024634 | 0.00061738
69 | 0.0012823 | 0.00032138
70 | 0.001992 | 0.00049925
71 | 0.0023427 | 0.00058714
72 | 0.0014768 | 0.00037012
73 | 0.0016247 | 0.0004072
74 | 0.0020182 | 0.00050581
75 | 0.0032252 | 0.00080832
76 | 0.0013372 | 0.00033513
77 | 0.001259 | 0.00031553
78 | 0.0017001 | 0.00042609
79 | 0.00088201 | 0.00022105
80 | 0.0028991 | 0.00072658
81 | 0.0024836 | 0.00062244
82 | 0.0010138 | 0.00025408
83 | 0.001549 | 0.00038823
84 | 0.0018841 | 0.0004722
85 | 0.0015882 | 0.00039805
86 | 0.0015784 | 0.00039558
87 | 0.0023374 | 0.0005858
88 | 0.0016639 | 0.000417
89 | 0.0028145 | 0.00070538
90 | 0.0050774 | 0.0012725
91 | 0.0024826 | 0.00062219
92 | 0.0034028 | 0.00085281
93 | 0.0017707 | 0.00044379
94 | 0.0012938 | 0.00032427
95 | 0.0010762 | 0.00026973
96 | 0.0015197 | 0.00038088
97 | 0.00137 | 0.00034334
98 | 0.001899 | 0.00047593
99 | 0.0017867 | 0.0004478
100 | 0.0027204 | 0.0006818
101 | 0.0016961 | 0.00042508
102 | 0.0026674 | 0.00066851
103 | 0.0020506 | 0.00051393
104 | 0.0017686 | 0.00044324
105 | 0.0023616 | 0.00059188
106 | 0.0066811 | 0.0016745
107 | 0.0026166 | 0.00065578
108 | 0.0017677 | 0.00044303
109 | 0.0021219 | 0.0005318
110 | 0.0040123 | 0.0010056
111 | 0.0016126 | 0.00040417
112 | 0.0025278 | 0.00063353
113 | 0.0057004 | 0.0014287
114 | 0.0012092 | 0.00030306
115 | 0.0030238 | 0.00075784
116 | 0.0023985 | 0.00060112
117 | 0.0032002 | 0.00080205
118 | 0.0020146 | 0.0005049
119 | 0.001583 | 0.00039675
120 | 0.001297 | 0.00032506
121 | 0.001381 | 0.00034611
122 | 0.0010687 | 0.00026785
123 | 0.0019953 | 0.00050008
124 | 0.0038157 | 0.00095631
125 | 0.0014545 | 0.00036454
126 | 0.0023464 | 0.00058807
127 | 0.0046388 | 0.0011626
128 | 0.0014585 | 0.00036552
129 | 0.0010782 | 0.00027021
130 | 0.0024 | 0.00060149
131 | 0.0022125 | 0.00055451
132 | 0.0017294 | 0.00043342
133 | 0.0021887 | 0.00054854
134 | 0.0012449 | 0.00031199
135 | 0.0021422 | 0.00053688
136 | 0.0020658 | 0.00051774
137 | 0.0015114 | 0.00037879
138 | 0.0019722 | 0.00049428
139 | 0.0020485 | 0.0005134
140 | 0.0019721 | 0.00049425
141 | 0.001442 | 0.00036141
142 | 0.0016136 | 0.0004044
143 | 0.0024241 | 0.00060753
144 | 0.0012245 | 0.00030689
145 | 0.0015766 | 0.00039514
146 | 0.0025554 | 0.00064043
147 | 0.0017793 | 0.00044594
148 | 0.0022695 | 0.00056879
149 | 0.0022784 | 0.00057102
150 | 0.0020414 | 0.00051162
151 | 0.0048909 | 0.0012258
152 | 0.0038723 | 0.00097049
153 | 0.0038412 | 0.00096269
154 | 0.0026285 | 0.00065876
155 | 0.0038426 | 0.00096306
156 | 0.0072498 | 0.001817
157 | 0.0031473 | 0.00078878
158 | 0.0053441 | 0.0013394
159 | 0.0015097 | 0.00037836
160 | 0.0026321 | 0.00065966
161 | 0.0014318 | 0.00035884
162 | 0.0044652 | 0.0011191
163 | 0.0021343 | 0.0005349
164 | 0.0029591 | 0.00074163
165 | 0.00056675 | 0.00014204
166 | 0.0016663 | 0.00041763
167 | 0.0011307 | 0.00028339
168 | 0.0015633 | 0.00039179
169 | 0.001067 | 0.00026743
170 | 0.0020376 | 0.00051067
171 | 0.0016255 | 0.0004074
172 | 0.0010646 | 0.00026682
173 | 0.0019776 | 0.00049562
174 | 0.0019078 | 0.00047814
175 | 0.0010959 | 0.00027466
176 | 0.0017489 | 0.00043833
177 | 0.0017324 | 0.00043419
178 | 0.0059688 | 0.0014959
179 | 0.0018226 | 0.00045678
180 | 0.0017528 | 0.0004393
181 | 0.00055483 | 0.00013905
182 | 0.00057668 | 0.00014453
183 | 0.0015331 | 0.00038424
184 | 0.0016648 | 0.00041724
185 | 0.001253 | 0.00031403
186 | 0.001396 | 0.00034988
187 | 0.0012568 | 0.00031497
188 | 0.0011537 | 0.00028914
189 | 0.0012677 | 0.00031772
190 | 0.00057874 | 0.00014505
191 | 0.0021691 | 0.00054364
192 | 0.0016545 | 0.00041465
193 | 0.0013086 | 0.00032797
194 | 0.0014898 | 0.00037338
195 | 0.0010357 | 0.00025958
196 | 0.0025236 | 0.00063248
197 | 0.0026187 | 0.00065631
198 | 0.0019873 | 0.00049806
199 | 0.0019329 | 0.00048442
200 | 0.0024626 | 0.00061719
201 | 0.0023509 | 0.0005892
202 | 0.0019111 | 0.00047897
203 | 0.0012884 | 0.0003229
204 | 0.0012337 | 0.00030919
205 | 0.0009995 | 0.0002505
206 | 0.0028017 | 0.00070218
207 | 0.0011023 | 0.00027625
208 | 0.00065611 | 0.00016444
209 | 0.001272 | 0.00031879
210 | 0.002239 | 0.00056114
211 | 0.002225 | 0.00055765
212 | 0.0014684 | 0.00036801
213 | 0.0020737 | 0.00051973
214 | 0.0011797 | 0.00029566
215 | 0.001992 | 0.00049924
216 | 0.0017294 | 0.00043342
217 | 0.0021548 | 0.00054003
218 | 0.0017026 | 0.00042672
219 | 0.00055743 | 0.0001397
220 | 0.0012829 | 0.00032152
221 | 0.0010487 | 0.00026284
222 | 0.00064849 | 0.00016253
223 | 0.00070612 | 0.00017697
224 | 0.0010313 | 0.00025846
225 | 0.0022871 | 0.00057319
226 | 0.002814 | 0.00070525
227 | 0.00041027 | 0.00010282
228 | 0.00048255 | 0.00012094

## dtypes
| element | column | dtype
0 | bus | name | object
1 | bus | vn_kv | float64
2 | bus | type | object
3 | bus | zone | object
4 | bus | in_service | bool
5 | load | name | object
6 | load | bus | uint32
7 | load | p_mw | float64
8 | load | q_mvar | float64
9 | load | const_z_percent | float64
10 | load | const_i_percent | float64
11 | load | sn_mva | float64
12 | load | scaling | float64
13 | load | in_service | bool
14 | load | type | object
15 | ext_grid | name | object
16 | ext_grid | bus | uint32
17 | ext_grid | vm_pu | float64
18 | ext_grid | va_degree | float64
19 | ext_grid | slack_weight | float64
20 | ext_grid | in_service | bool
21 | line | name | object
22 | line | std_type | object
23 | line | from_bus | uint32
24 | line | to_bus | uint32
25 | line | length_km | float64
26 | line | r_ohm_per_km | float64
27 | line | x_ohm_per_km | float64
28 | line | c_nf_per_km | float64
29 | line | g_us_per_km | float64
30 | line | max_i_ka | float64
31 | line | df | float64
32 | line | parallel | uint32
33 | line | type | object
34 | line | in_service | bool
35 | trafo | name | object
36 | trafo | std_type | object
37 | trafo | hv_bus | uint32
38 | trafo | lv_bus | uint32
39 | trafo | sn_mva | float64
40 | trafo | vn_hv_kv | float64
41 | trafo | vn_lv_kv | float64
42 | trafo | vk_percent | float64
43 | trafo | vkr_percent | float64
44 | trafo | pfe_kw | float64
45 | trafo | i0_percent | float64
46 | trafo | shift_degree | float64
47 | trafo | tap_side | object
48 | trafo | tap_neutral | int32
49 | trafo | tap_min | int32
50 | trafo | tap_max | int32
51 | trafo | tap_step_percent | float64
52 | trafo | tap_step_degree | float64
53 | trafo | tap_pos | int32
54 | trafo | tap_phase_shifter | bool
55 | trafo | parallel | uint32
56 | trafo | df | float64
57 | trafo | in_service | bool
58 | line_geodata | coords | object
59 | bus_geodata | x | float64
60 | bus_geodata | y | float64
61 | bus_geodata | coords | object
62 | res_bus | vm_pu | float64
63 | res_bus | va_degree | float64
64 | res_bus | p_mw | float64
65 | res_bus | q_mvar | float64
66 | res_line | p_from_mw | float64
67 | res_line | q_from_mvar | float64
68 | res_line | p_to_mw | float64
69 | res_line | q_to_mvar | float64
70 | res_line | pl_mw | float64
71 | res_line | ql_mvar | float64
72 | res_line | i_from_ka | float64
73 | res_line | i_to_ka | float64
74 | res_line | i_ka | float64
75 | res_line | vm_from_pu | float64
76 | res_line | va_from_degree | float64
77 | res_line | vm_to_pu | float64
78 | res_line | va_to_degree | float64
79 | res_line | loading_percent | float64
80 | res_trafo | p_hv_mw | float64
81 | res_trafo | q_hv_mvar | float64
82 | res_trafo | p_lv_mw | float64
83 | res_trafo | q_lv_mvar | float64
84 | res_trafo | pl_mw | float64
85 | res_trafo | ql_mvar | float64
86 | res_trafo | i_hv_ka | float64
87 | res_trafo | i_lv_ka | float64
88 | res_trafo | vm_hv_pu | float64
89 | res_trafo | va_hv_degree | float64
90 | res_trafo | vm_lv_pu | float64
91 | res_trafo | va_lv_degree | float64
92 | res_trafo | loading_percent | float64
93 | res_ext_grid | p_mw | float64
94 | res_ext_grid | q_mvar | float64
95 | res_load | p_mw | float64
96 | res_load | q_mvar | float64

## parameters
| version | format_version | converged | OPF_converged | name | f_hz | sn_mva
0 | 2.14.6 | 2.14.0 | TRUE | FALSE |  | 50 | 1