## bus
| name | vn_kv | type | zone | in_service
0 | bus_LV_5554-1_1_4_node_10 | 0.4 | n |  | TRUE
1 | bus_LV_5554-1_1_4_node_224 | 0.4 | n |  | TRUE
2 | bus_LV_5554-1_1_4_node_11 | 0.4 | n |  | TRUE
3 | bus_LV_5554-1_1_4_node_110 | 0.4 | n |  | TRUE
4 | bus_LV_5554-1_1_4_node_24 | 0.4 | n |  | TRUE
5 | bus_LV_5554-1_1_4_node_162 | 0.4 | n |  | TRUE
6 | bus_LV_5554-1_1_4_node_158 | 0.4 | n |  | TRUE
7 | bus_LV_5554-1_1_4_node_80 | 0.4 | n |  | TRUE
8 | bus_LV_5554-1_1_4_node_219 | 0.4 | n |  | TRUE
9 | bus_LV_5554-1_1_4_node_77 | 0.4 | n |  | TRUE
10 | bus_LV_5554-1_1_4_node_83 | 0.4 | n |  | TRUE
11 | bus_LV_5554-1_1_4_node_94 | 0.4 | n |  | TRUE
12 | bus_LV_5554-1_1_4_node_89 | 0.4 | n |  | TRUE
13 | bus_LV_5554-1_1_4_node_65 | 0.4 | n |  | TRUE
14 | bus_LV_5554-1_1_4_node_111 | 0.4 | n |  | TRUE
15 | bus_LV_5554-1_1_4_node_62 | 0.4 | n |  | TRUE
16 | bus_LV_5554-1_1_4_node_64 | 0.4 | n |  | TRUE
17 | bus_LV_5554-1_1_4_node_167 | 0.4 | n |  | TRUE
18 | bus_LV_5554-1_1_4_node_61 | 0.4 | n |  | TRUE
19 | bus_LV_5554-1_1_4_node_168 | 0.4 | n |  | TRUE
20 | bus_LV_5554-1_1_4_node_60 | 0.4 | n |  | TRUE
21 | bus_LV_5554-1_1_4_node_100 | 0.4 | n |  | TRUE
22 | bus_LV_5554-1_1_4_node_97 | 0.4 | n |  | TRUE
23 | bus_LV_5554-1_1_4_node_67 | 0.4 | n |  | TRUE
24 | bus_LV_5554-1_1_4_node_130 | 0.4 | n |  | TRUE
25 | bus_LV_5554-1_1_4_node_169 | 0.4 | n |  | TRUE
26 | bus_LV_5554-1_1_4_node_222 | 0.4 | n |  | TRUE
27 | bus_LV_5554-1_1_4_node_156 | 0.4 | n |  | TRUE
28 | bus_LV_5554-1_1_4_node_25 | 0.4 | n |  | TRUE
29 | bus_LV_5554-1_1_4_node_26 | 0.4 | n |  | TRUE
30 | bus_LV_5554-1_1_4_node_27 | 0.4 | n |  | TRUE
31 | bus_LV_5554-1_1_4_node_28 | 0.4 | n |  | TRUE
32 | bus_LV_5554-1_1_4_node_29 | 0.4 | n |  | TRUE
33 | bus_LV_5554-1_1_4_node_30 | 0.4 | n |  | TRUE
34 | bus_LV_5554-1_1_4_node_50 | 0.4 | n |  | TRUE
35 | bus_LV_5554-1_1_4_node_47 | 0.4 | n |  | TRUE
36 | bus_LV_5554-1_1_4_node_210 | 0.4 | n |  | TRUE
37 | bus_LV_5554-1_1_4_node_209 | 0.4 | n |  | TRUE
38 | bus_LV_5554-1_1_4_node_48 | 0.4 | n |  | TRUE
39 | bus_LV_5554-1_1_4_node_31 | 0.4 | n |  | TRUE
40 | bus_LV_5554-1_1_4_node_32 | 0.4 | n |  | TRUE
41 | bus_LV_5554-1_1_4_node_33 | 0.4 | n |  | TRUE
42 | bus_LV_5554-1_1_4_node_34 | 0.4 | n |  | TRUE
43 | bus_LV_5554-1_1_4_node_35 | 0.4 | n |  | TRUE
44 | bus_LV_5554-1_1_4_node_36 | 0.4 | n |  | TRUE
45 | bus_LV_5554-1_1_4_node_37 | 0.4 | n |  | TRUE
46 | bus_LV_5554-1_1_4_node_38 | 0.4 | n |  | TRUE
47 | bus_LV_5554-1_1_4_node_39 | 0.4 | n |  | TRUE
48 | bus_LV_5554-1_1_4_node_57 | 0.4 | n |  | TRUE
49 | bus_LV_5554-1_1_4_node_52 | 0.4 | n |  | TRUE
50 | bus_LV_5554-1_1_4_node_191 | 0.4 | n |  | TRUE
51 | bus_LV_5554-1_1_4_node_223 | 0.4 | n |  | TRUE
52 | bus_LV_5554-1_1_4_node_54 | 0.4 | n |  | TRUE
53 | bus_LV_5554-1_1_4_node_53 | 0.4 | n |  | TRUE
54 | bus_LV_5554-1_1_4_node_51 | 0.4 | n |  | TRUE
55 | bus_LV_5554-1_1_4_node_193 | 0.4 | n |  | TRUE
56 | bus_LV_5554-1_1_4_node_190 | 0.4 | n |  | TRUE
57 | bus_LV_5554-1_1_4_node_44 | 0.4 | n |  | TRUE
58 | bus_LV_5554-1_1_4_node_98 | 0.4 | n |  | TRUE
59 | bus_LV_5554-1_1_4_node_45 | 0.4 | n |  | TRUE
60 | bus_LV_5554-1_1_4_node_106 | 0.4 | n |  | TRUE
61 | bus_LV_5554-1_1_4_node_104 | 0.4 | n |  | TRUE
62 | bus_LV_5554-1_1_4_node_99 | 0.4 | n |  | TRUE
63 | bus_LV_5554-1_1_4_node_105 | 0.4 | n |  | TRUE
64 | bus_LV_5554-1_1_4_node_49 | 0.4 | n |  | TRUE
65 | bus_LV_5554-1_1_4_node_55 | 0.4 | n |  | TRUE
66 | bus_LV_5554-1_1_4_node_58 | 0.4 | n |  | TRUE
67 | bus_LV_5554-1_1_4_node_212 | 0.4 | n |  | TRUE
68 | bus_LV_5554-1_1_4_node_119 | 0.4 | n |  | TRUE
69 | bus_LV_5554-1_1_4_node_66 | 0.4 | n |  | TRUE
70 | bus_LV_5554-1_1_4_node_128 | 0.4 | n |  | TRUE
71 | bus_LV_5554-1_1_4_node_96 | 0.4 | n |  | TRUE
72 | bus_LV_5554-1_1_4_node_102 | 0.4 | n |  | TRUE
73 | bus_LV_5554-1_1_4_node_101 | 0.4 | n |  | TRUE
74 | bus_LV_5554-1_1_4_node_71 | 0.4 | n |  | TRUE
75 | bus_LV_5554-1_1_4_node_108 | 0.4 | n |  | TRUE
76 | bus_LV_5554-1_1_4_node_107 | 0.4 | n |  | TRUE
77 | bus_LV_5554-1_1_4_node_129 | 0.4 | n |  | TRUE
78 | bus_LV_5554-1_1_4_node_91 | 0.4 | n |  | TRUE
79 | bus_LV_5554-1_1_4_node_68 | 0.4 | n |  | TRUE
80 | bus_LV_5554-1_1_4_node_69 | 0.4 | n |  | TRUE
81 | bus_LV_5554-1_1_4_node_70 | 0.4 | n |  | TRUE
82 | bus_LV_5554-1_1_4_node_72 | 0.4 | n |  | TRUE
83 | bus_LV_5554-1_1_4_node_73 | 0.4 | n |  | TRUE
84 | bus_LV_5554-1_1_4_node_74 | 0.4 | n |  | TRUE
85 | bus_LV_5554-1_1_4_node_75 | 0.4 | n |  | TRUE
86 | bus_LV_5554-1_1_4_node_76 | 0.4 | n |  | TRUE
87 | bus_LV_5554-1_1_4_node_79 | 0.4 | n |  | TRUE
88 | bus_LV_5554-1_1_4_node_85 | 0.4 | n |  | TRUE
89 | bus_LV_5554-1_1_4_node_81 | 0.4 | n |  | TRUE
90 | bus_LV_5554-1_1_4_node_176 | 0.4 | n |  | TRUE
91 | bus_LV_5554-1_1_4_node_181 | 0.4 | n |  | TRUE
92 | bus_LV_5554-1_1_4_node_88 | 0.4 | n |  | TRUE
93 | bus_LV_5554-1_1_4_node_220 | 0.4 | n |  | TRUE
94 | bus_LV_5554-1_1_4_node_183 | 0.4 | n |  | TRUE
95 | bus_LV_5554-1_1_4_node_173 | 0.4 | n |  | TRUE
96 | bus_LV_5554-1_1_4_node_182 | 0.4 | n |  | TRUE
97 | bus_LV_5554-1_1_4_node_87 | 0.4 | n |  | TRUE
98 | bus_LV_5554-1_1_4_node_90 | 0.4 | n |  | TRUE
99 | bus_LV_5554-1_1_4_node_86 | 0.4 | n |  | TRUE
100 | bus_LV_5554-1_1_4_node_93 | 0.4 | n |  | TRUE
101 | bus_LV_5554-1_1_4_node_92 | 0.4 | n |  | TRUE
102 | bus_LV_5554-1_1_4_node_127 | 0.4 | n |  | TRUE
103 | bus_LV_5554-1_1_4_node_121 | 0.4 | n |  | TRUE
104 | bus_LV_5554-1_1_4_node_124 | 0.4 | n |  | TRUE
105 | bus_LV_5554-1_1_4_node_122 | 0.4 | n |  | TRUE
106 | bus_LV_5554-1_1_4_node_123 | 0.4 | n |  | TRUE
107 | bus_LV_5554-1_1_4_node_103 | 0.4 | n |  | TRUE
108 | bus_LV_5554-1_1_4_node_109 | 0.4 | n |  | TRUE
109 | bus_LV_5554-1_1_4_node_112 | 0.4 | n |  | TRUE
110 | bus_LV_5554-1_1_4_node_113 | 0.4 | n |  | TRUE
111 | bus_LV_5554-1_1_4_node_114 | 0.4 | n |  | TRUE
112 | bus_LV_5554-1_1_4_node_115 | 0.4 | n |  | TRUE
113 | bus_LV_5554-1_1_4_node_116 | 0.4 | n |  | TRUE
114 | bus_LV_5554-1_1_4_node_117 | 0.4 | n |  | TRUE
115 | bus_LV_5554-1_1_4_node_118 | 0.4 | n |  | TRUE
116 | bus_LV_5554-1_1_4_node_120 | 0.4 | n |  | TRUE
117 | bus_LV_5554-1_1_4_node_155 | 0.4 | n |  | TRUE
118 | bus_LV_5554-1_1_4_node_151 | 0.4 | n |  | TRUE
119 | bus_LV_5554-1_1_4_node_197 | 0.4 | n |  | TRUE
120 | bus_LV_5554-1_1_4_node_194 | 0.4 | n |  | TRUE
121 | bus_LV_5554-1_1_4_node_188 | 0.4 | n |  | TRUE
122 | bus_LV_5554-1_1_4_node_153 | 0.4 | n |  | TRUE
123 | bus_LV_5554-1_1_4_node_149 | 0.4 | n |  | TRUE
124 | bus_LV_5554-1_1_4_node_199 | 0.4 | n |  | TRUE
125 | bus_LV_5554-1_1_4_node_195 | 0.4 | n |  | TRUE
126 | bus_LV_5554-1_1_4_node_125 | 0.4 | n |  | TRUE
127 | bus_LV_5554-1_1_4_node_126 | 0.4 | n |  | TRUE
128 | bus_LV_5554-1_1_4_node_215 | 0.4 | n |  | TRUE
129 | bus_LV_5554-1_1_4_node_184 | 0.4 | n |  | TRUE
130 | bus_LV_5554-1_1_4_node_145 | 0.4 | n |  | TRUE
131 | bus_LV_5554-1_1_4_node_185 | 0.4 | n |  | TRUE
132 | bus_LV_5554-1_1_4_node_131 | 0.4 | n |  | TRUE
133 | bus_LV_5554-1_1_4_node_136 | 0.4 | n |  | TRUE
134 | bus_LV_5554-1_1_4_node_147 | 0.4 | n |  | TRUE
135 | bus_LV_5554-1_1_4_node_133 | 0.4 | n |  | TRUE
136 | bus_LV_5554-1_1_4_node_132 | 0.4 | n |  | TRUE
137 | bus_LV_5554-1_1_4_node_134 | 0.4 | n |  | TRUE
138 | bus_LV_5554-1_1_4_node_135 | 0.4 | n |  | TRUE
139 | bus_LV_5554-1_1_4_node_137 | 0.4 | n |  | TRUE
140 | bus_LV_5554-1_1_4_node_141 | 0.4 | n |  | TRUE
141 | bus_LV_5554-1_1_4_node_216 | 0.4 | n |  | TRUE
142 | bus_LV_5554-1_1_4_node_146 | 0.4 | n |  | TRUE
143 | bus_LV_5554-1_1_4_node_139 | 0.4 | n |  | TRUE
144 | bus_LV_5554-1_1_4_node_138 | 0.4 | n |  | TRUE
145 | bus_LV_5554-1_1_4_node_140 | 0.4 | n |  | TRUE
146 | bus_LV_5554-1_1_4_node_142 | 0.4 | n |  | TRUE
147 | bus_LV_5554-1_1_4_node_143 | 0.4 | n |  | TRUE
148 | bus_LV_5554-1_1_4_node_144 | 0.4 | n |  | TRUE
149 | bus_LV_5554-1_1_4_node_211 | 0.4 | n |  | TRUE
150 | bus_LV_5554-1_1_4_node_217 | 0.4 | n |  | TRUE
151 | bus_LV_5554-1_1_4_node_148 | 0.4 | n |  | TRUE
152 | bus_LV_5554-1_1_4_node_150 | 0.4 | n |  | TRUE
153 | bus_LV_5554-1_1_4_node_152 | 0.4 | n |  | TRUE
154 | bus_LV_5554-1_1_4_node_154 | 0.4 | n |  | TRUE
155 | bus_LV_5554-1_1_4_node_178 | 0.4 | n |  | TRUE
156 | bus_LV_5554-1_1_4_node_174 | 0.4 | n |  | TRUE
157 | bus_LV_5554-1_1_4_node_187 | 0.4 | n |  | TRUE
158 | bus_LV_5554-1_1_4_node_157 | 0.4 | n |  | TRUE
159 | bus_LV_5554-1_1_4_node_159 | 0.4 | n |  | TRUE
160 | bus_LV_5554-1_1_4_node_160 | 0.4 | n |  | TRUE
161 | bus_LV_5554-1_1_4_node_163 | 0.4 | n |  | TRUE
162 | bus_LV_5554-1_1_4_node_164 | 0.4 | n |  | TRUE
163 | bus_LV_5554-1_1_4_node_165 | 0.4 | n |  | TRUE
164 | bus_LV_5554-1_1_4_node_221 | 0.4 | n |  | TRUE
165 | bus_LV_5554-1_1_4_node_170 | 0.4 | n |  | TRUE
166 | bus_LV_5554-1_1_4_node_171 | 0.4 | n |  | TRUE
167 | bus_LV_5554-1_1_4_node_172 | 0.4 | n |  | TRUE
168 | bus_LV_5554-1_1_4_node_175 | 0.4 | n |  | TRUE
169 | bus_LV_5554-1_1_4_node_177 | 0.4 | n |  | TRUE
170 | bus_LV_5554-1_1_4_node_179 | 0.4 | n |  | TRUE
171 | bus_LV_5554-1_1_4_node_180 | 0.4 | n |  | TRUE
172 | bus_LV_5554-1_1_4_node_201 | 0.4 | n |  | TRUE
173 | bus_LV_5554-1_1_4_node_213 | 0.4 | n |  | TRUE
174 | bus_LV_5554-1_1_4_node_206 | 0.4 | n |  | TRUE
175 | bus_LV_5554-1_1_4_node_200 | 0.4 | n |  | TRUE
176 | bus_LV_5554-1_1_4_node_202 | 0.4 | n |  | TRUE
177 | bus_LV_5554-1_1_4_node_214 | 0.4 | n |  | TRUE
178 | bus_LV_5554-1_1_4_node_205 | 0.4 | n |  | TRUE
179 | bus_LV_5554-1_1_4_node_186 | 0.4 | n |  | TRUE
180 | bus_LV_5554-1_1_4_node_189 | 0.4 | n |  | TRUE
181 | bus_LV_5554-1_1_4_node_208 | 0.4 | n |  | TRUE
182 | bus_LV_5554-1_1_4_node_207 | 0.4 | n |  | TRUE
183 | bus_LV_5554-1_1_4_node_196 | 0.4 | n |  | TRUE
184 | bus_LV_5554-1_1_4_node_198 | 0.4 | n |  | TRUE
185 | bus_LV_5554-1_1_4_node_203 | 0.4 | n |  | TRUE
186 | bus_LV_5554-1_1_4_node_204 | 0.4 | n |  | TRUE
187 | bus_LV_5554-1_1_4_node_218 | 0.4 | n |  | TRUE
188 | bus_MV_316_0_node_174 | 20 | n |  | TRUE

## load
| name | bus | p_mw | q_mvar | const_z_percent | const_i_percent | sn_mva | scaling | in_service | type
0 | LV_5554-1_1_4_load_224 | 1 | 0.0001966 | 4.9272e-05 | 0 | 0 |  | 1 | TRUE | wye
1 | LV_5554-1_1_4_load_110 | 3 | 0.00032837 | 8.2298e-05 | 0 | 0 |  | 1 | TRUE | wye
2 | LV_5554-1_1_4_load_158 | 6 | 0.00067099 | 0.00016817 | 0 | 0 |  | 1 | TRUE | wye
3 | LV_5554-1_1_4_load_219 | 8 | 0.0015749 | 0.00039471 | 0 | 0 |  | 1 | TRUE | wye
4 | LV_5554-1_1_4_load_94 | 11 | 0.00059587 | 0.00014934 | 0 | 0 |  | 1 | TRUE | wye
5 | LV_5554-1_1_4_load_111 | 14 | 0.0012548 | 0.00031447 | 0 | 0 |  | 1 | TRUE | wye
6 | LV_5554-1_1_4_load_167 | 17 | 0.00046244 | 0.0001159 | 0 | 0 |  | 1 | TRUE | wye
7 | LV_5554-1_1_4_load_168 | 19 | 0.00039313 | 9.8528e-05 | 0 | 0 |  | 1 | TRUE | wye
8 | LV_5554-1_1_4_load_100 | 21 | 0.00025465 | 6.3821e-05 | 0 | 0 |  | 1 | TRUE | wye
9 | LV_5554-1_1_4_load_130 | 24 | 0.00024186 | 6.0616e-05 | 0 | 0 |  | 1 | TRUE | wye
10 | LV_5554-1_1_4_load_169 | 25 | 0.0014561 | 0.00036493 | 0 | 0 |  | 1 | TRUE | wye
11 | LV_5554-1_1_4_load_222 | 26 | 0.00060908 | 0.00015265 | 0 | 0 |  | 1 | TRUE | wye
12 | LV_5554-1_1_4_load_156 | 27 | 0.00022816 | 5.7182e-05 | 0 | 0 |  | 1 | TRUE | wye
13 | LV_5554-1_1_4_load_25 | 28 | 0.00098858 | 0.00024776 | 0 | 0 |  | 1 | TRUE | wye
14 | LV_5554-1_1_4_load_26 | 29 | 0.00084572 | 0.00021196 | 0 | 0 |  | 1 | TRUE | wye
15 | LV_5554-1_1_4_load_27 | 30 | 0.00062907 | 0.00015766 | 0 | 0 |  | 1 | TRUE | wye
16 | LV_5554-1_1_4_load_29 | 32 | 0.00062282 | 0.00015609 | 0 | 0 |  | 1 | TRUE | wye
17 | LV_5554-1_1_4_load_30 | 33 | 0.0013966 | 0.00035003 | 0 | 0 |  | 1 | TRUE | wye
18 | LV_5554-1_1_4_load_50 | 34 | 0.0014485 | 0.00036303 | 0 | 0 |  | 1 | TRUE | wye
19 | LV_5554-1_1_4_load_47 | 35 | 0.00096368 | 0.00024152 | 0 | 0 |  | 1 | TRUE | wye
20 | LV_5554-1_1_4_load_210 | 36 | 0.001513 | 0.00037919 | 0 | 0 |  | 1 | TRUE | wye
21 | LV_5554-1_1_4_load_209 | 37 | 0.00071696 | 0.00017969 | 0 | 0 |  | 1 | TRUE | wye
22 | LV_5554-1_1_4_load_31 | 39 | 0.0040567 | 0.0010167 | 0 | 0 |  | 1 | TRUE | wye
23 | LV_5554-1_1_4_load_32 | 40 | 0.0040577 | 0.001017 | 0 | 0 |  | 1 | TRUE | wye
24 | LV_5554-1_1_4_load_33 | 41 | 0.0016729 | 0.00041927 | 0 | 0 |  | 1 | TRUE | wye
25 | LV_5554-1_1_4_load_34 | 42 | 0.0016717 | 0.00041897 | 0 | 0 |  | 1 | TRUE | wye
26 | LV_5554-1_1_4_load_35 | 43 | 0.0016724 | 0.00041914 | 0 | 0 |  | 1 | TRUE | wye
27 | LV_5554-1_1_4_load_36 | 44 | 0.0065764 | 0.0016482 | 0 | 0 |  | 1 | TRUE | wye
28 | LV_5554-1_1_4_load_57 | 48 | 0.0025359 | 0.00063557 | 0 | 0 |  | 1 | TRUE | wye
29 | LV_5554-1_1_4_load_223 | 51 | 0.0030272 | 0.00075869 | 0 | 0 |  | 1 | TRUE | wye
30 | LV_5554-1_1_4_load_54 | 52 | 0.0014936 | 0.00037433 | 0 | 0 |  | 1 | TRUE | wye
31 | LV_5554-1_1_4_load_53 | 53 | 0.001718 | 0.00043057 | 0 | 0 |  | 1 | TRUE | wye
32 | LV_5554-1_1_4_load_51 | 54 | 0.0011779 | 0.00029521 | 0 | 0 |  | 1 | TRUE | wye
33 | LV_5554-1_1_4_load_193 | 55 | 0.0048175 | 0.0012074 | 0 | 0 |  | 1 | TRUE | wye
34 | LV_5554-1_1_4_load_106 | 60 | 0.00074083 | 0.00018567 | 0 | 0 |  | 1 | TRUE | wye
35 | LV_5554-1_1_4_load_104 | 61 | 0.00010132 | 2.5392e-05 | 0 | 0 |  | 1 | TRUE | wye
36 | LV_5554-1_1_4_load_105 | 63 | 0.00014218 | 3.5634e-05 | 0 | 0 |  | 1 | TRUE | wye
37 | LV_5554-1_1_4_load_55 | 65 | 0.00097817 | 0.00024515 | 0 | 0 |  | 1 | TRUE | wye
38 | LV_5554-1_1_4_load_58 | 66 | 0.00089684 | 0.00022477 | 0 | 0 |  | 1 | TRUE | wye
39 | LV_5554-1_1_4_load_212 | 67 | 0.0008438 | 0.00021148 | 0 | 0 |  | 1 | TRUE | wye
40 | LV_5554-1_1_4_load_119 | 68 | 0.0020955 | 0.00052517 | 0 | 0 |  | 1 | TRUE | wye
41 | LV_5554-1_1_4_load_66 | 69 | 0.0035026 | 0.00087784 | 0 | 0 |  | 1 | TRUE | wye
42 | LV_5554-1_1_4_load_96 | 71 | 0.0010857 | 0.00027211 | 0 | 0 |  | 1 | TRUE | wye
43 | LV_5554-1_1_4_load_102 | 72 | 0.00037049 | 9.2854e-05 | 0 | 0 |  | 1 | TRUE | wye
44 | LV_5554-1_1_4_load_101 | 73 | 0.00066704 | 0.00016718 | 0 | 0 |  | 1 | TRUE | wye
45 | LV_5554-1_1_4_load_71 | 74 | 0.00099937 | 0.00025047 | 0 | 0 |  | 1 | TRUE | wye
46 | LV_5554-1_1_4_load_108 | 75 | 0.00027329 | 6.8493e-05 | 0 | 0 |  | 1 | TRUE | wye
47 | LV_5554-1_1_4_load_107 | 76 | 0.00039794 | 9.9734e-05 | 0 | 0 |  | 1 | TRUE | wye
48 | LV_5554-1_1_4_load_129 | 77 | 0.0018663 | 0.00046773 | 0 | 0 |  | 1 | TRUE | wye
49 | LV_5554-1_1_4_load_91 | 78 | 0.00067369 | 0.00016884 | 0 | 0 |  | 1 | TRUE | wye
50 | LV_5554-1_1_4_load_68 | 79 | 0.0013281 | 0.00033286 | 0 | 0 |  | 1 | TRUE | wye
51 | LV_5554-1_1_4_load_69 | 80 | 0.0011754 | 0.00029459 | 0 | 0 |  | 1 | TRUE | wye
52 | LV_5554-1_1_4_load_72 | 82 | 0.00098283 | 0.00024632 | 0 | 0 |  | 1 | TRUE | wye
53 | LV_5554-1_1_4_load_74 | 84 | 0.004933 | 0.0012363 | 0 | 0 |  | 1 | TRUE | wye
54 | LV_5554-1_1_4_load_75 | 85 | 0.0017177 | 0.00043049 | 0 | 0 |  | 1 | TRUE | wye
55 | LV_5554-1_1_4_load_76 | 86 | 0.0010975 | 0.00027506 | 0 | 0 |  | 1 | TRUE | wye
56 | LV_5554-1_1_4_load_85 | 88 | 0.00076251 | 0.0001911 | 0 | 0 |  | 1 | TRUE | wye
57 | LV_5554-1_1_4_load_181 | 91 | 0.0032588 | 0.00081674 | 0 | 0 |  | 1 | TRUE | wye
58 | LV_5554-1_1_4_load_220 | 93 | 0.0025413 | 0.00063692 | 0 | 0 |  | 1 | TRUE | wye
59 | LV_5554-1_1_4_load_183 | 94 | 0.0058454 | 0.001465 | 0 | 0 |  | 1 | TRUE | wye
60 | LV_5554-1_1_4_load_182 | 96 | 0.00065164 | 0.00016332 | 0 | 0 |  | 1 | TRUE | wye
61 | LV_5554-1_1_4_load_87 | 97 | 0.00098761 | 0.00024752 | 0 | 0 |  | 1 | TRUE | wye
62 | LV_5554-1_1_4_load_86 | 99 | 0.0012274 | 0.00030763 | 0 | 0 |  | 1 | TRUE | wye
63 | LV_5554-1_1_4_load_93 | 100 | 0.0023603 | 0.00059156 | 0 | 0 |  | 1 | TRUE | wye
64 | LV_5554-1_1_4_load_92 | 101 | 0.0034568 | 0.00086636 | 0 | 0 |  | 1 | TRUE | wye
65 | LV_5554-1_1_4_load_127 | 102 | 0.0014042 | 0.00035192 | 0 | 0 |  | 1 | TRUE | wye
66 | LV_5554-1_1_4_load_124 | 104 | 0.0025627 | 0.00064227 | 0 | 0 |  | 1 | TRUE | wye
67 | LV_5554-1_1_4_load_123 | 106 | 0.0011252 | 0.00028201 | 0 | 0 |  | 1 | TRUE | wye
68 | LV_5554-1_1_4_load_103 | 107 | 0.00046179 | 0.00011573 | 0 | 0 |  | 1 | TRUE | wye
69 | LV_5554-1_1_4_load_109 | 108 | 9.7869e-05 | 2.4528e-05 | 0 | 0 |  | 1 | TRUE | wye
70 | LV_5554-1_1_4_load_112 | 109 | 0.0023843 | 0.00059756 | 0 | 0 |  | 1 | TRUE | wye
71 | LV_5554-1_1_4_load_113 | 110 | 0.00069331 | 0.00017376 | 0 | 0 |  | 1 | TRUE | wye
72 | LV_5554-1_1_4_load_115 | 112 | 0.0022949 | 0.00057515 | 0 | 0 |  | 1 | TRUE | wye
73 | LV_5554-1_1_4_load_116 | 113 | 0.0022138 | 0.00055483 | 0 | 0 |  | 1 | TRUE | wye
74 | LV_5554-1_1_4_load_117 | 114 | 0.0017887 | 0.0004483 | 0 | 0 |  | 1 | TRUE | wye
75 | LV_5554-1_1_4_load_155 | 117 | 0.0026177 | 0.00065605 | 0 | 0 |  | 1 | TRUE | wye
76 | LV_5554-1_1_4_load_151 | 118 | 0.0069383 | 0.0017389 | 0 | 0 |  | 1 | TRUE | wye
77 | LV_5554-1_1_4_load_197 | 119 | 0.0007306 | 0.00018311 | 0 | 0 |  | 1 | TRUE | wye
78 | LV_5554-1_1_4_load_194 | 120 | 0.0014421 | 0.00036142 | 0 | 0 |  | 1 | TRUE | wye
79 | LV_5554-1_1_4_load_188 | 121 | 0.0028744 | 0.0007204 | 0 | 0 |  | 1 | TRUE | wye
80 | LV_5554-1_1_4_load_153 | 122 | 0.002675 | 0.00067042 | 0 | 0 |  | 1 | TRUE | wye
81 | LV_5554-1_1_4_load_149 | 123 | 0.0038243 | 0.00095847 | 0 | 0 |  | 1 | TRUE | wye
82 | LV_5554-1_1_4_load_199 | 124 | 0.0029876 | 0.00074877 | 0 | 0 |  | 1 | TRUE | wye
83 | LV_5554-1_1_4_load_195 | 125 | 0.0010754 | 0.00026951 | 0 | 0 |  | 1 | TRUE | wye
84 | LV_5554-1_1_4_load_125 | 126 | 0.0088063 | 0.0022071 | 0 | 0 |  | 1 | TRUE | wye
85 | LV_5554-1_1_4_load_126 | 127 | 0.0018664 | 0.00046776 | 0 | 0 |  | 1 | TRUE | wye
86 | LV_5554-1_1_4_load_215 | 128 | 0.0014312 | 0.00035868 | 0 | 0 |  | 1 | TRUE | wye
87 | LV_5554-1_1_4_load_184 | 129 | 0.0035552 | 0.00089102 | 0 | 0 |  | 1 | TRUE | wye
88 | LV_5554-1_1_4_load_145 | 130 | 0.0027777 | 0.00069615 | 0 | 0 |  | 1 | TRUE | wye
89 | LV_5554-1_1_4_load_185 | 131 | 0.00401 | 0.001005 | 0 | 0 |  | 1 | TRUE | wye
90 | LV_5554-1_1_4_load_136 | 133 | 0.0011281 | 0.00028272 | 0 | 0 |  | 1 | TRUE | wye
91 | LV_5554-1_1_4_load_133 | 135 | 0.0021046 | 0.00052746 | 0 | 0 |  | 1 | TRUE | wye
92 | LV_5554-1_1_4_load_132 | 136 | 0.0011976 | 0.00030016 | 0 | 0 |  | 1 | TRUE | wye
93 | LV_5554-1_1_4_load_134 | 137 | 0.00027001 | 6.767e-05 | 0 | 0 |  | 1 | TRUE | wye
94 | LV_5554-1_1_4_load_135 | 138 | 0.00020186 | 5.059e-05 | 0 | 0 |  | 1 | TRUE | wye
95 | LV_5554-1_1_4_load_137 | 139 | 0.0003929 | 9.847e-05 | 0 | 0 |  | 1 | TRUE | wye
96 | LV_5554-1_1_4_load_141 | 140 | 0.0016545 | 0.00041466 | 0 | 0 |  | 1 | TRUE | wye
97 | LV_5554-1_1_4_load_146 | 142 | 0.00089019 | 0.0002231 | 0 | 0 |  | 1 | TRUE | wye
98 | LV_5554-1_1_4_load_139 | 143 | 0.00202 | 0.00050626 | 0 | 0 |  | 1 | TRUE | wye
99 | LV_5554-1_1_4_load_138 | 144 | 0.00048412 | 0.00012133 | 0 | 0 |  | 1 | TRUE | wye
100 | LV_5554-1_1_4_load_140 | 145 | 0.00036107 | 9.0493e-05 | 0 | 0 |  | 1 | TRUE | wye
101 | LV_5554-1_1_4_load_143 | 147 | 0.0012628 | 0.0003165 | 0 | 0 |  | 1 | TRUE | wye
102 | LV_5554-1_1_4_load_144 | 148 | 0.0013126 | 0.00032898 | 0 | 0 |  | 1 | TRUE | wye
103 | LV_5554-1_1_4_load_211 | 149 | 0.00049482 | 0.00012401 | 0 | 0 |  | 1 | TRUE | wye
104 | LV_5554-1_1_4_load_217 | 150 | 0.0010616 | 0.00026606 | 0 | 0 |  | 1 | TRUE | wye
105 | LV_5554-1_1_4_load_148 | 151 | 0.0033327 | 0.00083524 | 0 | 0 |  | 1 | TRUE | wye
106 | LV_5554-1_1_4_load_150 | 152 | 0.0038365 | 0.00096152 | 0 | 0 |  | 1 | TRUE | wye
107 | LV_5554-1_1_4_load_152 | 153 | 0.0034169 | 0.00085634 | 0 | 0 |  | 1 | TRUE | wye
108 | LV_5554-1_1_4_load_154 | 154 | 0.0028726 | 0.00071993 | 0 | 0 |  | 1 | TRUE | wye
109 | LV_5554-1_1_4_load_178 | 155 | 0.0031243 | 0.00078302 | 0 | 0 |  | 1 | TRUE | wye
110 | LV_5554-1_1_4_load_187 | 157 | 0.0020825 | 0.00052192 | 0 | 0 |  | 1 | TRUE | wye
111 | LV_5554-1_1_4_load_157 | 158 | 0.00036492 | 9.1459e-05 | 0 | 0 |  | 1 | TRUE | wye
112 | LV_5554-1_1_4_load_159 | 159 | 0.00050063 | 0.00012547 | 0 | 0 |  | 1 | TRUE | wye
113 | LV_5554-1_1_4_load_160 | 160 | 0.0016972 | 0.00042536 | 0 | 0 |  | 1 | TRUE | wye
114 | LV_5554-1_1_4_load_163 | 161 | 0.00046689 | 0.00011701 | 0 | 0 |  | 1 | TRUE | wye
115 | LV_5554-1_1_4_load_164 | 162 | 0.0020915 | 0.00052418 | 0 | 0 |  | 1 | TRUE | wye
116 | LV_5554-1_1_4_load_165 | 163 | 0.0042738 | 0.0010711 | 0 | 0 |  | 1 | TRUE | wye
117 | LV_5554-1_1_4_load_170 | 165 | 0.0014603 | 0.000366 | 0 | 0 |  | 1 | TRUE | wye
118 | LV_5554-1_1_4_load_171 | 166 | 0.0019834 | 0.00049707 | 0 | 0 |  | 1 | TRUE | wye
119 | LV_5554-1_1_4_load_175 | 168 | 0.00078634 | 0.00019708 | 0 | 0 |  | 1 | TRUE | wye
120 | LV_5554-1_1_4_load_177 | 169 | 0.0010093 | 0.00025296 | 0 | 0 |  | 1 | TRUE | wye
121 | LV_5554-1_1_4_load_179 | 170 | 0.012193 | 0.0030559 | 0 | 0 |  | 1 | TRUE | wye
122 | LV_5554-1_1_4_load_180 | 171 | 0.0015591 | 0.00039075 | 0 | 0 |  | 1 | TRUE | wye
123 | LV_5554-1_1_4_load_201 | 172 | 0.0017322 | 0.00043414 | 0 | 0 |  | 1 | TRUE | wye
124 | LV_5554-1_1_4_load_213 | 173 | 0.0089242 | 0.0022366 | 0 | 0 |  | 1 | TRUE | wye
125 | LV_5554-1_1_4_load_206 | 174 | 0.0004457 | 0.0001117 | 0 | 0 |  | 1 | TRUE | wye
126 | LV_5554-1_1_4_load_200 | 175 | 0.001958 | 0.00049073 | 0 | 0 |  | 1 | TRUE | wye
127 | LV_5554-1_1_4_load_202 | 176 | 0.00079368 | 0.00019891 | 0 | 0 |  | 1 | TRUE | wye
128 | LV_5554-1_1_4_load_214 | 177 | 0.010117 | 0.0025355 | 0 | 0 |  | 1 | TRUE | wye
129 | LV_5554-1_1_4_load_205 | 178 | 0.00044612 | 0.00011181 | 0 | 0 |  | 1 | TRUE | wye
130 | LV_5554-1_1_4_load_186 | 179 | 0.0066733 | 0.0016725 | 0 | 0 |  | 1 | TRUE | wye
131 | LV_5554-1_1_4_load_189 | 180 | 0.0026222 | 0.00065718 | 0 | 0 |  | 1 | TRUE | wye
132 | LV_5554-1_1_4_load_208 | 181 | 0.0011007 | 0.00027586 | 0 | 0 |  | 1 | TRUE | wye
133 | LV_5554-1_1_4_load_207 | 182 | 0.0015905 | 0.00039863 | 0 | 0 |  | 1 | TRUE | wye
134 | LV_5554-1_1_4_load_196 | 183 | 0.0015854 | 0.00039733 | 0 | 0 |  | 1 | TRUE | wye
135 | LV_5554-1_1_4_load_198 | 184 | 0.00045209 | 0.00011331 | 0 | 0 |  | 1 | TRUE | wye
136 | LV_5554-1_1_4_load_203 | 185 | 0.00069316 | 0.00017372 | 0 | 0 |  | 1 | TRUE | wye
137 | LV_5554-1_1_4_load_204 | 186 | 0.00082119 | 0.00020581 | 0 | 0 |  | 1 | TRUE | wye
138 | LV_5554-1_1_4_load_218 | 187 | 0.0024646 | 0.00061768 | 0 | 0 |  | 1 | TRUE | wye

## ext_grid
| name | bus | vm_pu | va_degree | slack_weight | in_service
0 |  | 184 | 1 | 0 | 1 | TRUE

## line
| name | std_type | from_bus | to_bus | length_km | r_ohm_per_km | x_ohm_per_km | c_nf_per_km | g_us_per_km | max_i_ka | df | parallel | type | in_service
0 | LV_5554-1_1_4_line_0 |  | 0 | 1 | 0.22336 | 0.125 | 0.08 | 261 | 0 | 0.364 | 1 | 1 | cs | TRUE
1 | LV_5554-1_1_4_line_1 |  | 0 | 2 | 0.16573 | 0.125 | 0.08 | 261 | 0 | 0.364 | 1 | 1 | cs | TRUE
2 | LV_5554-1_1_4_line_2 |  | 2 | 3 | 0.15428 | 0.125 | 0.08 | 261 | 0 | 0.364 | 1 | 1 | cs | TRUE
3 | LV_5554-1_1_4_line_3 |  | 3 | 14 | 0.033957 | 0.125 | 0.08 | 261 | 0 | 0.364 | 1 | 1 | cs | TRUE
4 | LV_5554-1_1_4_line_4 |  | 4 | 5 | 0.41966 | 0.125 | 0.08 | 261 | 0 | 0.364 | 1 | 1 | cs | TRUE
5 | LV_5554-1_1_4_line_5 |  | 4 | 6 | 0.28052 | 0.125 | 0.08 | 261 | 0 | 0.364 | 1 | 1 | cs | TRUE
6 | LV_5554-1_1_4_line_6 |  | 5 | 26 | 0.05868 | 0.125 | 0.08 | 261 | 0 | 0.364 | 1 | 1 | cs | TRUE
7 | LV_5554-1_1_4_line_7 |  | 6 | 27 | 0.021552 | 0.125 | 0.08 | 261 | 0 | 0.364 | 1 | 1 | cs | TRUE
8 | LV_5554-1_1_4_line_8 |  | 7 | 8 | 0.037997 | 0.125 | 0.08 | 261 | 0 | 0.364 | 1 | 1 | cs | TRUE
9 | LV_5554-1_1_4_line_9 |  | 7 | 9 | 0.11924 | 0.125 | 0.08 | 261 | 0 | 0.364 | 1 | 1 | cs | TRUE
10 | LV_5554-1_1_4_line_10 |  | 8 | 93 | 0.040118 | 0.125 | 0.08 | 261 | 0 | 0.364 | 1 | 1 | cs | TRUE
11 | LV_5554-1_1_4_line_11 |  | 9 | 87 | 0.077568 | 0.125 | 0.08 | 261 | 0 | 0.364 | 1 | 1 | cs | TRUE
12 | LV_5554-1_1_4_line_12 |  | 9 | 85 | 0.028796 | 0.125 | 0.08 | 261 | 0 | 0.364 | 1 | 1 | cs | TRUE
13 | LV_5554-1_1_4_line_13 |  | 10 | 11 | 0.012579 | 0.125 | 0.08 | 261 | 0 | 0.364 | 1 | 1 | cs | TRUE
14 | LV_5554-1_1_4_line_14 |  | 10 | 12 | 0.15718 | 0.125 | 0.08 | 261 | 0 | 0.364 | 1 | 1 | cs | TRUE
15 | LV_5554-1_1_4_line_15 |  | 12 | 78 | 0.040784 | 0.125 | 0.08 | 261 | 0 | 0.364 | 1 | 1 | cs | TRUE
16 | LV_5554-1_1_4_line_16 |  | 12 | 97 | 0.038306 | 0.125 | 0.08 | 261 | 0 | 0.364 | 1 | 1 | cs | TRUE
17 | LV_5554-1_1_4_line_17 |  | 13 | 14 | 0.076637 | 0.125 | 0.08 | 261 | 0 | 0.364 | 1 | 1 | cs | TRUE
18 | LV_5554-1_1_4_line_18 |  | 13 | 15 | 0.35614 | 0.125 | 0.08 | 261 | 0 | 0.364 | 1 | 4 | cs | TRUE
19 | LV_5554-1_1_4_line_19 |  | 13 | 16 | 0.95425 | 0.125 | 0.08 | 261 | 0 | 0.364 | 1 | 4 | cs | TRUE
20 | LV_5554-1_1_4_line_20 |  | 15 | 17 | 0.19454 | 0.125 | 0.08 | 261 | 0 | 0.364 | 1 | 4 | cs | TRUE
21 | LV_5554-1_1_4_line_21 |  | 16 | 21 | 0.038683 | 0.125 | 0.08 | 261 | 0 | 0.364 | 1 | 4 | cs | TRUE
22 | LV_5554-1_1_4_line_22 |  | 16 | 22 | 0.039221 | 0.125 | 0.08 | 261 | 0 | 0.364 | 1 | 1 | cs | TRUE
23 | LV_5554-1_1_4_line_23 |  | 17 | 19 | 0.058483 | 0.125 | 0.08 | 261 | 0 | 0.364 | 1 | 4 | cs | TRUE
24 | LV_5554-1_1_4_line_24 |  | 18 | 19 | 0.065632 | 0.125 | 0.08 | 261 | 0 | 0.364 | 1 | 4 | cs | TRUE
25 | LV_5554-1_1_4_line_25 |  | 18 | 20 | 0.18053 | 0.125 | 0.08 | 261 | 0 | 0.364 | 1 | 4 | cs | TRUE
26 | LV_5554-1_1_4_line_26 |  | 20 | 23 | 0.048346 | 0.125 | 0.08 | 261 | 0 | 0.364 | 1 | 4 | cs | TRUE
27 | LV_5554-1_1_4_line_27 |  | 20 | 25 | 0.13597 | 0.125 | 0.08 | 261 | 0 | 0.364 | 1 | 1 | cs | TRUE
28 | LV_5554-1_1_4_line_28 |  | 21 | 57 | 0.19803 | 0.125 | 0.08 | 261 | 0 | 0.364 | 1 | 4 | cs | TRUE
29 | LV_5554-1_1_4_line_29 |  | 22 | 71 | 0.014992 | 0.125 | 0.08 | 261 | 0 | 0.364 | 1 | 1 | cs | TRUE
30 | LV_5554-1_1_4_line_30 |  | 23 | 24 | 0.051492 | 0.125 | 0.08 | 261 | 0 | 0.364 | 1 | 4 | cs | TRUE
31 | LV_5554-1_1_4_line_31 |  | 24 | 70 | 0.070913 | 0.125 | 0.08 | 261 | 0 | 0.364 | 1 | 4 | cs | TRUE
32 | LV_5554-1_1_4_line_32 |  | 26 | 164 | 0.052517 | 0.125 | 0.08 | 261 | 0 | 0.364 | 1 | 1 | cs | TRUE
33 | LV_5554-1_1_4_line_33 |  | 27 | 158 | 0.017362 | 0.125 | 0.08 | 261 | 0 | 0.364 | 1 | 1 | cs | TRUE
34 | LV_5554-1_1_4_line_34 |  | 28 | 29 | 0.028963 | 0.125 | 0.08 | 261 | 0 | 0.364 | 1 | 1 | cs | TRUE
35 | LV_5554-1_1_4_line_35 |  | 28 | 30 | 0.00078545 | 0.125 | 0.08 | 261 | 0 | 0.364 | 1 | 1 | cs | TRUE
36 | LV_5554-1_1_4_line_36 |  | 29 | 31 | 0.016977 | 0.125 | 0.08 | 261 | 0 | 0.364 | 1 | 1 | cs | TRUE
37 | LV_5554-1_1_4_line_37 |  | 31 | 32 | 0.0028508 | 0.125 | 0.08 | 261 | 0 | 0.364 | 1 | 1 | cs | TRUE
38 | LV_5554-1_1_4_line_38 |  | 31 | 33 | 0.012779 | 0.125 | 0.08 | 261 | 0 | 0.364 | 1 | 1 | cs | TRUE
39 | LV_5554-1_1_4_line_39 |  | 32 | 34 | 0.033588 | 0.125 | 0.08 | 261 | 0 | 0.364 | 1 | 1 | cs | TRUE
40 | LV_5554-1_1_4_line_40 |  | 33 | 35 | 0.018301 | 0.125 | 0.08 | 261 | 0 | 0.364 | 1 | 1 | cs | TRUE
41 | LV_5554-1_1_4_line_41 |  | 34 | 36 | 0.014694 | 0.125 | 0.08 | 261 | 0 | 0.364 | 1 | 1 | cs | TRUE
42 | LV_5554-1_1_4_line_42 |  | 34 | 37 | 0.031571 | 0.125 | 0.08 | 261 | 0 | 0.364 | 1 | 1 | cs | TRUE
43 | LV_5554-1_1_4_line_43 |  | 35 | 38 | 0.010445 | 0.125 | 0.08 | 261 | 0 | 0.364 | 1 | 1 | cs | TRUE
44 | LV_5554-1_1_4_line_44 |  | 36 | 67 | 0.023876 | 0.125 | 0.08 | 261 | 0 | 0.364 | 1 | 1 | cs | TRUE
45 | LV_5554-1_1_4_line_45 |  | 37 | 68 | 0.01544 | 0.125 | 0.08 | 261 | 0 | 0.364 | 1 | 1 | cs | TRUE
46 | LV_5554-1_1_4_line_46 |  | 38 | 64 | 0.015695 | 0.125 | 0.08 | 261 | 0 | 0.364 | 1 | 1 | cs | TRUE
47 | LV_5554-1_1_4_line_47 |  | 39 | 40 | 0.021092 | 0.125 | 0.08 | 261 | 0 | 0.364 | 1 | 1 | cs | TRUE
48 | LV_5554-1_1_4_line_48 |  | 39 | 41 | 0.021553 | 0.125 | 0.08 | 261 | 0 | 0.364 | 1 | 1 | cs | TRUE
49 | LV_5554-1_1_4_line_49 |  | 41 | 42 | 0.021432 | 0.125 | 0.08 | 261 | 0 | 0.364 | 1 | 1 | cs | TRUE
50 | LV_5554-1_1_4_line_50 |  | 42 | 43 | 0.020853 | 0.125 | 0.08 | 261 | 0 | 0.364 | 1 | 1 | cs | TRUE
51 | LV_5554-1_1_4_line_51 |  | 43 | 44 | 0.021027 | 0.125 | 0.08 | 261 | 0 | 0.364 | 1 | 1 | cs | TRUE
52 | LV_5554-1_1_4_line_52 |  | 44 | 45 | 0.031535 | 0.125 | 0.08 | 261 | 0 | 0.364 | 1 | 1 | cs | TRUE
53 | LV_5554-1_1_4_line_53 |  | 45 | 46 | 0.044512 | 0.125 | 0.08 | 261 | 0 | 0.364 | 1 | 1 | cs | TRUE
54 | LV_5554-1_1_4_line_54 |  | 45 | 47 | 0.043964 | 0.125 | 0.08 | 261 | 0 | 0.364 | 1 | 1 | cs | TRUE
55 | LV_5554-1_1_4_line_55 |  | 46 | 48 | 0.023442 | 0.125 | 0.08 | 261 | 0 | 0.364 | 1 | 1 | cs | TRUE
56 | LV_5554-1_1_4_line_56 |  | 46 | 49 | 0.01479 | 0.125 | 0.08 | 261 | 0 | 0.364 | 1 | 1 | cs | TRUE
57 | LV_5554-1_1_4_line_57 |  | 47 | 50 | 0.035479 | 0.125 | 0.08 | 261 | 0 | 0.364 | 1 | 1 | cs | TRUE
58 | LV_5554-1_1_4_line_58 |  | 47 | 51 | 0.10693 | 0.125 | 0.08 | 261 | 0 | 0.364 | 1 | 1 | cs | TRUE
59 | LV_5554-1_1_4_line_59 |  | 48 | 52 | 0.0083656 | 0.125 | 0.08 | 261 | 0 | 0.364 | 1 | 1 | cs | TRUE
60 | LV_5554-1_1_4_line_60 |  | 49 | 53 | 0.072583 | 0.125 | 0.08 | 261 | 0 | 0.364 | 1 | 1 | cs | TRUE
61 | LV_5554-1_1_4_line_61 |  | 49 | 54 | 0.035998 | 0.125 | 0.08 | 261 | 0 | 0.364 | 1 | 1 | cs | TRUE
62 | LV_5554-1_1_4_line_62 |  | 50 | 55 | 0.047307 | 0.125 | 0.08 | 261 | 0 | 0.364 | 1 | 1 | cs | TRUE
63 | LV_5554-1_1_4_line_63 |  | 50 | 56 | 0.063591 | 0.125 | 0.08 | 261 | 0 | 0.364 | 1 | 1 | cs | TRUE
64 | LV_5554-1_1_4_line_64 |  | 54 | 64 | 0.015556 | 0.125 | 0.08 | 261 | 0 | 0.364 | 1 | 1 | cs | TRUE
65 | LV_5554-1_1_4_line_65 |  | 56 | 180 | 0.075905 | 0.125 | 0.08 | 261 | 0 | 0.364 | 1 | 1 | cs | TRUE
66 | LV_5554-1_1_4_line_66 |  | 57 | 58 | 0.21343 | 0.125 | 0.08 | 261 | 0 | 0.364 | 1 | 4 | cs | TRUE
67 | LV_5554-1_1_4_line_67 |  | 58 | 62 | 0.51855 | 0.125 | 0.08 | 261 | 0 | 0.364 | 1 | 4 | cs | TRUE
68 | LV_5554-1_1_4_line_68 |  | 58 | 60 | 0.18122 | 0.125 | 0.08 | 261 | 0 | 0.364 | 1 | 1 | cs | TRUE
69 | LV_5554-1_1_4_line_69 |  | 59 | 60 | 0.024317 | 0.125 | 0.08 | 261 | 0 | 0.364 | 1 | 1 | cs | TRUE
70 | LV_5554-1_1_4_line_70 |  | 59 | 61 | 0.012526 | 0.125 | 0.08 | 261 | 0 | 0.364 | 1 | 1 | cs | TRUE
71 | LV_5554-1_1_4_line_71 |  | 61 | 63 | 0.024832 | 0.125 | 0.08 | 261 | 0 | 0.364 | 1 | 1 | cs | TRUE
72 | LV_5554-1_1_4_line_72 |  | 62 | 72 | 0.020423 | 0.125 | 0.08 | 261 | 0 | 0.364 | 1 | 1 | cs | TRUE
73 | LV_5554-1_1_4_line_73 |  | 62 | 73 | 0.011648 | 0.125 | 0.08 | 261 | 0 | 0.364 | 1 | 1 | cs | TRUE
74 | LV_5554-1_1_4_line_74 |  | 62 | 74 | 1.4898 | 0.125 | 0.08 | 261 | 0 | 0.364 | 1 | 4 | cs | TRUE
75 | LV_5554-1_1_4_line_75 |  | 64 | 65 | 0.02189 | 0.125 | 0.08 | 261 | 0 | 0.364 | 1 | 1 | cs | TRUE
76 | LV_5554-1_1_4_line_76 |  | 65 | 66 | 0.0078078 | 0.125 | 0.08 | 261 | 0 | 0.364 | 1 | 1 | cs | TRUE
77 | LV_5554-1_1_4_line_77 |  | 68 | 113 | 0.012419 | 0.125 | 0.08 | 261 | 0 | 0.364 | 1 | 1 | cs | TRUE
78 | LV_5554-1_1_4_line_78 |  | 69 | 70 | 0.01683 | 0.125 | 0.08 | 261 | 0 | 0.364 | 1 | 1 | cs | TRUE
79 | LV_5554-1_1_4_line_79 |  | 70 | 77 | 0.021216 | 0.125 | 0.08 | 261 | 0 | 0.364 | 1 | 4 | cs | TRUE
80 | LV_5554-1_1_4_line_80 |  | 70 | 78 | 0.042977 | 0.125 | 0.08 | 261 | 0 | 0.364 | 1 | 1 | cs | TRUE
81 | LV_5554-1_1_4_line_81 |  | 72 | 107 | 0.021103 | 0.125 | 0.08 | 261 | 0 | 0.364 | 1 | 1 | cs | TRUE
82 | LV_5554-1_1_4_line_82 |  | 74 | 80 | 0.053991 | 0.125 | 0.08 | 261 | 0 | 0.364 | 1 | 4 | cs | TRUE
83 | LV_5554-1_1_4_line_83 |  | 75 | 76 | 0.012203 | 0.125 | 0.08 | 261 | 0 | 0.364 | 1 | 1 | cs | TRUE
84 | LV_5554-1_1_4_line_84 |  | 76 | 108 | 0.001263 | 0.125 | 0.08 | 261 | 0 | 0.364 | 1 | 1 | cs | TRUE
85 | LV_5554-1_1_4_line_85 |  | 77 | 132 | 0.026819 | 0.125 | 0.08 | 261 | 0 | 0.364 | 1 | 4 | cs | TRUE
86 | LV_5554-1_1_4_line_86 |  | 79 | 80 | 0.11326 | 0.125 | 0.08 | 261 | 0 | 0.364 | 1 | 4 | cs | TRUE
87 | LV_5554-1_1_4_line_87 |  | 79 | 81 | 0.031708 | 0.125 | 0.08 | 261 | 0 | 0.364 | 1 | 4 | cs | TRUE
88 | LV_5554-1_1_4_line_88 |  | 81 | 82 | 0.084037 | 0.125 | 0.08 | 261 | 0 | 0.364 | 1 | 1 | cs | TRUE
89 | LV_5554-1_1_4_line_89 |  | 81 | 83 | 0.088638 | 0.125 | 0.08 | 261 | 0 | 0.364 | 1 | 4 | cs | TRUE
90 | LV_5554-1_1_4_line_90 |  | 83 | 84 | 0.24408 | 0.125 | 0.08 | 261 | 0 | 0.364 | 1 | 3 | cs | TRUE
91 | LV_5554-1_1_4_line_91 |  | 85 | 86 | 0.03064 | 0.125 | 0.08 | 261 | 0 | 0.364 | 1 | 1 | cs | TRUE
92 | LV_5554-1_1_4_line_92 |  | 87 | 88 | 0.041642 | 0.125 | 0.08 | 261 | 0 | 0.364 | 1 | 1 | cs | TRUE
93 | LV_5554-1_1_4_line_93 |  | 88 | 92 | 0.041693 | 0.125 | 0.08 | 261 | 0 | 0.364 | 1 | 1 | cs | TRUE
94 | LV_5554-1_1_4_line_94 |  | 89 | 90 | 0.010858 | 0.125 | 0.08 | 261 | 0 | 0.364 | 1 | 1 | cs | TRUE
95 | LV_5554-1_1_4_line_95 |  | 89 | 91 | 0.019438 | 0.125 | 0.08 | 261 | 0 | 0.364 | 1 | 1 | cs | TRUE
96 | LV_5554-1_1_4_line_96 |  | 90 | 94 | 0.022603 | 0.125 | 0.08 | 261 | 0 | 0.364 | 1 | 1 | cs | TRUE
97 | LV_5554-1_1_4_line_97 |  | 90 | 95 | 0.015715 | 0.125 | 0.08 | 261 | 0 | 0.364 | 1 | 1 | cs | TRUE
98 | LV_5554-1_1_4_line_98 |  | 91 | 96 | 0.025135 | 0.125 | 0.08 | 261 | 0 | 0.364 | 1 | 1 | cs | TRUE
99 | LV_5554-1_1_4_line_99 |  | 92 | 98 | 0.13367 | 0.125 | 0.08 | 261 | 0 | 0.364 | 1 | 2 | cs | TRUE
100 | LV_5554-1_1_4_line_100 |  | 92 | 99 | 0.018773 | 0.125 | 0.08 | 261 | 0 | 0.364 | 1 | 1 | cs | TRUE
101 | LV_5554-1_1_4_line_101 |  | 93 | 164 | 0.10504 | 0.125 | 0.08 | 261 | 0 | 0.364 | 1 | 1 | cs | TRUE
102 | LV_5554-1_1_4_line_102 |  | 94 | 175 | 0.029487 | 0.125 | 0.08 | 261 | 0 | 0.364 | 1 | 1 | cs | TRUE
103 | LV_5554-1_1_4_line_103 |  | 95 | 169 | 0.011027 | 0.125 | 0.08 | 261 | 0 | 0.364 | 1 | 1 | cs | TRUE
104 | LV_5554-1_1_4_line_104 |  | 95 | 166 | 0.015763 | 0.125 | 0.08 | 261 | 0 | 0.364 | 1 | 1 | cs | TRUE
105 | LV_5554-1_1_4_line_105 |  | 98 | 100 | 0.015695 | 0.125 | 0.08 | 261 | 0 | 0.364 | 1 | 4 | cs | TRUE
106 | LV_5554-1_1_4_line_106 |  | 100 | 103 | 0.011963 | 0.125 | 0.08 | 261 | 0 | 0.364 | 1 | 4 | cs | TRUE
107 | LV_5554-1_1_4_line_107 |  | 101 | 102 | 0.0080424 | 0.125 | 0.08 | 261 | 0 | 0.364 | 1 | 1 | cs | TRUE
108 | LV_5554-1_1_4_line_108 |  | 102 | 104 | 0.0086418 | 0.125 | 0.08 | 261 | 0 | 0.364 | 1 | 1 | cs | TRUE
109 | LV_5554-1_1_4_line_109 |  | 103 | 105 | 0.010571 | 0.125 | 0.08 | 261 | 0 | 0.364 | 1 | 4 | cs | TRUE
110 | LV_5554-1_1_4_line_110 |  | 103 | 106 | 0.009497 | 0.125 | 0.08 | 261 | 0 | 0.364 | 1 | 4 | cs | TRUE
111 | LV_5554-1_1_4_line_111 |  | 104 | 105 | 0.01419 | 0.125 | 0.08 | 261 | 0 | 0.364 | 1 | 1 | cs | TRUE
112 | LV_5554-1_1_4_line_112 |  | 105 | 126 | 0.0068962 | 0.125 | 0.08 | 261 | 0 | 0.364 | 1 | 4 | cs | TRUE
113 | LV_5554-1_1_4_line_113 |  | 106 | 127 | 0.010021 | 0.125 | 0.08 | 261 | 0 | 0.364 | 1 | 4 | cs | TRUE
114 | LV_5554-1_1_4_line_114 |  | 107 | 108 | 0.0037837 | 0.125 | 0.08 | 261 | 0 | 0.364 | 1 | 1 | cs | TRUE
115 | LV_5554-1_1_4_line_115 |  | 109 | 110 | 0.0083074 | 0.125 | 0.08 | 261 | 0 | 0.364 | 1 | 4 | cs | TRUE
116 | LV_5554-1_1_4_line_116 |  | 109 | 111 | 0.044568 | 0.125 | 0.08 | 261 | 0 | 0.364 | 1 | 4 | cs | TRUE
117 | LV_5554-1_1_4_line_117 |  | 110 | 112 | 0.010419 | 0.125 | 0.08 | 261 | 0 | 0.364 | 1 | 4 | cs | TRUE
118 | LV_5554-1_1_4_line_118 |  | 111 | 113 | 0.0074563 | 0.125 | 0.08 | 261 | 0 | 0.364 | 1 | 1 | cs | TRUE
119 | LV_5554-1_1_4_line_119 |  | 111 | 114 | 0.031004 | 0.125 | 0.08 | 261 | 0 | 0.364 | 1 | 4 | cs | TRUE
120 | LV_5554-1_1_4_line_120 |  | 112 | 115 | 0.028941 | 0.125 | 0.08 | 261 | 0 | 0.364 | 1 | 4 | cs | TRUE
121 | LV_5554-1_1_4_line_121 |  | 114 | 116 | 0.025609 | 0.125 | 0.08 | 261 | 0 | 0.364 | 1 | 4 | cs | TRUE
122 | LV_5554-1_1_4_line_122 |  | 115 | 117 | 0.004426 | 0.125 | 0.08 | 261 | 0 | 0.364 | 1 | 4 | cs | TRUE
123 | LV_5554-1_1_4_line_123 |  | 115 | 118 | 0.015625 | 0.125 | 0.08 | 261 | 0 | 0.364 | 1 | 1 | cs | TRUE
124 | LV_5554-1_1_4_line_124 |  | 116 | 119 | 0.010728 | 0.125 | 0.08 | 261 | 0 | 0.364 | 1 | 1 | cs | TRUE
125 | LV_5554-1_1_4_line_125 |  | 116 | 120 | 0.0084915 | 0.125 | 0.08 | 261 | 0 | 0.364 | 1 | 4 | cs | TRUE
126 | LV_5554-1_1_4_line_126 |  | 117 | 121 | 0.01406 | 0.125 | 0.08 | 261 | 0 | 0.364 | 1 | 4 | cs | TRUE
127 | LV_5554-1_1_4_line_127 |  | 118 | 122 | 0.016722 | 0.125 | 0.08 | 261 | 0 | 0.364 | 1 | 1 | cs | TRUE
128 | LV_5554-1_1_4_line_128 |  | 118 | 123 | 0.036383 | 0.125 | 0.08 | 261 | 0 | 0.364 | 1 | 1 | cs | TRUE
129 | LV_5554-1_1_4_line_129 |  | 119 | 124 | 0.017907 | 0.125 | 0.08 | 261 | 0 | 0.364 | 1 | 1 | cs | TRUE
130 | LV_5554-1_1_4_line_130 |  | 120 | 125 | 0.012666 | 0.125 | 0.08 | 261 | 0 | 0.364 | 1 | 4 | cs | TRUE
131 | LV_5554-1_1_4_line_131 |  | 121 | 157 | 0.015863 | 0.125 | 0.08 | 261 | 0 | 0.364 | 1 | 4 | cs | TRUE
132 | LV_5554-1_1_4_line_132 |  | 122 | 154 | 0.0097751 | 0.125 | 0.08 | 261 | 0 | 0.364 | 1 | 1 | cs | TRUE
133 | LV_5554-1_1_4_line_133 |  | 123 | 151 | 0.0097867 | 0.125 | 0.08 | 261 | 0 | 0.364 | 1 | 1 | cs | TRUE
134 | LV_5554-1_1_4_line_134 |  | 125 | 183 | 0.017126 | 0.125 | 0.08 | 261 | 0 | 0.364 | 1 | 4 | cs | TRUE
135 | LV_5554-1_1_4_line_135 |  | 126 | 128 | 0.0056279 | 0.125 | 0.08 | 261 | 0 | 0.364 | 1 | 4 | cs | TRUE
136 | LV_5554-1_1_4_line_136 |  | 127 | 129 | 0.019003 | 0.125 | 0.08 | 261 | 0 | 0.364 | 1 | 4 | cs | TRUE
137 | LV_5554-1_1_4_line_137 |  | 128 | 130 | 0.015708 | 0.125 | 0.08 | 261 | 0 | 0.364 | 1 | 4 | cs | TRUE
138 | LV_5554-1_1_4_line_138 |  | 129 | 131 | 0.027127 | 0.125 | 0.08 | 261 | 0 | 0.364 | 1 | 4 | cs | TRUE
139 | LV_5554-1_1_4_line_139 |  | 130 | 146 | 0.016405 | 0.125 | 0.08 | 261 | 0 | 0.364 | 1 | 4 | cs | TRUE
140 | LV_5554-1_1_4_line_140 |  | 131 | 179 | 0.006634 | 0.125 | 0.08 | 261 | 0 | 0.364 | 1 | 4 | cs | TRUE
141 | LV_5554-1_1_4_line_141 |  | 132 | 133 | 0.03669 | 0.125 | 0.08 | 261 | 0 | 0.364 | 1 | 4 | cs | TRUE
142 | LV_5554-1_1_4_line_142 |  | 133 | 134 | 0.021491 | 0.125 | 0.08 | 261 | 0 | 0.364 | 1 | 4 | cs | TRUE
143 | LV_5554-1_1_4_line_143 |  | 134 | 141 | 0.022399 | 0.125 | 0.08 | 261 | 0 | 0.364 | 1 | 1 | cs | TRUE
144 | LV_5554-1_1_4_line_144 |  | 134 | 142 | 0.0065481 | 0.125 | 0.08 | 261 | 0 | 0.364 | 1 | 4 | cs | TRUE
145 | LV_5554-1_1_4_line_145 |  | 135 | 136 | 0.0072491 | 0.125 | 0.08 | 261 | 0 | 0.364 | 1 | 1 | cs | TRUE
146 | LV_5554-1_1_4_line_146 |  | 136 | 137 | 0.031706 | 0.125 | 0.08 | 261 | 0 | 0.364 | 1 | 1 | cs | TRUE
147 | LV_5554-1_1_4_line_147 |  | 137 | 138 | 0.0048481 | 0.125 | 0.08 | 261 | 0 | 0.364 | 1 | 1 | cs | TRUE
148 | LV_5554-1_1_4_line_148 |  | 138 | 139 | 0.00052741 | 0.125 | 0.08 | 261 | 0 | 0.364 | 1 | 1 | cs | TRUE
149 | LV_5554-1_1_4_line_149 |  | 139 | 140 | 0.01354 | 0.125 | 0.08 | 261 | 0 | 0.364 | 1 | 1 | cs | TRUE
150 | LV_5554-1_1_4_line_150 |  | 140 | 143 | 0.0053469 | 0.125 | 0.08 | 261 | 0 | 0.364 | 1 | 1 | cs | TRUE
151 | LV_5554-1_1_4_line_151 |  | 141 | 150 | 0.017993 | 0.125 | 0.08 | 261 | 0 | 0.364 | 1 | 1 | cs | TRUE
152 | LV_5554-1_1_4_line_152 |  | 142 | 147 | 0.00081414 | 0.125 | 0.08 | 261 | 0 | 0.364 | 1 | 4 | cs | TRUE
153 | LV_5554-1_1_4_line_153 |  | 143 | 144 | 0.014911 | 0.125 | 0.08 | 261 | 0 | 0.364 | 1 | 1 | cs | TRUE
154 | LV_5554-1_1_4_line_154 |  | 144 | 145 | 0.025315 | 0.125 | 0.08 | 261 | 0 | 0.364 | 1 | 1 | cs | TRUE
155 | LV_5554-1_1_4_line_155 |  | 145 | 146 | 0.034957 | 0.125 | 0.08 | 261 | 0 | 0.364 | 1 | 4 | cs | TRUE
156 | LV_5554-1_1_4_line_156 |  | 145 | 147 | 0.01535 | 0.125 | 0.08 | 261 | 0 | 0.364 | 1 | 4 | cs | TRUE
157 | LV_5554-1_1_4_line_157 |  | 146 | 148 | 0.017426 | 0.125 | 0.08 | 261 | 0 | 0.364 | 1 | 1 | cs | TRUE
158 | LV_5554-1_1_4_line_158 |  | 148 | 149 | 0.0026276 | 0.125 | 0.08 | 261 | 0 | 0.364 | 1 | 1 | cs | TRUE
159 | LV_5554-1_1_4_line_159 |  | 150 | 187 | 0.0012816 | 0.125 | 0.08 | 261 | 0 | 0.364 | 1 | 1 | cs | TRUE
160 | LV_5554-1_1_4_line_160 |  | 151 | 152 | 0.025199 | 0.125 | 0.08 | 261 | 0 | 0.364 | 1 | 1 | cs | TRUE
161 | LV_5554-1_1_4_line_161 |  | 152 | 153 | 0.0036894 | 0.125 | 0.08 | 261 | 0 | 0.364 | 1 | 1 | cs | TRUE
162 | LV_5554-1_1_4_line_162 |  | 154 | 155 | 0.0061617 | 0.125 | 0.08 | 261 | 0 | 0.364 | 1 | 1 | cs | TRUE
163 | LV_5554-1_1_4_line_163 |  | 155 | 156 | 0.0029946 | 0.125 | 0.08 | 261 | 0 | 0.364 | 1 | 1 | cs | TRUE
164 | LV_5554-1_1_4_line_164 |  | 156 | 170 | 0.017073 | 0.125 | 0.08 | 261 | 0 | 0.364 | 1 | 1 | cs | TRUE
165 | LV_5554-1_1_4_line_165 |  | 156 | 167 | 0.013122 | 0.125 | 0.08 | 261 | 0 | 0.364 | 1 | 1 | cs | TRUE
166 | LV_5554-1_1_4_line_166 |  | 157 | 179 | 0.0053515 | 0.125 | 0.08 | 261 | 0 | 0.364 | 1 | 4 | cs | TRUE
167 | LV_5554-1_1_4_line_167 |  | 158 | 159 | 0.012693 | 0.125 | 0.08 | 261 | 0 | 0.364 | 1 | 1 | cs | TRUE
168 | LV_5554-1_1_4_line_168 |  | 159 | 160 | 0.015282 | 0.125 | 0.08 | 261 | 0 | 0.364 | 1 | 1 | cs | TRUE
169 | LV_5554-1_1_4_line_169 |  | 160 | 161 | 0.00025189 | 0.125 | 0.08 | 261 | 0 | 0.364 | 1 | 1 | cs | TRUE
170 | LV_5554-1_1_4_line_170 |  | 161 | 162 | 0.0046935 | 0.125 | 0.08 | 261 | 0 | 0.364 | 1 | 1 | cs | TRUE
171 | LV_5554-1_1_4_line_171 |  | 162 | 163 | 0.0014755 | 0.125 | 0.08 | 261 | 0 | 0.364 | 1 | 1 | cs | TRUE
172 | LV_5554-1_1_4_line_172 |  | 165 | 166 | 0.0031274 | 0.125 | 0.08 | 261 | 0 | 0.364 | 1 | 1 | cs | TRUE
173 | LV_5554-1_1_4_line_173 |  | 165 | 167 | 0.024015 | 0.125 | 0.08 | 261 | 0 | 0.364 | 1 | 1 | cs | TRUE
174 | LV_5554-1_1_4_line_174 |  | 167 | 168 | 0.010149 | 0.125 | 0.08 | 261 | 0 | 0.364 | 1 | 1 | cs | TRUE
175 | LV_5554-1_1_4_line_175 |  | 168 | 171 | 0.0024833 | 0.125 | 0.08 | 261 | 0 | 0.364 | 1 | 1 | cs | TRUE
176 | LV_5554-1_1_4_line_176 |  | 169 | 172 | 0.0035248 | 0.125 | 0.08 | 261 | 0 | 0.364 | 1 | 1 | cs | TRUE
177 | LV_5554-1_1_4_line_177 |  | 170 | 173 | 0.0031913 | 0.125 | 0.08 | 261 | 0 | 0.364 | 1 | 1 | cs | TRUE
178 | LV_5554-1_1_4_line_178 |  | 171 | 174 | 0.014176 | 0.125 | 0.08 | 261 | 0 | 0.364 | 1 | 1 | cs | TRUE
179 | LV_5554-1_1_4_line_179 |  | 172 | 176 | 0.010832 | 0.125 | 0.08 | 261 | 0 | 0.364 | 1 | 1 | cs | TRUE
180 | LV_5554-1_1_4_line_180 |  | 173 | 177 | 0.031094 | 0.125 | 0.08 | 261 | 0 | 0.364 | 1 | 1 | cs | TRUE
181 | LV_5554-1_1_4_line_181 |  | 174 | 178 | 0.010003 | 0.125 | 0.08 | 261 | 0 | 0.364 | 1 | 1 | cs | TRUE
182 | LV_5554-1_1_4_line_182 |  | 176 | 185 | 0.0056679 | 0.125 | 0.08 | 261 | 0 | 0.364 | 1 | 1 | cs | TRUE
183 | LV_5554-1_1_4_line_183 |  | 178 | 182 | 0.011663 | 0.125 | 0.08 | 261 | 0 | 0.364 | 1 | 1 | cs | TRUE
184 | LV_5554-1_1_4_line_184 |  | 181 | 182 | 0.051752 | 0.125 | 0.08 | 261 | 0 | 0.364 | 1 | 1 | cs | TRUE
185 | LV_5554-1_1_4_line_185 |  | 183 | 184 | 0.010679 | 0.125 | 0.08 | 261 | 0 | 0.364 | 1 | 4 | cs | TRUE
186 | LV_5554-1_1_4_line_186 |  | 185 | 186 | 0.0086956 | 0.125 | 0.08 | 261 | 0 | 0.364 | 1 | 1 | cs | TRUE

## trafo
| name | std_type | hv_bus | lv_bus | sn_mva | vn_hv_kv | vn_lv_kv | vk_percent | vkr_percent | pfe_kw | i0_percent | shift_degree | tap_side | tap_neutral | tap_min | tap_max | tap_step_percent | tap_step_degree | tap_pos | tap_phase_shifter | parallel | df | in_service
0 | LV_5554-1_1_4_trafo_198 | 0.63 MVA 20/0.4 kV | 188 | 184 | 0.63 | 20 | 0.4 | 6 | 1.206 | 1.65 | 0.2619 | 150 | hv | 0 | -2 | 2 | 2.5 | 0 | 0 | FALSE | 1 | 1 | TRUE

## line_geodata
| x0 | y0 | x1 | y1 | x2 | y2 | x3 | y3 | x4 | y4 | x5 | y5 | x6 | y6 | x7 | y7 | x8 | y8 | x9 | y9 | x10 | y10 | x11 | y11 | x12 | y12 | x13 | y13 | x14 | y14 | x15 | y15 | x16 | y16 | x17 | y17 | x18 | y18 | x19 | y19 | x20 | y20 | x21 | y21 | x22 | y22 | x23 | y23 | x24 | y24 | x25 | y25 | x26 | y26 | x27 | y27 | x28 | y28 | x29 | y29 | x30 | y30 | x31 | y31 | x32 | y32 | x33 | y33 | x34 | y34 | x35 | y35 | x36 | y36 | x37 | y37 | x38 | y38 | x39 | y39 | x40 | y40 | x41 | y41 | x42 | y42 | x43 | y43 | x44 | y44 | x45 | y45 | x46 | y46 | x47 | y47 | x48 | y48 | x49 | y49 | x50 | y50 | x51 | y51 | x52 | y52 | x53 | y53 | x54 | y54 | x55 | y55 | x56 | y56 | x57 | y57 | x58 | y58 | x59 | y59 | x60 | y60 | x61 | y61 | x62 | y62 | x63 | y63 | x64 | y64 | x65 | y65 | x66 | y66 | x67 | y67 | x68 | y68 | x69 | y69 | x70 | y70 | x71 | y71 | x72 | y72 | x73 | y73 | x74 | y74 | x75 | y75
0 | 2545943.3368 | 1190388.5384 | 2545953.1252 | 1190391.6072 | 2546014.369 | 1190389.4744 | 2546055.2109 | 1190408.8719 | 2546071.5389 | 1190415.8395 | 2546080.3739 | 1190439.1618 | 2546090.9893 | 1190451.0726 | 2546116.812 | 1190491.9627
1 | 2546116.812 | 1190491.9627 | 2546104.7127 | 1190542.8783 | 2546099.1103 | 1190528.7653 | 2546092.9372 | 1190514.7909 | 2546083.693 | 1190498.4874 | 2546070.5493 | 1190475.1151 | 2546057.676 | 1190453.8305 | 2546050.6056 | 1190443.5219
2 | 2546050.6056 | 1190443.5219 | 2546045.3606 | 1190436.91 | 2546039.5846 | 1190431.4591 | 2546034.3997 | 1190428.1263 | 2546027.8669 | 1190424.9946 | 2546020.8211 | 1190423.324 | 2546013.0073 | 1190422.7276 | 2545978.8922 | 1190423.6921 | 2545969.833 | 1190423.6741 | 2545959.4511 | 1190422.4228 | 2545951.0023 | 1190419.9201 | 2545943.0299 | 1190416.1234 | 2545933.264 | 1190409.6415 | 2545912.7265 | 1190393.043
3 | 2545912.7265 | 1190393.043 | 2545886.3167 | 1190371.6985
4 | 2545803.0437 | 1189698.877 | 2545820.2465 | 1189710.3941 | 2545874.0949 | 1189740.5452 | 2545963.2003 | 1189792.7457 | 2546021.0606 | 1189830.7106 | 2546051.4213 | 1189854.4275 | 2546068.2719 | 1189867.5827 | 2546117.4926 | 1189909.162 | 2546140.1647 | 1189926.8897 | 2546149.1164 | 1189934.3576
5 | 2546149.1164 | 1189934.3576 | 2546158.7575 | 1189942.164 | 2546196.4697 | 1189973.6308 | 2546227.7377 | 1190000.0308 | 2546235.6905 | 1190007.5301 | 2546251.0733 | 1190020.3767 | 2546263.8872 | 1190022.3292 | 2546278.2267 | 1190022.6337 | 2546298.6492 | 1190021.8052 | 2546326.3097 | 1190015.1529 | 2546358.7141 | 1190005.1673 | 2546393.6996 | 1189993.1075
6 | 2545803.0437 | 1189698.877 | 2545790.5511 | 1189693.7763 | 2545773.9499 | 1189688.046 | 2545752.6281 | 1189682.3475 | 2545747.1577 | 1189681.387
7 | 2546414.0755 | 1189986.0838 | 2546393.6996 | 1189993.1075
8 | 2545517.716 | 1189635.9368 | 2545520.7958 | 1189635.7864 | 2545531.5901 | 1189635.2655 | 2545553.669 | 1189637.8101 | 2545555.5281 | 1189638.0973
9 | 2545445.8661 | 1189552.3454 | 2545451.8085 | 1189546.6435 | 2545460.1383 | 1189559.3412 | 2545517.716 | 1189635.9368
10 | 2545555.5281 | 1189638.0973 | 2545580.1013 | 1189641.8938 | 2545595.1124 | 1189644.6027
11 | 2545445.8661 | 1189552.3454 | 2545422.8149 | 1189574.4573 | 2545393.8218 | 1189609.8087
12 | 2545445.8661 | 1189552.3454 | 2545462.8008 | 1189575.635
13 | 2545427.2846 | 1189934.1523 | 2545431.4354 | 1189922.2781
14 | 2545276.9161 | 1189891.9818 | 2545291.0684 | 1189892.6192 | 2545311.8455 | 1189893.007 | 2545337.8941 | 1189900.2504 | 2545427.2846 | 1189934.1523
15 | 2545276.9161 | 1189891.9818 | 2545266.1175 | 1189889.4904 | 2545238.7125 | 1189878.0384
16 | 2545276.9161 | 1189891.9818 | 2545286.8274 | 1189869.2226 | 2545293.3896 | 1189857.4445
17 | 2545822.3684 | 1190329.968 | 2545828.0343 | 1190334.1857 | 2545836.0005 | 1190338.9495 | 2545848.6395 | 1190345.2162 | 2545858.7632 | 1190350.772 | 2545867.4928 | 1190356.485 | 2545886.3167 | 1190371.6985
18 | 2545499.6387 | 1190212.1151 | 2545529.9066 | 1190223.1452 | 2545544.0049 | 1190227.975 | 2545554.892 | 1190231.0664 | 2545568.5617 | 1190234.0657 | 2545581.683 | 1190236.2919 | 2545600.272 | 1190238.5349 | 2545638.3303 | 1190242.5685 | 2545707.8062 | 1190249.9297 | 2545718.0432 | 1190251.9823 | 2545727.1412 | 1190254.5677 | 2545736.8373 | 1190258.3485 | 2545750.1324 | 1190264.6201 | 2545765.0693 | 1190272.8224 | 2545774.2718 | 1190278.5199 | 2545783.8802 | 1190286.0814 | 2545792.375 | 1190294.4646 | 2545803.3523 | 1190307.5168 | 2545813.9842 | 1190321.1613 | 2545822.3684 | 1190329.968
19 | 2545344.1562 | 1190919.079 | 2545341.6728 | 1190911.8309 | 2545342.6125 | 1190902.8728 | 2545342.7564 | 1190893.5996 | 2545337.5105 | 1190817.8271 | 2545335.7508 | 1190798.0209 | 2545335.6845 | 1190788.2826 | 2545336.7897 | 1190777.4108 | 2545339.2397 | 1190766.0153 | 2545342.045 | 1190754.2719 | 2545346.8728 | 1190739.4082 | 2545350.4357 | 1190732.1271 | 2545364.2612 | 1190703.9402 | 2545381.7485 | 1190675.9312 | 2545394.0313 | 1190660.7881 | 2545414.7916 | 1190637.941 | 2545423.5628 | 1190624.8424 | 2545427.6445 | 1190616.745 | 2545430.6013 | 1190607.3682 | 2545432.6816 | 1190598.044 | 2545433.5011 | 1190587.5861 | 2545429.3416 | 1190579.6752 | 2545411.4743 | 1190567.854 | 2545427.9165 | 1190566.4141 | 2545438.4488 | 1190567.4518 | 2545447.2732 | 1190565.9926 | 2545463.6856 | 1190559.628 | 2545461.8645 | 1190549.7613 | 2545461.6609 | 1190540.8248 | 2545461.8555 | 1190532.0736 | 2545460.2681 | 1190523.5833 | 2545460.2364 | 1190516.7798 | 2545461.5082 | 1190510.7537 | 2545462.1549 | 1190504.7555 | 2545461.7772 | 1190496.7989 | 2545466.6699 | 1190487.3044 | 2545479.1723 | 1190479.4414 | 2545483.4082 | 1190475.6895 | 2545488.3491 | 1190465.6277 | 2545503.662 | 1190449.0341 | 2545512.9829 | 1190435.964 | 2545519.2971 | 1190427.6461 | 2545526.0457 | 1190421.8035 | 2545526.4534 | 1190416.3412 | 2545528.6835 | 1190410.8733 | 2545535.6055 | 1190407.3193 | 2545542.6835 | 1190404.1419 | 2545544.0557 | 1190397.4144 | 2545550.193 | 1190389.7542 | 2545558.8034 | 1190383.1942 | 2545565.5722 | 1190379.5638 | 2545586.3425 | 1190370.1915 | 2545597.824 | 1190367.3965 | 2545603.4725 | 1190363.8319 | 2545610.1984 | 1190361.3471 | 2545626.9413 | 1190358.5264 | 2545636.4624 | 1190354.8265 | 2545643.3881 | 1190351.6617 | 2545648.4511 | 1190348.2804 | 2545653.7354 | 1190346.5758 | 2545658.466 | 1190343.5311 | 2545665.8446 | 1190337.3494 | 2545671.9159 | 1190330.7905 | 2545680.1391 | 1190329.426 | 2545692.3192 | 1190329.6599 | 2545716.2879 | 1190330.6648 | 2545732.9198 | 1190330.7248 | 2545750.5004 | 1190331.132 | 2545757.3609 | 1190333.371 | 2545770.7911 | 1190341.9428 | 2545781.6539 | 1190348.27 | 2545793.495 | 1190351.4754 | 2545802.8802 | 1190352.1128 | 2545810.9076 | 1190345.981 | 2545814.0188 | 1190340.0939 | 2545822.3684 | 1190329.968
20 | 2545499.6387 | 1190212.1151 | 2545471.5536 | 1190201.3097 | 2545411.6199 | 1190179.2891 | 2545401.6198 | 1190176.49 | 2545391.12 | 1190174.0847 | 2545372.0177 | 1190170.7797 | 2545347.4917 | 1190168.1136 | 2545334.8169 | 1190166.3619 | 2545323.1216 | 1190164.1566 | 2545314.5308 | 1190162.034 | 2545312.7821 | 1190161.454
21 | 2545344.1562 | 1190919.079 | 2545352.0258 | 1190919.9964 | 2545356.8103 | 1190922.8987 | 2545363.8356 | 1190929.049 | 2545374.2635 | 1190940.9547
22 | 2545344.1562 | 1190919.079 | 2545340.1912 | 1190921.5611 | 2545335.3302 | 1190935.28 | 2545333.528 | 1190938.3093 | 2545330.1391 | 1190939.5966 | 2545317.4094 | 1190941.6699
23 | 2545256.1803 | 1190148.1162 | 2545265.6569 | 1190148.6963 | 2545275.4657 | 1190149.7515 | 2545285.1432 | 1190152.2865 | 2545312.7821 | 1190161.454
24 | 2545190.6368 | 1190151.4746 | 2545225.9608 | 1190149.9498 | 2545256.1803 | 1190148.1162
25 | 2545190.6368 | 1190151.4746 | 2545157.3387 | 1190150.2239 | 2545145.0984 | 1190140.9978 | 2545140.4502 | 1190132.2578 | 2545139.5771 | 1190126.8627 | 2545140.964 | 1190120.1129 | 2545144.862 | 1190111.1164 | 2545156.1178 | 1190095.3486 | 2545177.0279 | 1190065.4398 | 2545190.6676 | 1190045.1699 | 2545200.4568 | 1190028.2817
26 | 2545200.4568 | 1190028.2817 | 2545207.7463 | 1190010.7272 | 2545212.1501 | 1189995.3337 | 2545214.5006 | 1189982.2158
27 | 2545200.4568 | 1190028.2817 | 2545207.7131 | 1190034.5409 | 2545231.2904 | 1190060.9062 | 2545254.9371 | 1190084.8919 | 2545272.0523 | 1190098.4983 | 2545301.3737 | 1190118.4633
28 | 2545509.4666 | 1191080.771 | 2545491.4535 | 1191056.1437 | 2545484.072 | 1191044.36 | 2545475.8731 | 1191032.4058 | 2545470.9731 | 1191026.8586 | 2545463.3702 | 1191019.2237 | 2545456.7627 | 1191014.5591 | 2545444.2429 | 1191007.8808 | 2545424.5055 | 1190999.0339 | 2545419.7329 | 1190995.7423 | 2545415.4045 | 1190991.0125 | 2545395.9743 | 1190965.7425 | 2545374.2635 | 1190940.9547
29 | 2545317.4094 | 1190941.6699 | 2545316.0879 | 1190938.9026 | 2545310.6049 | 1190933.8277 | 2545307.259 | 1190930.8873
30 | 2545214.5006 | 1189982.2158 | 2545217.1475 | 1189963.1808 | 2545217.5848 | 1189941.0199 | 2545216.015 | 1189931.034
31 | 2545198.7199 | 1189862.3041 | 2545214.6773 | 1189922.525 | 2545216.015 | 1189931.034
32 | 2545695.039 | 1189675.389 | 2545699.7819 | 1189676.1463 | 2545731.3165 | 1189678.6056 | 2545747.1577 | 1189681.387
33 | 2546414.0755 | 1189986.0838 | 2546423.3197 | 1189982.8972 | 2546430.5614 | 1189980.6462
34 | 2544955.5141 | 1189640.4694 | 2544949.8924 | 1189656.2645 | 2544948.3929 | 1189668.3694
35 | 2544948.2963 | 1189669.1489 | 2544948.3929 | 1189668.3694
36 | 2544961.911 | 1189624.7471 | 2544956.4863 | 1189637.7377 | 2544955.5141 | 1189640.4694
37 | 2544961.911 | 1189624.7471 | 2544964.7554 | 1189624.9371
38 | 2544961.911 | 1189624.7471 | 2544956.8667 | 1189624.4045 | 2544949.1439 | 1189624.4239
39 | 2544998.3014 | 1189626.0572 | 2544983.553 | 1189626.193 | 2544964.7554 | 1189624.9371
40 | 2544949.1439 | 1189624.4239 | 2544930.8428 | 1189624.4699
41 | 2544998.3014 | 1189626.0572 | 2544997.408 | 1189640.7241
42 | 2544998.3014 | 1189626.0572 | 2545008.6954 | 1189625.9614 | 2545028.9646 | 1189619.8277
43 | 2544920.3978 | 1189624.4962 | 2544930.8428 | 1189624.4699
44 | 2544995.9563 | 1189664.556 | 2544997.408 | 1189640.7241
45 | 2545043.8987 | 1189615.9552 | 2545036.3178 | 1189617.6025 | 2545028.9646 | 1189619.8277
46 | 2544904.657 | 1189624.5302 | 2544920.3978 | 1189624.4962
47 | 2545025.6655 | 1189585.7016 | 2545004.6001 | 1189586.7688
48 | 2544983.066 | 1189587.158 | 2544992.3321 | 1189587.3903 | 2545004.6001 | 1189586.7688
49 | 2544961.6408 | 1189586.621 | 2544983.066 | 1189587.158
50 | 2544940.7946 | 1189586.0984 | 2544961.6408 | 1189586.621
51 | 2544940.7946 | 1189586.0984 | 2544928.4528 | 1189585.789 | 2544919.8198 | 1189584.8776
52 | 2544888.8266 | 1189579.3174 | 2544908.406 | 1189583.6726 | 2544919.8198 | 1189584.8776
53 | 2544888.8266 | 1189579.3174 | 2544877.8555 | 1189586.3003 | 2544865.4892 | 1189598.2879 | 2544859.1789 | 1189611.1645
54 | 2544925.7385 | 1189555.2746 | 2544888.8266 | 1189579.3174
55 | 2544859.1789 | 1189611.1645 | 2544849.434 | 1189608.0527 | 2544837.6898 | 1189602.0007
56 | 2544859.1789 | 1189611.1645 | 2544857.4572 | 1189614.6712 | 2544853.1031 | 1189624.6504
57 | 2544925.7385 | 1189555.2746 | 2544952.8716 | 1189555.0355 | 2544960.768 | 1189552.0389
58 | 2544925.7385 | 1189555.2746 | 2544910.646 | 1189547.8874 | 2544827.526 | 1189513.046
59 | 2544837.6898 | 1189602.0007 | 2544830.2536 | 1189598.1686 | 2544830.2536 | 1189598.1686
60 | 2544853.1031 | 1189624.6504 | 2544822.6153 | 1189690.5196
61 | 2544853.1031 | 1189624.6504 | 2544889.1012 | 1189624.5665
62 | 2544960.768 | 1189552.0389 | 2544967.514 | 1189556.6238 | 2545006.7931 | 1189556.8733
63 | 2544987.2948 | 1189495.9185 | 2544971.0337 | 1189541.316 | 2544964.6592 | 1189550.5689 | 2544960.768 | 1189552.0389
64 | 2544904.657 | 1189624.5302 | 2544889.1012 | 1189624.5665
65 | 2544987.2948 | 1189495.9185 | 2545038.4578 | 1189521.9845 | 2545050.138 | 1189536.3119
66 | 2545509.4666 | 1191080.771 | 2545504.2155 | 1191082.6867 | 2545493.3684 | 1191091.335 | 2545465.1773 | 1191116.0507 | 2545459.1947 | 1191122.1866 | 2545452.5959 | 1191131.8079 | 2545447.1502 | 1191138.2835 | 2545442.1908 | 1191142.0754 | 2545437.2347 | 1191144.5665 | 2545430.6927 | 1191145.3823 | 2545423.9888 | 1191144.3429 | 2545417.6274 | 1191141.555 | 2545411.0218 | 1191137.0907 | 2545398.8818 | 1191127.7297 | 2545391.053 | 1191122.0758 | 2545383.4784 | 1191118.3652 | 2545377.0265 | 1191116.5343 | 2545367.6222 | 1191116.1868 | 2545358.2633 | 1191117.462 | 2545347.9803 | 1191120.2354 | 2545337.4043 | 1191125.1461 | 2545331.2244 | 1191128.0487
67 | 2545331.2244 | 1191128.0487 | 2545318.3607 | 1191136.2489 | 2545306.701 | 1191141.881 | 2545301.1159 | 1191143.9445 | 2545293.8005 | 1191145.2344 | 2545285.4988 | 1191145.3883 | 2545277.9261 | 1191144.3905 | 2545263.5683 | 1191140.1418 | 2545223.6939 | 1191125.3991 | 2545215.6866 | 1191125.228 | 2545207.3035 | 1191126.4945 | 2545200.1397 | 1191128.5058 | 2545190.9756 | 1191131.0691 | 2545184.5575 | 1191133.7517 | 2545178.0124 | 1191131.744 | 2545169.2542 | 1191127.0217 | 2545154.5466 | 1191119.5747 | 2545131.6548 | 1191113.4593 | 2545125.9983 | 1191112.722 | 2545120.1011 | 1191112.3537 | 2545111.3618 | 1191112.1895 | 2545091.9285 | 1191110.7228 | 2545077.4665 | 1191108.4323 | 2545060.3757 | 1191103.0197 | 2545051.9856 | 1191101.0291 | 2545045.4403 | 1191097.3428 | 2545018.1166 | 1191066.1989 | 2544997.3745 | 1191044.3552 | 2544978.1193 | 1191021.6976 | 2544988.7102 | 1191018.4093 | 2544996.5945 | 1191014.3121 | 2545003.9955 | 1191009.0632 | 2545010.7669 | 1191001.6856 | 2545016.8827 | 1190993.4913 | 2545023.9411 | 1190980.0187 | 2545027.7269 | 1190972.1572 | 2545030.4857 | 1190967.8739 | 2545044.1567 | 1190956.2526 | 2545047.592 | 1190951.7407 | 2545054.3756 | 1190939.0489
68 | 2545331.2244 | 1191128.0487 | 2545331.2807 | 1191138.354 | 2545330.5217 | 1191148.7224 | 2545328.4634 | 1191167.9076 | 2545324.4924 | 1191182.2076 | 2545320.1838 | 1191192.942 | 2545313.5981 | 1191205.6317 | 2545300.8274 | 1191229.7845 | 2545290.1396 | 1191253.2623 | 2545287.1747 | 1191260.8493 | 2545285.1126 | 1191272.9529 | 2545287.5491 | 1191283.4031 | 2545290.5936 | 1191289.4898 | 2545295.6107 | 1191297.4826
69 | 2545308.6501 | 1191318.0072 | 2545305.31 | 1191312.9349 | 2545295.6107 | 1191297.4826
70 | 2545308.6501 | 1191318.0072 | 2545299.1419 | 1191322.9193 | 2545297.3182 | 1191322.9091
71 | 2545273.1478 | 1191317.6211 | 2545284.3729 | 1191320.342 | 2545293.858 | 1191322.8899 | 2545297.3182 | 1191322.9091
72 | 2545054.3756 | 1190939.0489 | 2545053.9601 | 1190927.8686 | 2545056.1183 | 1190918.8897
73 | 2545054.3756 | 1190939.0489 | 2545062.6002 | 1190947.2978
74 | 2545054.3756 | 1190939.0489 | 2543754.1798 | 1191666.402
75 | 2544904.657 | 1189624.5302 | 2544902.8886 | 1189637.0314 | 2544901.1889 | 1189646.1389
76 | 2544899.7565 | 1189653.8142 | 2544901.1889 | 1189646.1389
77 | 2545056.1582 | 1189614.936 | 2545050.2616 | 1189614.5726 | 2545043.8987 | 1189615.9552
78 | 2545198.7199 | 1189862.3041 | 2545191.6676 | 1189862.5133 | 2545191.9373 | 1189872.2838
79 | 2545198.7199 | 1189862.3041 | 2545195.5904 | 1189841.3202
80 | 2545198.7199 | 1189862.3041 | 2545238.4966 | 1189877.9482 | 2545238.7125 | 1189878.0384
81 | 2545056.1183 | 1190918.8897 | 2545056.7507 | 1190916.2586 | 2545059.578 | 1190901.1796 | 2545060.0316 | 1190898.1582
82 | 2543754.1798 | 1191666.402 | 2543731.9168 | 1191652.165 | 2543725.8137 | 1191646.0857 | 2543713.7521 | 1191631.4688
83 | 2545060.7809 | 1190893.1674 | 2545062.0566 | 1190884.6697 | 2545062.6124 | 1190881.1028
84 | 2545060.7809 | 1190893.1674 | 2545060.5934 | 1190894.4164
85 | 2545195.8485 | 1189814.5146 | 2545195.4531 | 1189840.3995 | 2545195.5904 | 1189841.3202
86 | 2543621.6547 | 1191565.8112 | 2543658.6877 | 1191589.831 | 2543680.7541 | 1191604.6424 | 2543704.6337 | 1191623.3724 | 2543713.7521 | 1191631.4688 | 2543713.7521 | 1191631.4688
87 | 2543593.3414 | 1191551.8039 | 2543612.1094 | 1191559.62 | 2543621.6547 | 1191565.8112
88 | 2543593.3414 | 1191551.8039 | 2543590.3412 | 1191560.2593 | 2543590.6876 | 1191564.6474 | 2543592.3643 | 1191569.4232 | 2543631.213 | 1191622.3532
89 | 2543507.1408 | 1191531.3403 | 2543529.8914 | 1191536.2168 | 2543558.1476 | 1191540.3966 | 2543583.1613 | 1191547.5643 | 2543593.3414 | 1191551.8039
90 | 2543507.1408 | 1191531.3403 | 2543496.5784 | 1191538.2664 | 2543485.9509 | 1191550.3961 | 2543465.0594 | 1191600.9447 | 2543445.6446 | 1191684.1981 | 2543434.9305 | 1191744.2782 | 2543432.1956 | 1191758.1676
91 | 2545462.8008 | 1189575.635 | 2545480.8203 | 1189600.4165
92 | 2545393.8218 | 1189609.8087 | 2545369.9954 | 1189638.854 | 2545367.1831 | 1189641.8023
93 | 2545336.8189 | 1189670.353 | 2545361.6936 | 1189647.5571 | 2545367.1831 | 1189641.8023
94 | 2545143.2627 | 1189428.1796 | 2545138.632 | 1189438.0054
95 | 2545143.2627 | 1189428.1796 | 2545125.8944 | 1189419.4526
96 | 2545138.632 | 1189438.0054 | 2545159.0365 | 1189447.7287
97 | 2545138.632 | 1189438.0054 | 2545132.0823 | 1189452.2958
98 | 2545125.8944 | 1189419.4526 | 2545103.435 | 1189408.1675
99 | 2545336.8189 | 1189670.353 | 2545331.3117 | 1189671.0816 | 2545304.5567 | 1189669.2477 | 2545294.2366 | 1189666.574 | 2545238.7019 | 1189645.8822 | 2545226.5777 | 1189642.7583 | 2545214.8111 | 1189644.5338 | 2545207.7511 | 1189646.4218
100 | 2545336.8189 | 1189670.353 | 2545342.155 | 1189681.755 | 2545345.9792 | 1189686.6148
101 | 2545695.039 | 1189675.389 | 2545676.5028 | 1189672.4336 | 2545655.1809 | 1189666.7354 | 2545642.129 | 1189661.3623 | 2545604.9663 | 1189646.381 | 2545595.1124 | 1189644.6027
102 | 2545186.8138 | 1189455.5922 | 2545174.8649 | 1189455.2714 | 2545159.0365 | 1189447.7287
103 | 2545132.0823 | 1189452.2958 | 2545141.9608 | 1189457.1958
104 | 2545132.0823 | 1189452.2958 | 2545129.1732 | 1189458.5705 | 2545126.8614 | 1189467.1098
105 | 2545207.7511 | 1189646.4218 | 2545192.5891 | 1189650.4788
106 | 2545181.0326 | 1189653.571 | 2545192.5891 | 1189650.4788
107 | 2545202.7608 | 1189670.1402 | 2545210.5201 | 1189672.2554
108 | 2545194.4232 | 1189667.8673 | 2545202.7608 | 1189670.1402
109 | 2545181.0326 | 1189653.571 | 2545180.733 | 1189664.1352
110 | 2545181.0326 | 1189653.571 | 2545180.3093 | 1189644.1016
111 | 2545180.733 | 1189664.1352 | 2545194.4232 | 1189667.8673
112 | 2545180.733 | 1189664.1352 | 2545179.4085 | 1189670.903
113 | 2545179.546 | 1189634.11 | 2545180.3093 | 1189644.1016
114 | 2545060.5934 | 1190894.4164 | 2545060.0316 | 1190898.1582
115 | 2545101.8299 | 1189592.6912 | 2545108.6667 | 1189587.972
116 | 2545063.6003 | 1189615.3948 | 2545083.3757 | 1189605.4296 | 2545101.8299 | 1189592.6912
117 | 2545117.1661 | 1189581.9563 | 2545116.2508 | 1189582.7369 | 2545108.6667 | 1189587.972
118 | 2545063.6003 | 1189615.3948 | 2545056.1582 | 1189614.936
119 | 2545063.6003 | 1189615.3948 | 2545060.4641 | 1189625.1514 | 2545062.0409 | 1189634.8979 | 2545067.3296 | 1189642.7426 | 2545068.4396 | 1189643.6305
120 | 2545130.8858 | 1189557.7996 | 2545130.1448 | 1189564.31 | 2545128.0874 | 1189569.4763 | 2545124.5521 | 1189575.6567 | 2545117.1661 | 1189581.9563
121 | 2545089.8865 | 1189657.4435 | 2545076.9333 | 1189650.4253 | 2545068.4396 | 1189643.6305
122 | 2545130.8858 | 1189557.7996 | 2545134.046 | 1189560.8983
123 | 2545130.8858 | 1189557.7996 | 2545130.6612 | 1189549.9528 | 2545128.693 | 1189542.4333
124 | 2545089.8865 | 1189657.4435 | 2545097.3289 | 1189661.4774 | 2545099.3048 | 1189662.5798
125 | 2545089.8865 | 1189657.4435 | 2545094.446 | 1189664.6071
126 | 2545134.046 | 1189560.8983 | 2545144.0847 | 1189570.7419
127 | 2545128.693 | 1189542.4333 | 2545125.3955 | 1189528.8448 | 2545125.3173 | 1189526.1064
128 | 2545128.693 | 1189542.4333 | 2545099.8745 | 1189546.8338 | 2545092.91 | 1189548.778
129 | 2545114.942 | 1189671.3045 | 2545099.3048 | 1189662.5798
130 | 2545094.446 | 1189664.6071 | 2545095.0712 | 1189665.5893 | 2545101.2637 | 1189673.0366 | 2545102.1034 | 1189674.6466
131 | 2545153.5417 | 1189583.4619 | 2545144.7692 | 1189571.4131 | 2545144.0847 | 1189570.7419
132 | 2545125.3173 | 1189526.1064 | 2545125.0383 | 1189516.3353
133 | 2545083.4837 | 1189551.4094 | 2545092.91 | 1189548.778
134 | 2545103.2177 | 1189691.1842 | 2545104.4782 | 1189685.0694 | 2545103.8721 | 1189678.0377 | 2545102.1034 | 1189674.6466
135 | 2545179.4085 | 1189670.903 | 2545178.3275 | 1189676.4261
136 | 2545179.546 | 1189634.11 | 2545179.3337 | 1189631.3296 | 2545175.4952 | 1189615.5761
137 | 2545175.3103 | 1189691.842 | 2545178.3275 | 1189676.4261
138 | 2545160.5964 | 1189593.1512 | 2545174.7767 | 1189612.6275 | 2545175.4952 | 1189615.5761
139 | 2545170.0408 | 1189707.3243 | 2545174.5119 | 1189695.9213 | 2545175.3103 | 1189691.842
140 | 2545156.6916 | 1189587.7881 | 2545160.5964 | 1189593.1512
141 | 2545195.8485 | 1189814.5146 | 2545200.3311 | 1189778.0997
142 | 2545199.1008 | 1189756.73 | 2545200.852 | 1189773.868 | 2545200.3311 | 1189778.0997
143 | 2545221.4228 | 1189754.2127 | 2545199.1008 | 1189756.73
144 | 2545199.1008 | 1189756.73 | 2545198.7318 | 1189753.0869 | 2545197.283 | 1189750.5905
145 | 2545153.9632 | 1189792.682 | 2545160.3174 | 1189796.171
146 | 2545146.713 | 1189765.264 | 2545143.6858 | 1189777.239 | 2545144.9891 | 1189783.7974 | 2545153.1352 | 1189792.2274 | 2545153.9632 | 1189792.682
147 | 2545146.713 | 1189765.264 | 2545147.9011 | 1189760.5638
148 | 2545148.0304 | 1189760.0525 | 2545147.9011 | 1189760.5638
149 | 2545148.0304 | 1189760.0525 | 2545149.1534 | 1189755.6099 | 2545152.9611 | 1189747.5023
150 | 2545152.9611 | 1189747.5023 | 2545155.2341 | 1189742.6625
151 | 2545221.4228 | 1189754.2127 | 2545237.5707 | 1189762.1492
152 | 2545197.283 | 1189750.5905 | 2545196.8744 | 1189749.8863
153 | 2545155.2341 | 1189742.6625 | 2545159.7302 | 1189733.089 | 2545164.034 | 1189733.6037
154 | 2545189.1697 | 1189736.6098 | 2545164.034 | 1189733.6037
155 | 2545170.0408 | 1189707.3243 | 2545174.5378 | 1189714.5205 | 2545189.1697 | 1189736.6098
156 | 2545189.1697 | 1189736.6098 | 2545196.8744 | 1189749.8863
157 | 2545170.0408 | 1189707.3243 | 2545161.223 | 1189695.5097 | 2545158.8294 | 1189694.2958
158 | 2545158.8294 | 1189694.2958 | 2545156.4859 | 1189693.1072
159 | 2545238.7209 | 1189762.7145 | 2545237.5707 | 1189762.1492
160 | 2545083.4837 | 1189551.4094 | 2545067.2175 | 1189555.9503 | 2545060.491 | 1189560.8321
161 | 2545057.5051 | 1189562.9991 | 2545060.491 | 1189560.8321
162 | 2545124.8624 | 1189510.1761 | 2545125.0383 | 1189516.3353
163 | 2545124.777 | 1189507.1827 | 2545124.8624 | 1189510.1761
164 | 2545124.777 | 1189507.1827 | 2545141.7418 | 1189509.1003
165 | 2545124.4963 | 1189494.0668 | 2545124.777 | 1189507.1827
166 | 2545156.6916 | 1189587.7881 | 2545153.5417 | 1189583.4619
167 | 2546430.5614 | 1189980.6462 | 2546442.682 | 1189976.8786
168 | 2546442.682 | 1189976.8786 | 2546457.2751 | 1189972.3424 | 2546457.2751 | 1189972.3424
169 | 2546457.4463 | 1189972.1577 | 2546457.2751 | 1189972.3424
170 | 2546460.6375 | 1189968.716 | 2546457.4463 | 1189972.1577
171 | 2546461.6407 | 1189967.634 | 2546460.6375 | 1189968.716
172 | 2545126.8614 | 1189467.1098 | 2545126.0441 | 1189470.1285
173 | 2545124.4963 | 1189494.0668 | 2545125.7063 | 1189471.3762 | 2545126.0441 | 1189470.1285
174 | 2545124.4963 | 1189494.0668 | 2545114.4583 | 1189492.5696
175 | 2545114.4583 | 1189492.5696 | 2545112.0022 | 1189492.2033
176 | 2545141.9608 | 1189457.1958 | 2545145.1184 | 1189458.7621
177 | 2545141.7418 | 1189509.1003 | 2545144.9129 | 1189509.4587
178 | 2545112.0022 | 1189492.2033 | 2545103.7844 | 1189490.9776 | 2545098.3326 | 1189488.8099
179 | 2545152.3725 | 1189465.9283 | 2545150.3246 | 1189461.3445 | 2545145.1184 | 1189458.7621
180 | 2545174.8562 | 1189516.4291 | 2545168.6837 | 1189513.0273 | 2545153.5211 | 1189510.4317 | 2545144.9129 | 1189509.4587
181 | 2545098.3326 | 1189488.8099 | 2545089.0374 | 1189485.114
182 | 2545157.5053 | 1189468.3324 | 2545152.3725 | 1189465.9283 | 2545152.3725 | 1189465.9283
183 | 2545079.2357 | 1189478.8423 | 2545087.8245 | 1189484.6318 | 2545089.0374 | 1189485.114
184 | 2545079.2357 | 1189478.8423 | 2545066.5745 | 1189470.3079 | 2545042.7506 | 1189456.4192 | 2545035.5165 | 1189451.2231
185 | 2545101.0615 | 1189701.6435 | 2545103.2177 | 1189691.1842
186 | 2545165.3799 | 1189472.0206 | 2545157.5053 | 1189468.3324

## bus_geodata
| x | y | coords
0 | 2546116.812 | 1190491.9627
1 | 2545943.3368 | 1190388.5384
2 | 2546050.6056 | 1190443.5219
3 | 2545912.7265 | 1190393.043
4 | 2546149.1164 | 1189934.3576
5 | 2545803.0437 | 1189698.877
6 | 2546393.6996 | 1189993.1075
7 | 2545517.716 | 1189635.9368
8 | 2545555.5281 | 1189638.0973
9 | 2545445.8661 | 1189552.3454
10 | 2545427.2846 | 1189934.1523
11 | 2545431.4354 | 1189922.2781
12 | 2545276.9161 | 1189891.9818
13 | 2545822.3684 | 1190329.968
14 | 2545886.3167 | 1190371.6985
15 | 2545499.6387 | 1190212.1151
16 | 2545344.1562 | 1190919.079
17 | 2545312.7821 | 1190161.454
18 | 2545190.6368 | 1190151.4746
19 | 2545256.1803 | 1190148.1162
20 | 2545200.4568 | 1190028.2817
21 | 2545374.2635 | 1190940.9547
22 | 2545317.4094 | 1190941.6699
23 | 2545214.5006 | 1189982.2158
24 | 2545216.015 | 1189931.0339
25 | 2545301.3737 | 1190118.4633
26 | 2545747.1577 | 1189681.387
27 | 2546414.0755 | 1189986.0838
28 | 2544948.3929 | 1189668.3694
29 | 2544955.5141 | 1189640.4694
30 | 2544948.2963 | 1189669.1489
31 | 2544961.911 | 1189624.7471
32 | 2544964.7554 | 1189624.9371
33 | 2544949.1439 | 1189624.4239
34 | 2544998.3014 | 1189626.0572
35 | 2544930.8428 | 1189624.4699
36 | 2544997.408 | 1189640.7241
37 | 2545028.9646 | 1189619.8277
38 | 2544920.3978 | 1189624.4962
39 | 2545004.6001 | 1189586.7688
40 | 2545025.6655 | 1189585.7016
41 | 2544983.066 | 1189587.158
42 | 2544961.6408 | 1189586.621
43 | 2544940.7946 | 1189586.0984
44 | 2544919.8198 | 1189584.8776
45 | 2544888.8266 | 1189579.3174
46 | 2544859.1789 | 1189611.1645
47 | 2544925.7385 | 1189555.2746
48 | 2544837.6898 | 1189602.0007
49 | 2544853.1031 | 1189624.6504
50 | 2544960.768 | 1189552.0389
51 | 2544827.526 | 1189513.046
52 | 2544830.2536 | 1189598.1686
53 | 2544822.6153 | 1189690.5196
54 | 2544889.1012 | 1189624.5665
55 | 2545006.7931 | 1189556.8733
56 | 2544987.2948 | 1189495.9185
57 | 2545509.4666 | 1191080.771
58 | 2545331.2244 | 1191128.0487
59 | 2545308.6501 | 1191318.0072
60 | 2545295.6107 | 1191297.4826
61 | 2545297.3182 | 1191322.9091
62 | 2545054.3756 | 1190939.0489
63 | 2545273.1478 | 1191317.6211
64 | 2544904.657 | 1189624.5302
65 | 2544901.1889 | 1189646.1389
66 | 2544899.7565 | 1189653.8142
67 | 2544995.9563 | 1189664.556
68 | 2545043.8987 | 1189615.9552
69 | 2545191.9373 | 1189872.2838
70 | 2545198.7199 | 1189862.3041
71 | 2545307.259 | 1190930.8873
72 | 2545056.1183 | 1190918.8897
73 | 2545062.6002 | 1190947.2978
74 | 2543754.1798 | 1191666.402
75 | 2545062.6124 | 1190881.1028
76 | 2545060.7809 | 1190893.1674
77 | 2545195.5904 | 1189841.3202
78 | 2545238.7125 | 1189878.0384
79 | 2543621.6547 | 1191565.8112
80 | 2543713.7521 | 1191631.4688
81 | 2543593.3414 | 1191551.8039
82 | 2543631.213 | 1191622.3532
83 | 2543507.1408 | 1191531.3403
84 | 2543432.1956 | 1191758.1676
85 | 2545462.8008 | 1189575.635
86 | 2545480.8203 | 1189600.4165
87 | 2545393.8218 | 1189609.8087
88 | 2545367.1831 | 1189641.8023
89 | 2545143.2627 | 1189428.1796
90 | 2545138.632 | 1189438.0054
91 | 2545125.8944 | 1189419.4526
92 | 2545336.8189 | 1189670.353
93 | 2545595.1124 | 1189644.6027
94 | 2545159.0365 | 1189447.7287
95 | 2545132.0823 | 1189452.2958
96 | 2545103.435 | 1189408.1675
97 | 2545293.3896 | 1189857.4445
98 | 2545207.7511 | 1189646.4218
99 | 2545345.9792 | 1189686.6148
100 | 2545192.5891 | 1189650.4788
101 | 2545210.5201 | 1189672.2554
102 | 2545202.7608 | 1189670.1402
103 | 2545181.0326 | 1189653.571
104 | 2545194.4232 | 1189667.8673
105 | 2545180.733 | 1189664.1352
106 | 2545180.3093 | 1189644.1016
107 | 2545060.0316 | 1190898.1582
108 | 2545060.5934 | 1190894.4164
109 | 2545101.8299 | 1189592.6912
110 | 2545108.6667 | 1189587.972
111 | 2545063.6003 | 1189615.3948
112 | 2545117.1661 | 1189581.9563
113 | 2545056.1582 | 1189614.936
114 | 2545068.4396 | 1189643.6305
115 | 2545130.8858 | 1189557.7996
116 | 2545089.8865 | 1189657.4435
117 | 2545134.046 | 1189560.8983
118 | 2545128.693 | 1189542.4333
119 | 2545099.3048 | 1189662.5798
120 | 2545094.446 | 1189664.6071
121 | 2545144.0847 | 1189570.7419
122 | 2545125.3173 | 1189526.1064
123 | 2545092.91 | 1189548.778
124 | 2545114.942 | 1189671.3045
125 | 2545102.1034 | 1189674.6466
126 | 2545179.4085 | 1189670.903
127 | 2545179.546 | 1189634.11
128 | 2545178.3275 | 1189676.4261
129 | 2545175.4952 | 1189615.5761
130 | 2545175.3103 | 1189691.842
131 | 2545160.5964 | 1189593.1512
132 | 2545195.8485 | 1189814.5146
133 | 2545200.3311 | 1189778.0997
134 | 2545199.1008 | 1189756.73
135 | 2545160.3174 | 1189796.171
136 | 2545153.9632 | 1189792.682
137 | 2545146.713 | 1189765.264
138 | 2545147.9011 | 1189760.5638
139 | 2545148.0304 | 1189760.0525
140 | 2545152.9611 | 1189747.5023
141 | 2545221.4228 | 1189754.2127
142 | 2545197.283 | 1189750.5905
143 | 2545155.2341 | 1189742.6625
144 | 2545164.034 | 1189733.6037
145 | 2545189.1697 | 1189736.6098
146 | 2545170.0408 | 1189707.3243
147 | 2545196.8744 | 1189749.8863
148 | 2545158.8294 | 1189694.2958
149 | 2545156.4859 | 1189693.1072
150 | 2545237.5707 | 1189762.1492
151 | 2545083.4837 | 1189551.4094
152 | 2545060.491 | 1189560.8321
153 | 2545057.5051 | 1189562.9991
154 | 2545125.0383 | 1189516.3353
155 | 2545124.8624 | 1189510.1761
156 | 2545124.777 | 1189507.1827
157 | 2545153.5417 | 1189583.4619
158 | 2546430.5614 | 1189980.6462
159 | 2546442.682 | 1189976.8786
160 | 2546457.2751 | 1189972.3424
161 | 2546457.4463 | 1189972.1577
162 | 2546460.6375 | 1189968.716
163 | 2546461.6407 | 1189967.634
164 | 2545695.039 | 1189675.389
165 | 2545126.0441 | 1189470.1285
166 | 2545126.8614 | 1189467.1098
167 | 2545124.4963 | 1189494.0668
168 | 2545114.4583 | 1189492.5696
169 | 2545141.9608 | 1189457.1958
170 | 2545141.7418 | 1189509.1003
171 | 2545112.0022 | 1189492.2033
172 | 2545145.1184 | 1189458.7621
173 | 2545144.9129 | 1189509.4587
174 | 2545098.3326 | 1189488.8099
175 | 2545186.8138 | 1189455.5922
176 | 2545152.3725 | 1189465.9283
177 | 2545174.8562 | 1189516.4291
178 | 2545089.0374 | 1189485.114
179 | 2545156.6916 | 1189587.7881
180 | 2545050.138 | 1189536.3119
181 | 2545035.5165 | 1189451.2231
182 | 2545079.2357 | 1189478.8423
183 | 2545103.2177 | 1189691.1842
184 | 2545101.0615 | 1189701.6435
185 | 2545157.5053 | 1189468.3324
186 | 2545165.3799 | 1189472.0206
187 | 2545238.7209 | 1189762.7145
188 | 2545089.8865 | 1189657.4435

## line_std_types
| c_nf_per_km | r_ohm_per_km | x_ohm_per_km | max_i_ka | type | q_mm2 | alpha | voltage_rating
NAYY 4x50 SE | 210 | 0.642 | 0.083 | 0.142 | cs | 50 | 0.00403 | LV
NAYY 4x120 SE | 264 | 0.225 | 0.08 | 0.242 | cs | 120 | 0.00403 | LV
NAYY 4x150 SE | 261 | 0.208 | 0.08 | 0.27 | cs | 150 | 0.00403 | LV
NA2XS2Y 1x95 RM/25 12/20 kV | 216 | 0.313 | 0.132 | 0.252 | cs | 95 | 0.00403 | MV
NA2XS2Y 1x185 RM/25 12/20 kV | 273 | 0.161 | 0.117 | 0.362 | cs | 185 | 0.00403 | MV
NA2XS2Y 1x240 RM/25 12/20 kV | 304 | 0.122 | 0.112 | 0.421 | cs | 240 | 0.00403 | MV
NA2XS2Y 1x95 RM/25 6/10 kV | 315 | 0.313 | 0.123 | 0.249 | cs | 95 | 0.00403 | MV
NA2XS2Y 1x185 RM/25 6/10 kV | 406 | 0.161 | 0.11 | 0.358 | cs | 185 | 0.00403 | MV
NA2XS2Y 1x240 RM/25 6/10 kV | 456 | 0.122 | 0.105 | 0.416 | cs | 240 | 0.00403 | MV
NA2XS2Y 1x150 RM/25 12/20 kV | 250 | 0.206 | 0.116 | 0.319 | cs | 150 | 0.00403 | MV
NA2XS2Y 1x120 RM/25 12/20 kV | 230 | 0.253 | 0.119 | 0.283 | cs | 120 | 0.00403 | MV
NA2XS2Y 1x70 RM/25 12/20 kV | 190 | 0.443 | 0.132 | 0.22 | cs | 70 | 0.00403 | MV
NA2XS2Y 1x150 RM/25 6/10 kV | 360 | 0.206 | 0.11 | 0.315 | cs | 150 | 0.00403 | MV
NA2XS2Y 1x120 RM/25 6/10 kV | 340 | 0.253 | 0.113 | 0.28 | cs | 120 | 0.00403 | MV
NA2XS2Y 1x70 RM/25 6/10 kV | 280 | 0.443 | 0.123 | 0.217 | cs | 70 | 0.00403 | MV
N2XS(FL)2Y 1x120 RM/35 64/110 kV | 112 | 0.153 | 0.166 | 0.366 | cs | 120 | 0.00393 | HV
N2XS(FL)2Y 1x185 RM/35 64/110 kV | 125 | 0.099 | 0.156 | 0.457 | cs | 185 | 0.00393 | HV
N2XS(FL)2Y 1x240 RM/35 64/110 kV | 135 | 0.075 | 0.149 | 0.526 | cs | 240 | 0.00393 | HV
N2XS(FL)2Y 1x300 RM/35 64/110 kV | 144 | 0.06 | 0.144 | 0.588 | cs | 300 | 0.00393 | HV
15-AL1/3-ST1A 0.4 | 11 | 1.8769 | 0.35 | 0.105 | ol | 16 | 0.00403 | LV
24-AL1/4-ST1A 0.4 | 11.25 | 1.2012 | 0.335 | 0.14 | ol | 24 | 0.00403 | LV
48-AL1/8-ST1A 0.4 | 12.2 | 0.5939 | 0.3 | 0.21 | ol | 48 | 0.00403 | LV
94-AL1/15-ST1A 0.4 | 13.2 | 0.306 | 0.29 | 0.35 | ol | 94 | 0.00403 | LV
34-AL1/6-ST1A 10.0 | 9.7 | 0.8342 | 0.36 | 0.17 | ol | 34 | 0.00403 | MV
48-AL1/8-ST1A 10.0 | 10.1 | 0.5939 | 0.35 | 0.21 | ol | 48 | 0.00403 | MV
70-AL1/11-ST1A 10.0 | 10.4 | 0.4132 | 0.339 | 0.29 | ol | 70 | 0.00403 | MV
94-AL1/15-ST1A 10.0 | 10.75 | 0.306 | 0.33 | 0.35 | ol | 94 | 0.00403 | MV
122-AL1/20-ST1A 10.0 | 11.1 | 0.2376 | 0.323 | 0.41 | ol | 122 | 0.00403 | MV
149-AL1/24-ST1A 10.0 | 11.25 | 0.194 | 0.315 | 0.47 | ol | 149 | 0.00403 | MV
34-AL1/6-ST1A 20.0 | 9.15 | 0.8342 | 0.382 | 0.17 | ol | 34 | 0.00403 | MV
48-AL1/8-ST1A 20.0 | 9.5 | 0.5939 | 0.372 | 0.21 | ol | 48 | 0.00403 | MV
70-AL1/11-ST1A 20.0 | 9.7 | 0.4132 | 0.36 | 0.29 | ol | 70 | 0.00403 | MV
94-AL1/15-ST1A 20.0 | 10 | 0.306 | 0.35 | 0.35 | ol | 94 | 0.00403 | MV
122-AL1/20-ST1A 20.0 | 10.3 | 0.2376 | 0.344 | 0.41 | ol | 122 | 0.00403 | MV
149-AL1/24-ST1A 20.0 | 10.5 | 0.194 | 0.337 | 0.47 | ol | 149 | 0.00403 | MV
184-AL1/30-ST1A 20.0 | 10.75 | 0.1571 | 0.33 | 0.535 | ol | 184 | 0.00403 | MV
243-AL1/39-ST1A 20.0 | 11 | 0.1188 | 0.32 | 0.645 | ol | 243 | 0.00403 | MV
48-AL1/8-ST1A 110.0 | 8 | 0.5939 | 0.46 | 0.21 | ol | 48 | 0.00403 | HV
70-AL1/11-ST1A 110.0 | 8.4 | 0.4132 | 0.45 | 0.29 | ol | 70 | 0.00403 | HV
94-AL1/15-ST1A 110.0 | 8.65 | 0.306 | 0.44 | 0.35 | ol | 94 | 0.00403 | HV
122-AL1/20-ST1A 110.0 | 8.5 | 0.2376 | 0.43 | 0.41 | ol | 122 | 0.00403 | HV
149-AL1/24-ST1A 110.0 | 8.75 | 0.194 | 0.41 | 0.47 | ol | 149 | 0.00403 | HV
184-AL1/30-ST1A 110.0 | 8.8 | 0.1571 | 0.4 | 0.535 | ol | 184 | 0.00403 | HV
243-AL1/39-ST1A 110.0 | 9 | 0.1188 | 0.39 | 0.645 | ol | 243 | 0.00403 | HV
305-AL1/39-ST1A 110.0 | 9.2 | 0.0949 | 0.38 | 0.74 | ol | 305 | 0.00403 | HV
490-AL1/64-ST1A 110.0 | 9.75 | 0.059 | 0.37 | 0.96 | ol | 490 | 0.00403 | HV
679-AL1/86-ST1A 110.0 | 9.95 | 0.042 | 0.36 | 1.15 | ol | 679 | 0.00403 | HV
490-AL1/64-ST1A 220.0 | 10 | 0.059 | 0.285 | 0.96 | ol | 490 | 0.00403 | HV
679-AL1/86-ST1A 220.0 | 11.7 | 0.042 | 0.275 | 1.15 | ol | 679 | 0.00403 | HV
490-AL1/64-ST1A 380.0 | 11 | 0.059 | 0.253 | 0.96 | ol | 490 | 0.00403 | HV
679-AL1/86-ST1A 380.0 | 14.6 | 0.042 | 0.25 | 1.15 | ol | 679 | 0.00403 | HV

## trafo_std_types
| i0_percent | pfe_kw | vkr_percent | sn_mva | vn_lv_kv | vn_hv_kv | vk_percent | shift_degree | vector_group | tap_side | tap_neutral | tap_min | tap_max | tap_step_degree | tap_step_percent | tap_phase_shifter
160 MVA 380/110 kV | 0.06 | 60 | 0.25 | 160 | 110 | 380 | 12.2 | 0 | Yy0 | hv | 0 | -9 | 9 | 0 | 1.5 | FALSE
100 MVA 220/110 kV | 0.06 | 55 | 0.26 | 100 | 110 | 220 | 12 | 0 | Yy0 | hv | 0 | -9 | 9 | 0 | 1.5 | FALSE
63 MVA 110/20 kV | 0.04 | 22 | 0.32 | 63 | 20 | 110 | 18 | 150 | YNd5 | hv | 0 | -9 | 9 | 0 | 1.5 | FALSE
40 MVA 110/20 kV | 0.05 | 18 | 0.34 | 40 | 20 | 110 | 16.2 | 150 | YNd5 | hv | 0 | -9 | 9 | 0 | 1.5 | FALSE
25 MVA 110/20 kV | 0.07 | 14 | 0.41 | 25 | 20 | 110 | 12 | 150 | YNd5 | hv | 0 | -9 | 9 | 0 | 1.5 | FALSE
63 MVA 110/10 kV | 0.04 | 22 | 0.32 | 63 | 10 | 110 | 18 | 150 | YNd5 | hv | 0 | -9 | 9 | 0 | 1.5 | FALSE
40 MVA 110/10 kV | 0.05 | 18 | 0.34 | 40 | 10 | 110 | 16.2 | 150 | YNd5 | hv | 0 | -9 | 9 | 0 | 1.5 | FALSE
25 MVA 110/10 kV | 0.07 | 14 | 0.41 | 25 | 10 | 110 | 12 | 150 | YNd5 | hv | 0 | -9 | 9 | 0 | 1.5 | FALSE
0.25 MVA 20/0.4 kV | 0.32 | 0.8 | 1.44 | 0.25 | 0.4 | 20 | 6 | 150 | Yzn5 | hv | 0 | -2 | 2 | 0 | 2.5 | FALSE
0.4 MVA 20/0.4 kV | 0.3375 | 1.35 | 1.425 | 0.4 | 0.4 | 20 | 6 | 150 | Dyn5 | hv | 0 | -2 | 2 | 0 | 2.5 | FALSE
0.63 MVA 20/0.4 kV | 0.2619 | 1.65 | 1.206 | 0.63 | 0.4 | 20 | 6 | 150 | Dyn5 | hv | 0 | -2 | 2 | 0 | 2.5 | FALSE
0.25 MVA 10/0.4 kV | 0.24 | 0.6 | 1.2 | 0.25 | 0.4 | 10 | 4 | 150 | Dyn5 | hv | 0 | -2 | 2 | 0 | 2.5 | FALSE
0.4 MVA 10/0.4 kV | 0.2375 | 0.95 | 1.325 | 0.4 | 0.4 | 10 | 4 | 150 | Dyn5 | hv | 0 | -2 | 2 | 0 | 2.5 | FALSE
0.63 MVA 10/0.4 kV | 0.1873 | 1.18 | 1.0794 | 0.63 | 0.4 | 10 | 4 | 150 | Dyn5 | hv | 0 | -2 | 2 | 0 | 2.5 | FALSE

## trafo3w_std_types
| sn_hv_mva | sn_mv_mva | sn_lv_mva | vn_hv_kv | vn_mv_kv | vn_lv_kv | vk_hv_percent | vk_mv_percent | vk_lv_percent | vkr_hv_percent | vkr_mv_percent | vkr_lv_percent | pfe_kw | i0_percent | shift_mv_degree | shift_lv_degree | vector_group | tap_side | tap_neutral | tap_min | tap_max | tap_step_percent
63/25/38 MVA 110/20/10 kV | 63 | 25 | 38 | 110 | 20 | 10 | 10.4 | 10.4 | 10.4 | 0.28 | 0.32 | 0.35 | 35 | 0.89 | 0 | 0 | YN0yn0yn0 | hv | 0 | -10 | 10 | 1.2
63/25/38 MVA 110/10/10 kV | 63 | 25 | 38 | 110 | 10 | 10 | 10.4 | 10.4 | 10.4 | 0.28 | 0.32 | 0.35 | 35 | 0.89 | 0 | 0 | YN0yn0yn0 | hv | 0 | -10 | 10 | 1.2

## fuse_std_types
| fuse_type | i_rated_a | t_avg | t_min | t_total | x_avg | x_min | x_total
HV 100A | HV 100A | 100 | 0 | [10.0, 3.64, 0.854, 0.281, 0.1, 0.0531, 0.022, 0.01] | [10.0, 4.267, 1.21, 0.403, 0.1, 0.058, 0.022, 0.01] | 0 | [300.0, 350.0, 450.0, 550.0, 700.0, 850.0, 1200.0, 1752.0] | [600.0, 700.0, 900.0, 1150.0, 1665.0, 2000.0, 3000.0, 4313.0]
HV 10A | HV 10A | 10 | 0 | [10.0, 1675.0, 0.344, 0.156, 0.1, 0.0417, 0.0171, 0.01] | [10.0, 1.3, 0.3, 0.155, 0.1, 0.0555, 0.023, 0.01] | 0 | [30.0, 32.0, 35.0, 37.0, 39.0, 50.0, 70.0, 88.0] | [60.0, 70.0, 80.0, 87.0, 94.0, 110.0, 150.0, 216.0]
HV 125A | HV 125A | 125 | 0 | [10.0, 1.82, 0.344, 0.1, 0.0467, 0.0269, 0.01] | [10.0, 2.478, 0.426, 0.1, 0.0427, 0.0211, 0.01] | 0 | [375.0, 500.0, 700.0, 925.0, 1200.0, 1500.0, 2341.0] | [750.0, 1000.0, 1500.0, 2200.0, 3000.0, 4000.0, 5765.0]
HV 160A | HV 160A | 160 | 0 | [10.0, 4.15, 1.03, 0.198, 0.1, 0.051, 0.0172, 0.01] | [10.0, 2.3, 0.734, 0.274, 0.1, 0.046, 0.0177, 0.01] | 0 | [480.0, 550.0, 700.0, 1000.0, 1260.0, 1600.0, 2500.0, 3227.0] | [960.0, 1300.0, 1700.0, 2200.0, 2996.0, 4000.0, 6000.0, 7946.0]
HV 16A | HV 16A | 16 | 0 | [10.0, 0.352, 0.164, 0.1, 0.0649, 0.0342, 0.01] | [10.0, 2.34, 0.722, 0.181, 0.1, 0.055, 0.0296, 0.01] | 0 | [48.0, 60.0, 65.0, 71.0, 80.0, 100.0, 162.0] | [96.0, 110.0, 125.0, 150.0, 168.0, 200.0, 250.0, 398.0]
HV 200A | HV 200A | 200 | 0 | [10.0, 4.267, 1.21, 0.403, 0.1, 0.058, 0.022, 0.01] | [10.0, 3.73, 1.654, 0.328, 0.1, 0.0531, 0.019, 0.01] | 0 | [600.0, 700.0, 900.0, 1150.0, 1665.0, 2000.0, 3000.0, 4313.0] | [1200.0, 1500.0, 1800.0, 2700.0, 3960.0, 5000.0, 7500.0, 10620.0]
HV 20A | HV 20A | 20 | 0 | [10.0, 1.3, 0.3, 0.155, 0.1, 0.0555, 0.023, 0.01] | [10.0, 1.3, 0.161, 0.1, 0.0611, 0.0399, 0.0141, 0.01] | 0 | [60.0, 70.0, 80.0, 87.0, 94.0, 110.0, 150.0, 216.0] | [120.0, 150.0, 200.0, 223.0, 260.0, 300.0, 450.0, 532.0]
HV 25A | HV 25A | 25 | 0 | [10.0, 2.512, 0.833, 0.299, 0.1, 0.0372, 0.0223, 0.01] | [10.0, 3.125, 0.597, 0.198, 0.1, 0.0378, 0.022, 0.01] | 0 | [75.0, 82.0, 90.0, 100.0, 124.0, 170.0, 200.0, 289.0] | [150.0, 170.0, 210.0, 250.0, 294.0, 400.0, 500.0, 711.0]
HV 31.5A | HV 31.5A | 31.5 | 0 | [10.0, 2.34, 0.722, 0.181, 0.1, 0.055, 0.0296, 0.01] | [10.0, 2.84, 0.368, 0.164, 0.1, 0.0621, 0.0378, 0.0195, 0.01] | 0 | [95.0, 110.0, 125.0, 150.0, 165.0, 200.0, 250.0, 390.0] | [189.0, 220.0, 300.0, 350.0, 393.0, 450.0, 530.0, 700.0, 960.0]
HV 40A | HV 40A | 40 | 0 | [10.0, 1.3, 0.161, 0.1, 0.0611, 0.0399, 0.0141, 0.01] | [10.0, 2.05, 0.369, 0.198, 0.1, 0.051, 0.0298, 0.01] | 0 | [120.0, 150.0, 200.0, 223.0, 260.0, 300.0, 450.0, 532.0] | [240.0, 300.0, 400.0, 450.0, 530.0, 650.0, 800.0, 1311.0]
HV 50A | HV 50A | 50 | 0 | [10.0, 3.215, 0.597, 0.198, 0.1, 0.0378, 0.022, 0.01] | [10.0, 3.64, 0.854, 0.281, 0.1, 0.0531, 0.022, 0.01] | 0 | [150.0, 170.0, 210.0, 250.0, 294.0, 400.0, 500.0, 711.0] | [300.0, 350.0, 450.0, 550.0, 700.0, 850.0, 1200.0, 1752.0]
HV 6.3A | HV 6.3A | 6.3 | 0 | [10.0, 1.39, 0.344, 0.168, 0.1, 0.056, 0.0263, 0.01] | [10.0, 1.711, 0.516, 0.198, 0.1, 0.0634, 0.0303, 0.01] | 0 | [19.0, 19.5, 20.4, 20.8, 22.0, 25.0, 32.0, 48.0] | [38.0, 40.0, 43.0, 48.0, 53.0, 60.0, 75.0, 118.0]
HV 63A | HV 63A | 63 | 0 | [10.0, 2.84, 0.368, 0.164, 0.1, 0.0621, 0.0378, 0.0195, 0.01] | [10.0, 1.82, 0.344, 0.1, 0.0467, 0.0269, 0.01] | 0 | [189.0, 220.0, 300.0, 350.0, 393.0, 450.0, 530.0, 700.0, 961.0] | [378.0, 500.0, 700.0, 934.0, 1200.0, 1500.0, 2366.0]
HV 80A | HV 80A | 80 | 0 | [10.0, 2.05, 0.369, 0.198, 0.1, 0.051, 0.0298, 0.01] | [10.0, 4.15, 1.03, 0.198, 0.1, 0.051, 0.0172, 0.01] | 0 | [240.0, 300.0, 400.0, 450.0, 530.0, 650.0, 800.0, 1311.0] | [480.0, 550.0, 700.0, 1000.0, 1260.0, 1600.0, 2500.0, 3227.0]
Siemens NH-1-100 | Siemens NH-1-100 | 100 | [5400.0, 2000.0, 400.0, 20.0, 1.0, 0.2, 0.012, 0.004] | 0 | 0 | [150.0, 190.0, 250.0, 430.0, 900.0, 1250.0, 2700.0, 3600.0] | 0 | 0
Siemens NH-1-125 | Siemens NH-1-125 | 125 | [4800.0, 120.0, 7.0, 0.1, 0.004] | 0 | 0 | [180.0, 400.0, 740.0, 2000.0, 4250.0] | 0 | 0
Siemens NH-1-16 | Siemens NH-1-16 | 16 | [4000.0, 400.0, 2.0, 0.1, 0.04, 0.01] | 0 | 0 | [26.0, 35.0, 75.0, 150.0, 200.0, 300.0] | 0 | 0
Siemens NH-1-160 | Siemens NH-1-160 | 160 | [4800.0, 120.0, 7.0, 0.1, 0.004] | 0 | 0 | [210.0, 500.0, 900.0, 2300.0, 5000.0] | 0 | 0
Siemens NH-1-25 | Siemens NH-1-25 | 25 | [4000.0, 1000.0, 10.0, 0.2, 0.02, 0.01] | 0 | 0 | [40.0, 50.0, 100.0, 210.0, 400.0, 500.0] | 0 | 0
Siemens NH-1-50 | Siemens NH-1-50 | 50 | [4000.0, 40.0, 4.0, 1.0, 0.02, 0.01] | 0 | 0 | [86.0, 200.0, 300.0, 400.0, 1000.0, 1280.0] | 0 | 0
Siemens NH-1-63 | Siemens NH-1-63 | 63 | [4000.0, 100.0, 10.0, 2.0, 0.04, 0.01] | 0 | 0 | [100.0, 200.0, 300.0, 400.0, 1000.0, 1500.0] | 0 | 0
Siemens NH-1-80 | Siemens NH-1-80 | 80 | [4800.0, 120.0, 7.0, 0.1, 0.01] | 0 | 0 | [150.58, 250.0, 450.0, 1150.0, 2470.0] | 0 | 0
Siemens NH-2-1000 | Siemens NH-2-1000 | 1000 | [4800.0, 120.0, 7.0, 0.1, 0.004] | 0 | 0 | [1900.0, 3500.0, 8400.0, 24000.0, 52000.0] | 0 | 0
Siemens NH-2-200 | Siemens NH-2-200 | 200 | [4800.0, 120.0, 7.0, 0.1, 0.004] | 0 | 0 | [280.0, 650.0, 1200.0, 3000.0, 7000.0] | 0 | 0
Siemens NH-2-224 | Siemens NH-2-224 | 224 | [4800.0, 120.0, 7.0, 0.2, 0.04, 0.004] | 0 | 0 | [400.0, 750.0, 1453.0, 3025.0, 4315.0, 7600.0] | 0 | 0
Siemens NH-2-250 | Siemens NH-2-250 | 250 | [4800.0, 120.0, 7.0, 0.1, 0.004] | 0 | 0 | [450.0, 800.0, 1650.0, 4000.0, 8500.0] | 0 | 0
Siemens NH-2-315 | Siemens NH-2-315 | 315 | [4800.0, 120.0, 7.0, 0.1, 0.004] | 0 | 0 | [550.0, 920.0, 1900.0, 5000.0, 11000.0] | 0 | 0
Siemens NH-2-355 | Siemens NH-2-355 | 355 | [4800.0, 120.0, 6.0, 0.1, 0.004] | 0 | 0 | [650.0, 1116.27, 2350.0, 5840.0, 12790.0] | 0 | 0
Siemens NH-2-400 | Siemens NH-2-400 | 400 | [4800.0, 120.0, 7.0, 0.1, 0.004] | 0 | 0 | [720.0, 1350.0, 2800.0, 6500.0, 15000.0] | 0 | 0
Siemens NH-2-425 | Siemens NH-2-425 | 425 | [4800.0, 120.0, 7.0, 0.1, 0.004] | 0 | 0 | [850.0, 1500.0, 3050.0, 7500.0, 16500.0] | 0 | 0
Siemens NH-2-630 | Siemens NH-2-630 | 630 | [4800.0, 120.0, 7.0, 0.1, 0.004] | 0 | 0 | [1200.0, 2000.0, 4800.0, 12000.0, 26000.0] | 0 | 0

## dtypes
| element | column | dtype
0 | bus | name | object
1 | bus | vn_kv | float64
2 | bus | type | object
3 | bus | zone | object
4 | bus | in_service | bool
5 | load | name | object
6 | load | bus | uint32
7 | load | p_mw | float64
8 | load | q_mvar | float64
9 | load | const_z_percent | float64
10 | load | const_i_percent | float64
11 | load | sn_mva | float64
12 | load | scaling | float64
13 | load | in_service | bool
14 | load | type | object
15 | ext_grid | name | object
16 | ext_grid | bus | uint32
17 | ext_grid | vm_pu | float64
18 | ext_grid | va_degree | float64
19 | ext_grid | slack_weight | float64
20 | ext_grid | in_service | bool
21 | line | name | object
22 | line | std_type | object
23 | line | from_bus | uint32
24 | line | to_bus | uint32
25 | line | length_km | float64
26 | line | r_ohm_per_km | float64
27 | line | x_ohm_per_km | float64
28 | line | c_nf_per_km | float64
29 | line | g_us_per_km | float64
30 | line | max_i_ka | float64
31 | line | df | float64
32 | line | parallel | uint32
33 | line | type | object
34 | line | in_service | bool
35 | trafo | name | object
36 | trafo | std_type | object
37 | trafo | hv_bus | uint32
38 | trafo | lv_bus | uint32
39 | trafo | sn_mva | float64
40 | trafo | vn_hv_kv | float64
41 | trafo | vn_lv_kv | float64
42 | trafo | vk_percent | float64
43 | trafo | vkr_percent | float64
44 | trafo | pfe_kw | float64
45 | trafo | i0_percent | float64
46 | trafo | shift_degree | float64
47 | trafo | tap_side | object
48 | trafo | tap_neutral | int32
49 | trafo | tap_min | int32
50 | trafo | tap_max | int32
51 | trafo | tap_step_percent | float64
52 | trafo | tap_step_degree | float64
53 | trafo | tap_pos | int32
54 | trafo | tap_phase_shifter | bool
55 | trafo | parallel | uint32
56 | trafo | df | float64
57 | trafo | in_service | bool
58 | line_geodata | coords | object
59 | bus_geodata | x | float64
60 | bus_geodata | y | float64
61 | bus_geodata | coords | object

## parameters
| version | format_version | converged | OPF_converged | name | f_hz | sn_mva
0 | 2.14.6 | 2.14.0 | FALSE | FALSE |  | 50 | 1