## bus
| name | vn_kv | type | zone | in_service
0 | bus_LV_746-1_0_6_node_0 | 0.4 | n |  | TRUE
1 | bus_LV_746-1_0_6_node_1 | 0.4 | n |  | TRUE
2 | bus_LV_746-1_0_6_node_2 | 0.4 | n |  | TRUE
3 | bus_LV_746-1_0_6_node_3 | 0.4 | n |  | TRUE
4 | bus_LV_746-1_0_6_node_4 | 0.4 | n |  | TRUE
5 | bus_LV_746-1_0_6_node_5 | 0.4 | n |  | TRUE
6 | bus_LV_746-1_0_6_node_11 | 0.4 | n |  | TRUE
7 | bus_LV_746-1_0_6_node_12 | 0.4 | n |  | TRUE
8 | bus_LV_746-1_0_6_node_13 | 0.4 | n |  | TRUE
9 | bus_LV_746-1_0_6_node_6 | 0.4 | n |  | TRUE
10 | bus_LV_746-1_0_6_node_17 | 0.4 | n |  | TRUE
11 | bus_LV_746-1_0_6_node_15 | 0.4 | n |  | TRUE
12 | bus_LV_746-1_0_6_node_22 | 0.4 | n |  | TRUE
13 | bus_LV_746-1_0_6_node_23 | 0.4 | n |  | TRUE
14 | bus_LV_746-1_0_6_node_14 | 0.4 | n |  | TRUE
15 | bus_LV_746-1_0_6_node_53 | 0.4 | n |  | TRUE
16 | bus_LV_746-1_0_6_node_7 | 0.4 | n |  | TRUE
17 | bus_LV_746-1_0_6_node_8 | 0.4 | n |  | TRUE
18 | bus_LV_746-1_0_6_node_9 | 0.4 | n |  | TRUE
19 | bus_LV_746-1_0_6_node_10 | 0.4 | n |  | TRUE
20 | bus_LV_746-1_0_6_node_39 | 0.4 | n |  | TRUE
21 | bus_LV_746-1_0_6_node_38 | 0.4 | n |  | TRUE
22 | bus_LV_746-1_0_6_node_37 | 0.4 | n |  | TRUE
23 | bus_LV_746-1_0_6_node_21 | 0.4 | n |  | TRUE
24 | bus_LV_746-1_0_6_node_20 | 0.4 | n |  | TRUE
25 | bus_LV_746-1_0_6_node_52 | 0.4 | n |  | TRUE
26 | bus_LV_746-1_0_6_node_56 | 0.4 | n |  | TRUE
27 | bus_LV_746-1_0_6_node_54 | 0.4 | n |  | TRUE
28 | bus_LV_746-1_0_6_node_18 | 0.4 | n |  | TRUE
29 | bus_LV_746-1_0_6_node_31 | 0.4 | n |  | TRUE
30 | bus_LV_746-1_0_6_node_25 | 0.4 | n |  | TRUE
31 | bus_LV_746-1_0_6_node_24 | 0.4 | n |  | TRUE
32 | bus_LV_746-1_0_6_node_51 | 0.4 | n |  | TRUE
33 | bus_LV_746-1_0_6_node_57 | 0.4 | n |  | TRUE
34 | bus_LV_746-1_0_6_node_26 | 0.4 | n |  | TRUE
35 | bus_LV_746-1_0_6_node_27 | 0.4 | n |  | TRUE
36 | bus_LV_746-1_0_6_node_28 | 0.4 | n |  | TRUE
37 | bus_LV_746-1_0_6_node_49 | 0.4 | n |  | TRUE
38 | bus_LV_746-1_0_6_node_60 | 0.4 | n |  | TRUE
39 | bus_LV_746-1_0_6_node_59 | 0.4 | n |  | TRUE
40 | bus_LV_746-1_0_6_node_46 | 0.4 | n |  | TRUE
41 | bus_LV_746-1_0_6_node_47 | 0.4 | n |  | TRUE
42 | bus_LV_746-1_0_6_node_32 | 0.4 | n |  | TRUE
43 | bus_LV_746-1_0_6_node_33 | 0.4 | n |  | TRUE
44 | bus_LV_746-1_0_6_node_34 | 0.4 | n |  | TRUE
45 | bus_LV_746-1_0_6_node_35 | 0.4 | n |  | TRUE
46 | bus_LV_746-1_0_6_node_36 | 0.4 | n |  | TRUE
47 | bus_LV_746-1_0_6_node_40 | 0.4 | n |  | TRUE
48 | bus_LV_746-1_0_6_node_41 | 0.4 | n |  | TRUE
49 | bus_LV_746-1_0_6_node_42 | 0.4 | n |  | TRUE
50 | bus_LV_746-1_0_6_node_44 | 0.4 | n |  | TRUE
51 | bus_LV_746-1_0_6_node_45 | 0.4 | n |  | TRUE
52 | bus_LV_746-1_0_6_node_62 | 0.4 | n |  | TRUE
53 | bus_LV_746-1_0_6_node_79 | 0.4 | n |  | TRUE
54 | bus_LV_746-1_0_6_node_78 | 0.4 | n |  | TRUE
55 | bus_LV_746-1_0_6_node_123 | 0.4 | n |  | TRUE
56 | bus_LV_746-1_0_6_node_61 | 0.4 | n |  | TRUE
57 | bus_LV_746-1_0_6_node_80 | 0.4 | n |  | TRUE
58 | bus_LV_746-1_0_6_node_81 | 0.4 | n |  | TRUE
59 | bus_LV_746-1_0_6_node_48 | 0.4 | n |  | TRUE
60 | bus_LV_746-1_0_6_node_50 | 0.4 | n |  | TRUE
61 | bus_LV_746-1_0_6_node_103 | 0.4 | n |  | TRUE
62 | bus_LV_746-1_0_6_node_58 | 0.4 | n |  | TRUE
63 | bus_LV_746-1_0_6_node_55 | 0.4 | n |  | TRUE
64 | bus_LV_746-1_0_6_node_169 | 0.4 | n |  | TRUE
65 | bus_LV_746-1_0_6_node_168 | 0.4 | n |  | TRUE
66 | bus_LV_746-1_0_6_node_104 | 0.4 | n |  | TRUE
67 | bus_LV_746-1_0_6_node_63 | 0.4 | n |  | TRUE
68 | bus_LV_746-1_0_6_node_64 | 0.4 | n |  | TRUE
69 | bus_LV_746-1_0_6_node_65 | 0.4 | n |  | TRUE
70 | bus_LV_746-1_0_6_node_66 | 0.4 | n |  | TRUE
71 | bus_LV_746-1_0_6_node_67 | 0.4 | n |  | TRUE
72 | bus_LV_746-1_0_6_node_68 | 0.4 | n |  | TRUE
73 | bus_LV_746-1_0_6_node_69 | 0.4 | n |  | TRUE
74 | bus_LV_746-1_0_6_node_75 | 0.4 | n |  | TRUE
75 | bus_LV_746-1_0_6_node_72 | 0.4 | n |  | TRUE
76 | bus_LV_746-1_0_6_node_76 | 0.4 | n |  | TRUE
77 | bus_LV_746-1_0_6_node_74 | 0.4 | n |  | TRUE
78 | bus_LV_746-1_0_6_node_70 | 0.4 | n |  | TRUE
79 | bus_LV_746-1_0_6_node_131 | 0.4 | n |  | TRUE
80 | bus_LV_746-1_0_6_node_125 | 0.4 | n |  | TRUE
81 | bus_LV_746-1_0_6_node_146 | 0.4 | n |  | TRUE
82 | bus_LV_746-1_0_6_node_102 | 0.4 | n |  | TRUE
83 | bus_LV_746-1_0_6_node_173 | 0.4 | n |  | TRUE
84 | bus_LV_746-1_0_6_node_171 | 0.4 | n |  | TRUE
85 | bus_LV_746-1_0_6_node_124 | 0.4 | n |  | TRUE
86 | bus_LV_746-1_0_6_node_85 | 0.4 | n |  | TRUE
87 | bus_LV_746-1_0_6_node_97 | 0.4 | n |  | TRUE
88 | bus_LV_746-1_0_6_node_98 | 0.4 | n |  | TRUE
89 | bus_LV_746-1_0_6_node_83 | 0.4 | n |  | TRUE
90 | bus_LV_746-1_0_6_node_95 | 0.4 | n |  | TRUE
91 | bus_LV_746-1_0_6_node_99 | 0.4 | n |  | TRUE
92 | bus_LV_746-1_0_6_node_82 | 0.4 | n |  | TRUE
93 | bus_LV_746-1_0_6_node_86 | 0.4 | n |  | TRUE
94 | bus_LV_746-1_0_6_node_87 | 0.4 | n |  | TRUE
95 | bus_LV_746-1_0_6_node_88 | 0.4 | n |  | TRUE
96 | bus_LV_746-1_0_6_node_89 | 0.4 | n |  | TRUE
97 | bus_LV_746-1_0_6_node_90 | 0.4 | n |  | TRUE
98 | bus_LV_746-1_0_6_node_106 | 0.4 | n |  | TRUE
99 | bus_LV_746-1_0_6_node_93 | 0.4 | n |  | TRUE
100 | bus_LV_746-1_0_6_node_107 | 0.4 | n |  | TRUE
101 | bus_LV_746-1_0_6_node_91 | 0.4 | n |  | TRUE
102 | bus_LV_746-1_0_6_node_92 | 0.4 | n |  | TRUE
103 | bus_LV_746-1_0_6_node_94 | 0.4 | n |  | TRUE
104 | bus_LV_746-1_0_6_node_96 | 0.4 | n |  | TRUE
105 | bus_LV_746-1_0_6_node_110 | 0.4 | n |  | TRUE
106 | bus_LV_746-1_0_6_node_111 | 0.4 | n |  | TRUE
107 | bus_LV_746-1_0_6_node_112 | 0.4 | n |  | TRUE
108 | bus_LV_746-1_0_6_node_100 | 0.4 | n |  | TRUE
109 | bus_LV_746-1_0_6_node_101 | 0.4 | n |  | TRUE
110 | bus_LV_746-1_0_6_node_114 | 0.4 | n |  | TRUE
111 | bus_LV_746-1_0_6_node_113 | 0.4 | n |  | TRUE
112 | bus_LV_746-1_0_6_node_105 | 0.4 | n |  | TRUE
113 | bus_LV_746-1_0_6_node_108 | 0.4 | n |  | TRUE
114 | bus_LV_746-1_0_6_node_109 | 0.4 | n |  | TRUE
115 | bus_LV_746-1_0_6_node_167 | 0.4 | n |  | TRUE
116 | bus_LV_746-1_0_6_node_176 | 0.4 | n |  | TRUE
117 | bus_LV_746-1_0_6_node_122 | 0.4 | n |  | TRUE
118 | bus_LV_746-1_0_6_node_115 | 0.4 | n |  | TRUE
119 | bus_LV_746-1_0_6_node_116 | 0.4 | n |  | TRUE
120 | bus_LV_746-1_0_6_node_117 | 0.4 | n |  | TRUE
121 | bus_LV_746-1_0_6_node_118 | 0.4 | n |  | TRUE
122 | bus_LV_746-1_0_6_node_135 | 0.4 | n |  | TRUE
123 | bus_LV_746-1_0_6_node_138 | 0.4 | n |  | TRUE
124 | bus_LV_746-1_0_6_node_119 | 0.4 | n |  | TRUE
125 | bus_LV_746-1_0_6_node_136 | 0.4 | n |  | TRUE
126 | bus_LV_746-1_0_6_node_133 | 0.4 | n |  | TRUE
127 | bus_LV_746-1_0_6_node_139 | 0.4 | n |  | TRUE
128 | bus_LV_746-1_0_6_node_174 | 0.4 | n |  | TRUE
129 | bus_LV_746-1_0_6_node_120 | 0.4 | n |  | TRUE
130 | bus_LV_746-1_0_6_node_121 | 0.4 | n |  | TRUE
131 | bus_LV_746-1_0_6_node_166 | 0.4 | n |  | TRUE
132 | bus_LV_746-1_0_6_node_165 | 0.4 | n |  | TRUE
133 | bus_LV_746-1_0_6_node_175 | 0.4 | n |  | TRUE
134 | bus_LV_746-1_0_6_node_172 | 0.4 | n |  | TRUE
135 | bus_LV_746-1_0_6_node_170 | 0.4 | n |  | TRUE
136 | bus_LV_746-1_0_6_node_126 | 0.4 | n |  | TRUE
137 | bus_LV_746-1_0_6_node_127 | 0.4 | n |  | TRUE
138 | bus_LV_746-1_0_6_node_128 | 0.4 | n |  | TRUE
139 | bus_LV_746-1_0_6_node_129 | 0.4 | n |  | TRUE
140 | bus_LV_746-1_0_6_node_130 | 0.4 | n |  | TRUE
141 | bus_LV_746-1_0_6_node_141 | 0.4 | n |  | TRUE
142 | bus_LV_746-1_0_6_node_137 | 0.4 | n |  | TRUE
143 | bus_LV_746-1_0_6_node_144 | 0.4 | n |  | TRUE
144 | bus_LV_746-1_0_6_node_147 | 0.4 | n |  | TRUE
145 | bus_LV_746-1_0_6_node_132 | 0.4 | n |  | TRUE
146 | bus_LV_746-1_0_6_node_134 | 0.4 | n |  | TRUE
147 | bus_LV_746-1_0_6_node_140 | 0.4 | n |  | TRUE
148 | bus_LV_746-1_0_6_node_142 | 0.4 | n |  | TRUE
149 | bus_LV_746-1_0_6_node_143 | 0.4 | n |  | TRUE
150 | bus_LV_746-1_0_6_node_148 | 0.4 | n |  | TRUE
151 | bus_LV_746-1_0_6_node_149 | 0.4 | n |  | TRUE
152 | bus_LV_746-1_0_6_node_152 | 0.4 | n |  | TRUE
153 | bus_LV_746-1_0_6_node_153 | 0.4 | n |  | TRUE
154 | bus_LV_746-1_0_6_node_154 | 0.4 | n |  | TRUE
155 | bus_LV_746-1_0_6_node_155 | 0.4 | n |  | TRUE
156 | bus_LV_746-1_0_6_node_156 | 0.4 | n |  | TRUE
157 | bus_LV_746-1_0_6_node_157 | 0.4 | n |  | TRUE
158 | bus_LV_746-1_0_6_node_158 | 0.4 | n |  | TRUE
159 | bus_LV_746-1_0_6_node_159 | 0.4 | n |  | TRUE
160 | bus_LV_746-1_0_6_node_160 | 0.4 | n |  | TRUE
161 | bus_LV_746-1_0_6_node_161 | 0.4 | n |  | TRUE
162 | bus_LV_746-1_0_6_node_164 | 0.4 | n |  | TRUE
163 | bus_LV_746-1_0_6_node_162 | 0.4 | n |  | TRUE
164 | bus_MV_416_0_node_24 | 20 | n |  | TRUE

## load
| name | bus | p_mw | q_mvar | const_z_percent | const_i_percent | sn_mva | scaling | in_service | type
0 | LV_746-1_0_6_load_0 | 0 | 0.0027858 | 0.00069818 | 0 | 0 |  | 1 | TRUE | wye
1 | LV_746-1_0_6_load_1 | 1 | 0.0012057 | 0.00030219 | 0 | 0 |  | 1 | TRUE | wye
2 | LV_746-1_0_6_load_2 | 2 | 0.0026164 | 0.00065573 | 0 | 0 |  | 1 | TRUE | wye
3 | LV_746-1_0_6_load_3 | 3 | 0.00199 | 0.00049874 | 0 | 0 |  | 1 | TRUE | wye
4 | LV_746-1_0_6_load_5 | 5 | 0.001053 | 0.00026391 | 0 | 0 |  | 1 | TRUE | wye
5 | LV_746-1_0_6_load_11 | 6 | 0.0017953 | 0.00044995 | 0 | 0 |  | 1 | TRUE | wye
6 | LV_746-1_0_6_load_6 | 9 | 0.0024466 | 0.00061318 | 0 | 0 |  | 1 | TRUE | wye
7 | LV_746-1_0_6_load_15 | 11 | 0.002257 | 0.00056565 | 0 | 0 |  | 1 | TRUE | wye
8 | LV_746-1_0_6_load_22 | 12 | 0.0025064 | 0.00062816 | 0 | 0 |  | 1 | TRUE | wye
9 | LV_746-1_0_6_load_23 | 13 | 0.0017948 | 0.00044981 | 0 | 0 |  | 1 | TRUE | wye
10 | LV_746-1_0_6_load_53 | 15 | 0.0034343 | 0.00086071 | 0 | 0 |  | 1 | TRUE | wye
11 | LV_746-1_0_6_load_7 | 16 | 0.0018726 | 0.00046933 | 0 | 0 |  | 1 | TRUE | wye
12 | LV_746-1_0_6_load_8 | 17 | 0.001725 | 0.00043232 | 0 | 0 |  | 1 | TRUE | wye
13 | LV_746-1_0_6_load_9 | 18 | 0.002179 | 0.00054611 | 0 | 0 |  | 1 | TRUE | wye
14 | LV_746-1_0_6_load_39 | 20 | 0.010793 | 0.002705 | 0 | 0 |  | 1 | TRUE | wye
15 | LV_746-1_0_6_load_38 | 21 | 0.0029837 | 0.0007478 | 0 | 0 |  | 1 | TRUE | wye
16 | LV_746-1_0_6_load_20 | 24 | 0.0020968 | 0.0005255 | 0 | 0 |  | 1 | TRUE | wye
17 | LV_746-1_0_6_load_52 | 25 | 0.0020485 | 0.00051341 | 0 | 0 |  | 1 | TRUE | wye
18 | LV_746-1_0_6_load_56 | 26 | 0.003509 | 0.00087944 | 0 | 0 |  | 1 | TRUE | wye
19 | LV_746-1_0_6_load_54 | 27 | 0.0032518 | 0.00081499 | 0 | 0 |  | 1 | TRUE | wye
20 | LV_746-1_0_6_load_31 | 29 | 0.0030031 | 0.00075266 | 0 | 0 |  | 1 | TRUE | wye
21 | LV_746-1_0_6_load_25 | 30 | 0.0019861 | 0.00049776 | 0 | 0 |  | 1 | TRUE | wye
22 | LV_746-1_0_6_load_24 | 31 | 0.0018661 | 0.00046769 | 0 | 0 |  | 1 | TRUE | wye
23 | LV_746-1_0_6_load_51 | 32 | 0.0016679 | 0.00041802 | 0 | 0 |  | 1 | TRUE | wye
24 | LV_746-1_0_6_load_57 | 33 | 0.0027781 | 0.00069626 | 0 | 0 |  | 1 | TRUE | wye
25 | LV_746-1_0_6_load_26 | 34 | 0.003014 | 0.00075538 | 0 | 0 |  | 1 | TRUE | wye
26 | LV_746-1_0_6_load_27 | 35 | 0.0011794 | 0.00029559 | 0 | 0 |  | 1 | TRUE | wye
27 | LV_746-1_0_6_load_28 | 36 | 0.001807 | 0.00045287 | 0 | 0 |  | 1 | TRUE | wye
28 | LV_746-1_0_6_load_49 | 37 | 0.0030822 | 0.00077248 | 0 | 0 |  | 1 | TRUE | wye
29 | LV_746-1_0_6_load_59 | 39 | 0.0018027 | 0.00045181 | 0 | 0 |  | 1 | TRUE | wye
30 | LV_746-1_0_6_load_46 | 40 | 0.0021637 | 0.00054226 | 0 | 0 |  | 1 | TRUE | wye
31 | LV_746-1_0_6_load_47 | 41 | 0.0022058 | 0.00055282 | 0 | 0 |  | 1 | TRUE | wye
32 | LV_746-1_0_6_load_32 | 42 | 0.0021956 | 0.00055028 | 0 | 0 |  | 1 | TRUE | wye
33 | LV_746-1_0_6_load_33 | 43 | 0.0014383 | 0.00036048 | 0 | 0 |  | 1 | TRUE | wye
34 | LV_746-1_0_6_load_34 | 44 | 0.002196 | 0.00055036 | 0 | 0 |  | 1 | TRUE | wye
35 | LV_746-1_0_6_load_35 | 45 | 0.0017242 | 0.00043212 | 0 | 0 |  | 1 | TRUE | wye
36 | LV_746-1_0_6_load_36 | 46 | 0.0015978 | 0.00040044 | 0 | 0 |  | 1 | TRUE | wye
37 | LV_746-1_0_6_load_40 | 47 | 0.0021514 | 0.00053919 | 0 | 0 |  | 1 | TRUE | wye
38 | LV_746-1_0_6_load_41 | 48 | 0.0022805 | 0.00057154 | 0 | 0 |  | 1 | TRUE | wye
39 | LV_746-1_0_6_load_45 | 51 | 0.0087068 | 0.0021821 | 0 | 0 |  | 1 | TRUE | wye
40 | LV_746-1_0_6_load_62 | 52 | 0.0028797 | 0.00072172 | 0 | 0 |  | 1 | TRUE | wye
41 | LV_746-1_0_6_load_78 | 54 | 0.015399 | 0.0038594 | 0 | 0 |  | 1 | TRUE | wye
42 | LV_746-1_0_6_load_123 | 55 | 0.0027628 | 0.00069243 | 0 | 0 |  | 1 | TRUE | wye
43 | LV_746-1_0_6_load_61 | 56 | 0.002443 | 0.00061226 | 0 | 0 |  | 1 | TRUE | wye
44 | LV_746-1_0_6_load_80 | 57 | 0.0020243 | 0.00050733 | 0 | 0 |  | 1 | TRUE | wye
45 | LV_746-1_0_6_load_48 | 59 | 0.0029793 | 0.00074668 | 0 | 0 |  | 1 | TRUE | wye
46 | LV_746-1_0_6_load_50 | 60 | 0.00211 | 0.00052881 | 0 | 0 |  | 1 | TRUE | wye
47 | LV_746-1_0_6_load_103 | 61 | 0.007561 | 0.001895 | 0 | 0 |  | 1 | TRUE | wye
48 | LV_746-1_0_6_load_58 | 62 | 0.0018045 | 0.00045225 | 0 | 0 |  | 1 | TRUE | wye
49 | LV_746-1_0_6_load_55 | 63 | 0.002746 | 0.00068821 | 0 | 0 |  | 1 | TRUE | wye
50 | LV_746-1_0_6_load_169 | 64 | 0.0035108 | 0.00087988 | 0 | 0 |  | 1 | TRUE | wye
51 | LV_746-1_0_6_load_168 | 65 | 0.0020519 | 0.00051425 | 0 | 0 |  | 1 | TRUE | wye
52 | LV_746-1_0_6_load_63 | 67 | 0.0038155 | 0.00095626 | 0 | 0 |  | 1 | TRUE | wye
53 | LV_746-1_0_6_load_64 | 68 | 0.0027793 | 0.00069657 | 0 | 0 |  | 1 | TRUE | wye
54 | LV_746-1_0_6_load_65 | 69 | 0.049552 | 0.012419 | 0 | 0 |  | 1 | TRUE | wye
55 | LV_746-1_0_6_load_66 | 70 | 0.010219 | 0.0025611 | 0 | 0 |  | 1 | TRUE | wye
56 | LV_746-1_0_6_load_68 | 72 | 0.0082148 | 0.0020588 | 0 | 0 |  | 1 | TRUE | wye
57 | LV_746-1_0_6_load_69 | 73 | 0.0044928 | 0.001126 | 0 | 0 |  | 1 | TRUE | wye
58 | LV_746-1_0_6_load_75 | 74 | 0.002618 | 0.00065614 | 0 | 0 |  | 1 | TRUE | wye
59 | LV_746-1_0_6_load_76 | 76 | 0.0026214 | 0.00065699 | 0 | 0 |  | 1 | TRUE | wye
60 | LV_746-1_0_6_load_70 | 78 | 0.0028102 | 0.00070431 | 0 | 0 |  | 1 | TRUE | wye
61 | LV_746-1_0_6_load_131 | 79 | 0.0024754 | 0.00062039 | 0 | 0 |  | 1 | TRUE | wye
62 | LV_746-1_0_6_load_125 | 80 | 0.0033824 | 0.00084771 | 0 | 0 |  | 1 | TRUE | wye
63 | LV_746-1_0_6_load_146 | 81 | 0.0021939 | 0.00054983 | 0 | 0 |  | 1 | TRUE | wye
64 | LV_746-1_0_6_load_102 | 82 | 0.0067292 | 0.0016865 | 0 | 0 |  | 1 | TRUE | wye
65 | LV_746-1_0_6_load_173 | 83 | 0.0025213 | 0.0006319 | 0 | 0 |  | 1 | TRUE | wye
66 | LV_746-1_0_6_load_171 | 84 | 0.0026411 | 0.00066193 | 0 | 0 |  | 1 | TRUE | wye
67 | LV_746-1_0_6_load_124 | 85 | 0.0024574 | 0.00061588 | 0 | 0 |  | 1 | TRUE | wye
68 | LV_746-1_0_6_load_85 | 86 | 0.0017157 | 0.00042998 | 0 | 0 |  | 1 | TRUE | wye
69 | LV_746-1_0_6_load_97 | 87 | 0.001945 | 0.00048747 | 0 | 0 |  | 1 | TRUE | wye
70 | LV_746-1_0_6_load_98 | 88 | 0.0022394 | 0.00056126 | 0 | 0 |  | 1 | TRUE | wye
71 | LV_746-1_0_6_load_83 | 89 | 0.0016774 | 0.0004204 | 0 | 0 |  | 1 | TRUE | wye
72 | LV_746-1_0_6_load_99 | 91 | 0.0017329 | 0.0004343 | 0 | 0 |  | 1 | TRUE | wye
73 | LV_746-1_0_6_load_82 | 92 | 0.0013476 | 0.00033774 | 0 | 0 |  | 1 | TRUE | wye
74 | LV_746-1_0_6_load_86 | 93 | 0.0026446 | 0.00066279 | 0 | 0 |  | 1 | TRUE | wye
75 | LV_746-1_0_6_load_87 | 94 | 0.00022941 | 5.7495e-05 | 0 | 0 |  | 1 | TRUE | wye
76 | LV_746-1_0_6_load_88 | 95 | 0.0012751 | 0.00031957 | 0 | 0 |  | 1 | TRUE | wye
77 | LV_746-1_0_6_load_89 | 96 | 0.00026512 | 6.6445e-05 | 0 | 0 |  | 1 | TRUE | wye
78 | LV_746-1_0_6_load_90 | 97 | 0.0016085 | 0.00040314 | 0 | 0 |  | 1 | TRUE | wye
79 | LV_746-1_0_6_load_93 | 99 | 0.0012794 | 0.00032065 | 0 | 0 |  | 1 | TRUE | wye
80 | LV_746-1_0_6_load_107 | 100 | 0.00017241 | 4.3211e-05 | 0 | 0 |  | 1 | TRUE | wye
81 | LV_746-1_0_6_load_91 | 101 | 0.0023617 | 0.00059191 | 0 | 0 |  | 1 | TRUE | wye
82 | LV_746-1_0_6_load_92 | 102 | 0.0021052 | 0.00052761 | 0 | 0 |  | 1 | TRUE | wye
83 | LV_746-1_0_6_load_94 | 103 | 0.0018737 | 0.0004696 | 0 | 0 |  | 1 | TRUE | wye
84 | LV_746-1_0_6_load_96 | 104 | 0.0038128 | 0.00095558 | 0 | 0 |  | 1 | TRUE | wye
85 | LV_746-1_0_6_load_111 | 106 | 0.00052816 | 0.00013237 | 0 | 0 |  | 1 | TRUE | wye
86 | LV_746-1_0_6_load_112 | 107 | 0.00043689 | 0.0001095 | 0 | 0 |  | 1 | TRUE | wye
87 | LV_746-1_0_6_load_101 | 109 | 0.004746 | 0.0011895 | 0 | 0 |  | 1 | TRUE | wye
88 | LV_746-1_0_6_load_114 | 110 | 0.01305 | 0.0032706 | 0 | 0 |  | 1 | TRUE | wye
89 | LV_746-1_0_6_load_113 | 111 | 0.00068181 | 0.00017088 | 0 | 0 |  | 1 | TRUE | wye
90 | LV_746-1_0_6_load_105 | 112 | 0.0012267 | 0.00030744 | 0 | 0 |  | 1 | TRUE | wye
91 | LV_746-1_0_6_load_108 | 113 | 0.0016822 | 0.0004216 | 0 | 0 |  | 1 | TRUE | wye
92 | LV_746-1_0_6_load_109 | 114 | 0.002141 | 0.00053659 | 0 | 0 |  | 1 | TRUE | wye
93 | LV_746-1_0_6_load_167 | 115 | 0.00063057 | 0.00015804 | 0 | 0 |  | 1 | TRUE | wye
94 | LV_746-1_0_6_load_176 | 116 | 0.00053083 | 0.00013304 | 0 | 0 |  | 1 | TRUE | wye
95 | LV_746-1_0_6_load_115 | 118 | 0.013504 | 0.0033845 | 0 | 0 |  | 1 | TRUE | wye
96 | LV_746-1_0_6_load_138 | 123 | 0.0049789 | 0.0012478 | 0 | 0 |  | 1 | TRUE | wye
97 | LV_746-1_0_6_load_119 | 124 | 0.0013021 | 0.00032633 | 0 | 0 |  | 1 | TRUE | wye
98 | LV_746-1_0_6_load_136 | 125 | 0.0047224 | 0.0011835 | 0 | 0 |  | 1 | TRUE | wye
99 | LV_746-1_0_6_load_133 | 126 | 0.0037047 | 0.00092849 | 0 | 0 |  | 1 | TRUE | wye
100 | LV_746-1_0_6_load_139 | 127 | 0.0011676 | 0.00029263 | 0 | 0 |  | 1 | TRUE | wye
101 | LV_746-1_0_6_load_174 | 128 | 0.00038952 | 9.7624e-05 | 0 | 0 |  | 1 | TRUE | wye
102 | LV_746-1_0_6_load_120 | 129 | 0.00028186 | 7.0641e-05 | 0 | 0 |  | 1 | TRUE | wye
103 | LV_746-1_0_6_load_121 | 130 | 0.00028308 | 7.0946e-05 | 0 | 0 |  | 1 | TRUE | wye
104 | LV_746-1_0_6_load_166 | 131 | 0.0005823 | 0.00014594 | 0 | 0 |  | 1 | TRUE | wye
105 | LV_746-1_0_6_load_165 | 132 | 0.0012288 | 0.00030796 | 0 | 0 |  | 1 | TRUE | wye
106 | LV_746-1_0_6_load_175 | 133 | 0.00029951 | 7.5064e-05 | 0 | 0 |  | 1 | TRUE | wye
107 | LV_746-1_0_6_load_172 | 134 | 0.0026603 | 0.00066674 | 0 | 0 |  | 1 | TRUE | wye
108 | LV_746-1_0_6_load_170 | 135 | 0.0025489 | 0.0006388 | 0 | 0 |  | 1 | TRUE | wye
109 | LV_746-1_0_6_load_126 | 136 | 0.0061753 | 0.0015477 | 0 | 0 |  | 1 | TRUE | wye
110 | LV_746-1_0_6_load_127 | 137 | 0.0024286 | 0.00060868 | 0 | 0 |  | 1 | TRUE | wye
111 | LV_746-1_0_6_load_128 | 138 | 0.0038949 | 0.00097615 | 0 | 0 |  | 1 | TRUE | wye
112 | LV_746-1_0_6_load_129 | 139 | 0.003772 | 0.00094535 | 0 | 0 |  | 1 | TRUE | wye
113 | LV_746-1_0_6_load_130 | 140 | 0.0065828 | 0.0016498 | 0 | 0 |  | 1 | TRUE | wye
114 | LV_746-1_0_6_load_141 | 141 | 0.0029092 | 0.00072912 | 0 | 0 |  | 1 | TRUE | wye
115 | LV_746-1_0_6_load_137 | 142 | 0.0050498 | 0.0012656 | 0 | 0 |  | 1 | TRUE | wye
116 | LV_746-1_0_6_load_144 | 143 | 0.00068411 | 0.00017145 | 0 | 0 |  | 1 | TRUE | wye
117 | LV_746-1_0_6_load_147 | 144 | 0.0097521 | 0.0024441 | 0 | 0 |  | 1 | TRUE | wye
118 | LV_746-1_0_6_load_132 | 145 | 0.0021446 | 0.00053749 | 0 | 0 |  | 1 | TRUE | wye
119 | LV_746-1_0_6_load_134 | 146 | 0.0056258 | 0.0014099 | 0 | 0 |  | 1 | TRUE | wye
120 | LV_746-1_0_6_load_140 | 147 | 0.0015638 | 0.00039193 | 0 | 0 |  | 1 | TRUE | wye
121 | LV_746-1_0_6_load_142 | 148 | 0.0003097 | 7.7617e-05 | 0 | 0 |  | 1 | TRUE | wye
122 | LV_746-1_0_6_load_143 | 149 | 0.004181 | 0.0010478 | 0 | 0 |  | 1 | TRUE | wye
123 | LV_746-1_0_6_load_148 | 150 | 0.0054354 | 0.0013622 | 0 | 0 |  | 1 | TRUE | wye
124 | LV_746-1_0_6_load_149 | 151 | 0.0024033 | 0.00060232 | 0 | 0 |  | 1 | TRUE | wye
125 | LV_746-1_0_6_load_152 | 152 | 0.0031711 | 0.00079476 | 0 | 0 |  | 1 | TRUE | wye
126 | LV_746-1_0_6_load_154 | 154 | 0.0054934 | 0.0013768 | 0 | 0 |  | 1 | TRUE | wye
127 | LV_746-1_0_6_load_155 | 155 | 0.003044 | 0.0007629 | 0 | 0 |  | 1 | TRUE | wye
128 | LV_746-1_0_6_load_156 | 156 | 0.0028302 | 0.00070931 | 0 | 0 |  | 1 | TRUE | wye
129 | LV_746-1_0_6_load_157 | 157 | 0.0022756 | 0.00057033 | 0 | 0 |  | 1 | TRUE | wye
130 | LV_746-1_0_6_load_159 | 159 | 0.00077211 | 0.00019351 | 0 | 0 |  | 1 | TRUE | wye
131 | LV_746-1_0_6_load_161 | 161 | 0.0002334 | 5.8497e-05 | 0 | 0 |  | 1 | TRUE | wye
132 | LV_746-1_0_6_load_164 | 162 | 0.0012059 | 0.00030223 | 0 | 0 |  | 1 | TRUE | wye
133 | LV_746-1_0_6_load_162 | 163 | 0.0032287 | 0.00080919 | 0 | 0 |  | 1 | TRUE | wye

## ext_grid
| name | bus | vm_pu | va_degree | slack_weight | in_service
0 |  | 134 | 1 | 0 | 1 | TRUE

## line
| name | std_type | from_bus | to_bus | length_km | r_ohm_per_km | x_ohm_per_km | c_nf_per_km | g_us_per_km | max_i_ka | df | parallel | type | in_service
0 | LV_746-1_0_6_line_0 |  | 0 | 1 | 0.0029359 | 0.125 | 0.08 | 261 | 0 | 0.364 | 1 | 1 | cs | TRUE
1 | LV_746-1_0_6_line_1 |  | 0 | 2 | 0.018807 | 0.125 | 0.08 | 261 | 0 | 0.364 | 1 | 1 | cs | TRUE
2 | LV_746-1_0_6_line_2 |  | 1 | 3 | 0.0036685 | 0.125 | 0.08 | 261 | 0 | 0.364 | 1 | 1 | cs | TRUE
3 | LV_746-1_0_6_line_3 |  | 2 | 4 | 0.023403 | 0.125 | 0.08 | 261 | 0 | 0.364 | 1 | 4 | cs | TRUE
4 | LV_746-1_0_6_line_4 |  | 3 | 5 | 0.0031548 | 0.125 | 0.08 | 261 | 0 | 0.364 | 1 | 1 | cs | TRUE
5 | LV_746-1_0_6_line_5 |  | 4 | 6 | 0.04522 | 0.125 | 0.08 | 261 | 0 | 0.364 | 1 | 1 | cs | TRUE
6 | LV_746-1_0_6_line_6 |  | 4 | 7 | 0.026942 | 0.125 | 0.08 | 261 | 0 | 0.364 | 1 | 1 | cs | TRUE
7 | LV_746-1_0_6_line_7 |  | 4 | 8 | 0.014228 | 0.125 | 0.08 | 261 | 0 | 0.364 | 1 | 4 | cs | TRUE
8 | LV_746-1_0_6_line_8 |  | 5 | 9 | 0.032096 | 0.125 | 0.08 | 261 | 0 | 0.364 | 1 | 1 | cs | TRUE
9 | LV_746-1_0_6_line_9 |  | 7 | 10 | 0.013051 | 0.125 | 0.08 | 261 | 0 | 0.364 | 1 | 1 | cs | TRUE
10 | LV_746-1_0_6_line_10 |  | 7 | 11 | 0.0076642 | 0.125 | 0.08 | 261 | 0 | 0.364 | 1 | 1 | cs | TRUE
11 | LV_746-1_0_6_line_11 |  | 8 | 12 | 0.0092431 | 0.125 | 0.08 | 261 | 0 | 0.364 | 1 | 1 | cs | TRUE
12 | LV_746-1_0_6_line_12 |  | 8 | 13 | 0.058763 | 0.125 | 0.08 | 261 | 0 | 0.364 | 1 | 1 | cs | TRUE
13 | LV_746-1_0_6_line_13 |  | 8 | 14 | 0.042191 | 0.125 | 0.08 | 261 | 0 | 0.364 | 1 | 5 | cs | TRUE
14 | LV_746-1_0_6_line_14 |  | 9 | 16 | 0.0082195 | 0.125 | 0.08 | 261 | 0 | 0.364 | 1 | 1 | cs | TRUE
15 | LV_746-1_0_6_line_15 |  | 10 | 23 | 0.018556 | 0.125 | 0.08 | 261 | 0 | 0.364 | 1 | 1 | cs | TRUE
16 | LV_746-1_0_6_line_16 |  | 10 | 24 | 0.012372 | 0.125 | 0.08 | 261 | 0 | 0.364 | 1 | 1 | cs | TRUE
17 | LV_746-1_0_6_line_17 |  | 12 | 25 | 0.011854 | 0.125 | 0.08 | 261 | 0 | 0.364 | 1 | 1 | cs | TRUE
18 | LV_746-1_0_6_line_18 |  | 13 | 26 | 0.045887 | 0.125 | 0.08 | 261 | 0 | 0.364 | 1 | 1 | cs | TRUE
19 | LV_746-1_0_6_line_19 |  | 14 | 15 | 0.014451 | 0.125 | 0.08 | 261 | 0 | 0.364 | 1 | 5 | cs | TRUE
20 | LV_746-1_0_6_line_20 |  | 15 | 27 | 0.025827 | 0.125 | 0.08 | 261 | 0 | 0.364 | 1 | 5 | cs | TRUE
21 | LV_746-1_0_6_line_21 |  | 16 | 17 | 0.017281 | 0.125 | 0.08 | 261 | 0 | 0.364 | 1 | 1 | cs | TRUE
22 | LV_746-1_0_6_line_22 |  | 17 | 18 | 0.010809 | 0.125 | 0.08 | 261 | 0 | 0.364 | 1 | 1 | cs | TRUE
23 | LV_746-1_0_6_line_23 |  | 18 | 19 | 0.04997 | 0.125 | 0.08 | 261 | 0 | 0.364 | 1 | 1 | cs | TRUE
24 | LV_746-1_0_6_line_24 |  | 19 | 20 | 0.027 | 0.125 | 0.08 | 261 | 0 | 0.364 | 1 | 1 | cs | TRUE
25 | LV_746-1_0_6_line_25 |  | 19 | 21 | 0.021057 | 0.125 | 0.08 | 261 | 0 | 0.364 | 1 | 1 | cs | TRUE
26 | LV_746-1_0_6_line_26 |  | 21 | 22 | 0.056746 | 0.125 | 0.08 | 261 | 0 | 0.364 | 1 | 1 | cs | TRUE
27 | LV_746-1_0_6_line_27 |  | 22 | 45 | 0.018539 | 0.125 | 0.08 | 261 | 0 | 0.364 | 1 | 1 | cs | TRUE
28 | LV_746-1_0_6_line_28 |  | 23 | 30 | 0.004509 | 0.125 | 0.08 | 261 | 0 | 0.364 | 1 | 1 | cs | TRUE
29 | LV_746-1_0_6_line_29 |  | 23 | 28 | 0.01605 | 0.125 | 0.08 | 261 | 0 | 0.364 | 1 | 1 | cs | TRUE
30 | LV_746-1_0_6_line_30 |  | 25 | 32 | 0.011164 | 0.125 | 0.08 | 261 | 0 | 0.364 | 1 | 1 | cs | TRUE
31 | LV_746-1_0_6_line_31 |  | 26 | 33 | 0.027653 | 0.125 | 0.08 | 261 | 0 | 0.364 | 1 | 1 | cs | TRUE
32 | LV_746-1_0_6_line_32 |  | 27 | 63 | 0.004566 | 0.125 | 0.08 | 261 | 0 | 0.364 | 1 | 5 | cs | TRUE
33 | LV_746-1_0_6_line_33 |  | 28 | 29 | 0.019476 | 0.125 | 0.08 | 261 | 0 | 0.364 | 1 | 1 | cs | TRUE
34 | LV_746-1_0_6_line_34 |  | 30 | 31 | 0.011518 | 0.125 | 0.08 | 261 | 0 | 0.364 | 1 | 1 | cs | TRUE
35 | LV_746-1_0_6_line_35 |  | 31 | 34 | 0.023085 | 0.125 | 0.08 | 261 | 0 | 0.364 | 1 | 1 | cs | TRUE
36 | LV_746-1_0_6_line_36 |  | 32 | 60 | 0.021424 | 0.125 | 0.08 | 261 | 0 | 0.364 | 1 | 1 | cs | TRUE
37 | LV_746-1_0_6_line_37 |  | 33 | 62 | 0.024465 | 0.125 | 0.08 | 261 | 0 | 0.364 | 1 | 1 | cs | TRUE
38 | LV_746-1_0_6_line_38 |  | 34 | 35 | 0.034663 | 0.125 | 0.08 | 261 | 0 | 0.364 | 1 | 1 | cs | TRUE
39 | LV_746-1_0_6_line_39 |  | 35 | 36 | 0.027166 | 0.125 | 0.08 | 261 | 0 | 0.364 | 1 | 1 | cs | TRUE
40 | LV_746-1_0_6_line_40 |  | 37 | 38 | 0.002787 | 0.125 | 0.08 | 261 | 0 | 0.364 | 1 | 1 | cs | TRUE
41 | LV_746-1_0_6_line_41 |  | 37 | 39 | 0.019577 | 0.125 | 0.08 | 261 | 0 | 0.364 | 1 | 1 | cs | TRUE
42 | LV_746-1_0_6_line_42 |  | 38 | 61 | 0.066273 | 0.125 | 0.08 | 261 | 0 | 0.364 | 1 | 1 | cs | TRUE
43 | LV_746-1_0_6_line_43 |  | 39 | 62 | 0.011475 | 0.125 | 0.08 | 261 | 0 | 0.364 | 1 | 1 | cs | TRUE
44 | LV_746-1_0_6_line_44 |  | 40 | 41 | 0.030898 | 0.125 | 0.08 | 261 | 0 | 0.364 | 1 | 1 | cs | TRUE
45 | LV_746-1_0_6_line_45 |  | 41 | 59 | 0.035706 | 0.125 | 0.08 | 261 | 0 | 0.364 | 1 | 1 | cs | TRUE
46 | LV_746-1_0_6_line_46 |  | 42 | 43 | 0.019705 | 0.125 | 0.08 | 261 | 0 | 0.364 | 1 | 1 | cs | TRUE
47 | LV_746-1_0_6_line_47 |  | 42 | 44 | 0.012315 | 0.125 | 0.08 | 261 | 0 | 0.364 | 1 | 1 | cs | TRUE
48 | LV_746-1_0_6_line_48 |  | 43 | 45 | 0.018131 | 0.125 | 0.08 | 261 | 0 | 0.364 | 1 | 1 | cs | TRUE
49 | LV_746-1_0_6_line_49 |  | 44 | 46 | 0.011794 | 0.125 | 0.08 | 261 | 0 | 0.364 | 1 | 1 | cs | TRUE
50 | LV_746-1_0_6_line_50 |  | 47 | 48 | 0.044699 | 0.125 | 0.08 | 261 | 0 | 0.364 | 1 | 1 | cs | TRUE
51 | LV_746-1_0_6_line_51 |  | 47 | 49 | 0.057596 | 0.125 | 0.08 | 261 | 0 | 0.364 | 1 | 1 | cs | TRUE
52 | LV_746-1_0_6_line_52 |  | 49 | 50 | 0.059193 | 0.125 | 0.08 | 261 | 0 | 0.364 | 1 | 5 | cs | TRUE
53 | LV_746-1_0_6_line_53 |  | 49 | 51 | 0.019937 | 0.125 | 0.08 | 261 | 0 | 0.364 | 1 | 5 | cs | TRUE
54 | LV_746-1_0_6_line_54 |  | 50 | 52 | 0.019217 | 0.125 | 0.08 | 261 | 0 | 0.364 | 1 | 5 | cs | TRUE
55 | LV_746-1_0_6_line_55 |  | 51 | 53 | 0.026381 | 0.125 | 0.08 | 261 | 0 | 0.364 | 1 | 5 | cs | TRUE
56 | LV_746-1_0_6_line_56 |  | 52 | 56 | 0.0073258 | 0.125 | 0.08 | 261 | 0 | 0.364 | 1 | 5 | cs | TRUE
57 | LV_746-1_0_6_line_57 |  | 53 | 57 | 0.0098243 | 0.125 | 0.08 | 261 | 0 | 0.364 | 1 | 1 | cs | TRUE
58 | LV_746-1_0_6_line_58 |  | 53 | 58 | 0.005009 | 0.125 | 0.08 | 261 | 0 | 0.364 | 1 | 5 | cs | TRUE
59 | LV_746-1_0_6_line_59 |  | 54 | 55 | 0.0036906 | 0.125 | 0.08 | 261 | 0 | 0.364 | 1 | 1 | cs | TRUE
60 | LV_746-1_0_6_line_60 |  | 55 | 85 | 0.0022096 | 0.125 | 0.08 | 261 | 0 | 0.364 | 1 | 1 | cs | TRUE
61 | LV_746-1_0_6_line_61 |  | 56 | 67 | 0.034431 | 0.125 | 0.08 | 261 | 0 | 0.364 | 1 | 5 | cs | TRUE
62 | LV_746-1_0_6_line_62 |  | 57 | 86 | 0.026932 | 0.125 | 0.08 | 261 | 0 | 0.364 | 1 | 1 | cs | TRUE
63 | LV_746-1_0_6_line_63 |  | 58 | 87 | 0.041967 | 0.125 | 0.08 | 261 | 0 | 0.364 | 1 | 5 | cs | TRUE
64 | LV_746-1_0_6_line_64 |  | 58 | 88 | 0.016908 | 0.125 | 0.08 | 261 | 0 | 0.364 | 1 | 5 | cs | TRUE
65 | LV_746-1_0_6_line_65 |  | 59 | 60 | 0.022509 | 0.125 | 0.08 | 261 | 0 | 0.364 | 1 | 1 | cs | TRUE
66 | LV_746-1_0_6_line_66 |  | 61 | 66 | 0.056472 | 0.125 | 0.08 | 261 | 0 | 0.364 | 1 | 1 | cs | TRUE
67 | LV_746-1_0_6_line_67 |  | 63 | 64 | 0.013588 | 0.125 | 0.08 | 261 | 0 | 0.364 | 1 | 5 | cs | TRUE
68 | LV_746-1_0_6_line_68 |  | 64 | 65 | 0.0043272 | 0.125 | 0.08 | 261 | 0 | 0.364 | 1 | 5 | cs | TRUE
69 | LV_746-1_0_6_line_69 |  | 65 | 68 | 0.0067466 | 0.125 | 0.08 | 261 | 0 | 0.364 | 1 | 5 | cs | TRUE
70 | LV_746-1_0_6_line_70 |  | 66 | 112 | 0.099742 | 0.125 | 0.08 | 261 | 0 | 0.364 | 1 | 1 | cs | TRUE
71 | LV_746-1_0_6_line_71 |  | 67 | 68 | 0.00041193 | 0.125 | 0.08 | 261 | 0 | 0.364 | 1 | 5 | cs | TRUE
72 | LV_746-1_0_6_line_72 |  | 69 | 70 | 0.0043494 | 0.125 | 0.08 | 261 | 0 | 0.364 | 1 | 1 | cs | TRUE
73 | LV_746-1_0_6_line_73 |  | 69 | 71 | 0.055235 | 0.125 | 0.08 | 261 | 0 | 0.364 | 1 | 1 | cs | TRUE
74 | LV_746-1_0_6_line_74 |  | 71 | 72 | 0.017484 | 0.125 | 0.08 | 261 | 0 | 0.364 | 1 | 5 | cs | TRUE
75 | LV_746-1_0_6_line_75 |  | 71 | 73 | 0.034538 | 0.125 | 0.08 | 261 | 0 | 0.364 | 1 | 5 | cs | TRUE
76 | LV_746-1_0_6_line_76 |  | 72 | 74 | 0.015985 | 0.125 | 0.08 | 261 | 0 | 0.364 | 1 | 5 | cs | TRUE
77 | LV_746-1_0_6_line_77 |  | 73 | 75 | 0.0097972 | 0.125 | 0.08 | 261 | 0 | 0.364 | 1 | 5 | cs | TRUE
78 | LV_746-1_0_6_line_78 |  | 74 | 76 | 0.0025152 | 0.125 | 0.08 | 261 | 0 | 0.364 | 1 | 5 | cs | TRUE
79 | LV_746-1_0_6_line_79 |  | 75 | 77 | 0.013941 | 0.125 | 0.08 | 261 | 0 | 0.364 | 1 | 5 | cs | TRUE
80 | LV_746-1_0_6_line_80 |  | 75 | 78 | 0.053879 | 0.125 | 0.08 | 261 | 0 | 0.364 | 1 | 1 | cs | TRUE
81 | LV_746-1_0_6_line_81 |  | 76 | 83 | 0.0028121 | 0.125 | 0.08 | 261 | 0 | 0.364 | 1 | 5 | cs | TRUE
82 | LV_746-1_0_6_line_82 |  | 77 | 79 | 0.016375 | 0.125 | 0.08 | 261 | 0 | 0.364 | 1 | 5 | cs | TRUE
83 | LV_746-1_0_6_line_83 |  | 77 | 80 | 0.0091693 | 0.125 | 0.08 | 261 | 0 | 0.364 | 1 | 5 | cs | TRUE
84 | LV_746-1_0_6_line_84 |  | 79 | 81 | 0.0045925 | 0.125 | 0.08 | 261 | 0 | 0.364 | 1 | 5 | cs | TRUE
85 | LV_746-1_0_6_line_85 |  | 80 | 82 | 0.040148 | 0.125 | 0.08 | 261 | 0 | 0.364 | 1 | 5 | cs | TRUE
86 | LV_746-1_0_6_line_86 |  | 81 | 144 | 0.035368 | 0.125 | 0.08 | 261 | 0 | 0.364 | 1 | 3 | cs | TRUE
87 | LV_746-1_0_6_line_87 |  | 82 | 108 | 0.037789 | 0.125 | 0.08 | 261 | 0 | 0.364 | 1 | 5 | cs | TRUE
88 | LV_746-1_0_6_line_88 |  | 83 | 84 | 0.0024077 | 0.125 | 0.08 | 261 | 0 | 0.364 | 1 | 5 | cs | TRUE
89 | LV_746-1_0_6_line_89 |  | 84 | 135 | 0.0015223 | 0.125 | 0.08 | 261 | 0 | 0.364 | 1 | 5 | cs | TRUE
90 | LV_746-1_0_6_line_90 |  | 85 | 134 | 0.0018795 | 0.125 | 0.08 | 261 | 0 | 0.364 | 1 | 1 | cs | TRUE
91 | LV_746-1_0_6_line_91 |  | 86 | 89 | 0.024752 | 0.125 | 0.08 | 261 | 0 | 0.364 | 1 | 1 | cs | TRUE
92 | LV_746-1_0_6_line_92 |  | 87 | 90 | 0.0034707 | 0.125 | 0.08 | 261 | 0 | 0.364 | 1 | 5 | cs | TRUE
93 | LV_746-1_0_6_line_93 |  | 88 | 91 | 0.027019 | 0.125 | 0.08 | 261 | 0 | 0.364 | 1 | 5 | cs | TRUE
94 | LV_746-1_0_6_line_94 |  | 89 | 92 | 0.036213 | 0.125 | 0.08 | 261 | 0 | 0.364 | 1 | 1 | cs | TRUE
95 | LV_746-1_0_6_line_95 |  | 90 | 104 | 0.020166 | 0.125 | 0.08 | 261 | 0 | 0.364 | 1 | 5 | cs | TRUE
96 | LV_746-1_0_6_line_96 |  | 90 | 103 | 0.018768 | 0.125 | 0.08 | 261 | 0 | 0.364 | 1 | 1 | cs | TRUE
97 | LV_746-1_0_6_line_97 |  | 91 | 108 | 0.030689 | 0.125 | 0.08 | 261 | 0 | 0.364 | 1 | 5 | cs | TRUE
98 | LV_746-1_0_6_line_98 |  | 93 | 94 | 0.02475 | 0.125 | 0.08 | 261 | 0 | 0.364 | 1 | 1 | cs | TRUE
99 | LV_746-1_0_6_line_99 |  | 93 | 95 | 0.019538 | 0.125 | 0.08 | 261 | 0 | 0.364 | 1 | 1 | cs | TRUE
100 | LV_746-1_0_6_line_100 |  | 94 | 96 | 0.021334 | 0.125 | 0.08 | 261 | 0 | 0.364 | 1 | 1 | cs | TRUE
101 | LV_746-1_0_6_line_101 |  | 95 | 97 | 0.0031891 | 0.125 | 0.08 | 261 | 0 | 0.364 | 1 | 1 | cs | TRUE
102 | LV_746-1_0_6_line_102 |  | 96 | 98 | 0.014894 | 0.125 | 0.08 | 261 | 0 | 0.364 | 1 | 1 | cs | TRUE
103 | LV_746-1_0_6_line_103 |  | 97 | 99 | 0.0078916 | 0.125 | 0.08 | 261 | 0 | 0.364 | 1 | 1 | cs | TRUE
104 | LV_746-1_0_6_line_104 |  | 98 | 100 | 0.034719 | 0.125 | 0.08 | 261 | 0 | 0.364 | 1 | 1 | cs | TRUE
105 | LV_746-1_0_6_line_105 |  | 99 | 101 | 0.014794 | 0.125 | 0.08 | 261 | 0 | 0.364 | 1 | 1 | cs | TRUE
106 | LV_746-1_0_6_line_106 |  | 100 | 113 | 0.0086749 | 0.125 | 0.08 | 261 | 0 | 0.364 | 1 | 1 | cs | TRUE
107 | LV_746-1_0_6_line_107 |  | 101 | 102 | 0.011084 | 0.125 | 0.08 | 261 | 0 | 0.364 | 1 | 1 | cs | TRUE
108 | LV_746-1_0_6_line_108 |  | 102 | 103 | 0.018328 | 0.125 | 0.08 | 261 | 0 | 0.364 | 1 | 1 | cs | TRUE
109 | LV_746-1_0_6_line_109 |  | 104 | 105 | 0.028252 | 0.125 | 0.08 | 261 | 0 | 0.364 | 1 | 5 | cs | TRUE
110 | LV_746-1_0_6_line_110 |  | 105 | 106 | 0.01301 | 0.125 | 0.08 | 261 | 0 | 0.364 | 1 | 1 | cs | TRUE
111 | LV_746-1_0_6_line_111 |  | 105 | 107 | 0.023011 | 0.125 | 0.08 | 261 | 0 | 0.364 | 1 | 5 | cs | TRUE
112 | LV_746-1_0_6_line_112 |  | 106 | 115 | 0.016531 | 0.125 | 0.08 | 261 | 0 | 0.364 | 1 | 1 | cs | TRUE
113 | LV_746-1_0_6_line_113 |  | 107 | 116 | 0.010604 | 0.125 | 0.08 | 261 | 0 | 0.364 | 1 | 5 | cs | TRUE
114 | LV_746-1_0_6_line_114 |  | 108 | 109 | 0.010199 | 0.125 | 0.08 | 261 | 0 | 0.364 | 1 | 1 | cs | TRUE
115 | LV_746-1_0_6_line_115 |  | 110 | 111 | 0.026373 | 0.125 | 0.08 | 261 | 0 | 0.364 | 1 | 1 | cs | TRUE
116 | LV_746-1_0_6_line_116 |  | 111 | 118 | 0.0078242 | 0.125 | 0.08 | 261 | 0 | 0.364 | 1 | 1 | cs | TRUE
117 | LV_746-1_0_6_line_117 |  | 113 | 114 | 0.023106 | 0.125 | 0.08 | 261 | 0 | 0.364 | 1 | 1 | cs | TRUE
118 | LV_746-1_0_6_line_118 |  | 116 | 117 | 0.0068471 | 0.125 | 0.08 | 261 | 0 | 0.364 | 1 | 5 | cs | TRUE
119 | LV_746-1_0_6_line_119 |  | 117 | 128 | 0.047382 | 0.125 | 0.08 | 261 | 0 | 0.364 | 1 | 1 | cs | TRUE
120 | LV_746-1_0_6_line_120 |  | 117 | 121 | 0.023557 | 0.125 | 0.08 | 261 | 0 | 0.364 | 1 | 5 | cs | TRUE
121 | LV_746-1_0_6_line_121 |  | 118 | 119 | 0.019266 | 0.125 | 0.08 | 261 | 0 | 0.364 | 1 | 1 | cs | TRUE
122 | LV_746-1_0_6_line_122 |  | 119 | 120 | 0.018254 | 0.125 | 0.08 | 261 | 0 | 0.364 | 1 | 5 | cs | TRUE
123 | LV_746-1_0_6_line_123 |  | 119 | 121 | 0.006336 | 0.125 | 0.08 | 261 | 0 | 0.364 | 1 | 5 | cs | TRUE
124 | LV_746-1_0_6_line_124 |  | 120 | 122 | 0.017064 | 0.125 | 0.08 | 261 | 0 | 0.364 | 1 | 5 | cs | TRUE
125 | LV_746-1_0_6_line_125 |  | 120 | 123 | 0.028042 | 0.125 | 0.08 | 261 | 0 | 0.364 | 1 | 1 | cs | TRUE
126 | LV_746-1_0_6_line_126 |  | 121 | 124 | 0.010718 | 0.125 | 0.08 | 261 | 0 | 0.364 | 1 | 5 | cs | TRUE
127 | LV_746-1_0_6_line_127 |  | 122 | 125 | 0.038372 | 0.125 | 0.08 | 261 | 0 | 0.364 | 1 | 3 | cs | TRUE
128 | LV_746-1_0_6_line_128 |  | 122 | 126 | 0.028704 | 0.125 | 0.08 | 261 | 0 | 0.364 | 1 | 1 | cs | TRUE
129 | LV_746-1_0_6_line_129 |  | 123 | 127 | 0.068568 | 0.125 | 0.08 | 261 | 0 | 0.364 | 1 | 1 | cs | TRUE
130 | LV_746-1_0_6_line_130 |  | 124 | 129 | 0.0076963 | 0.125 | 0.08 | 261 | 0 | 0.364 | 1 | 5 | cs | TRUE
131 | LV_746-1_0_6_line_131 |  | 125 | 142 | 0.0055934 | 0.125 | 0.08 | 261 | 0 | 0.364 | 1 | 1 | cs | TRUE
132 | LV_746-1_0_6_line_132 |  | 126 | 145 | 0.026082 | 0.125 | 0.08 | 261 | 0 | 0.364 | 1 | 1 | cs | TRUE
133 | LV_746-1_0_6_line_133 |  | 127 | 147 | 0.0076976 | 0.125 | 0.08 | 261 | 0 | 0.364 | 1 | 1 | cs | TRUE
134 | LV_746-1_0_6_line_134 |  | 128 | 133 | 0.0013505 | 0.125 | 0.08 | 261 | 0 | 0.364 | 1 | 1 | cs | TRUE
135 | LV_746-1_0_6_line_135 |  | 129 | 130 | 0.0049299 | 0.125 | 0.08 | 261 | 0 | 0.364 | 1 | 5 | cs | TRUE
136 | LV_746-1_0_6_line_136 |  | 130 | 131 | 0.0073794 | 0.125 | 0.08 | 261 | 0 | 0.364 | 1 | 5 | cs | TRUE
137 | LV_746-1_0_6_line_137 |  | 131 | 132 | 0.027389 | 0.125 | 0.08 | 261 | 0 | 0.364 | 1 | 5 | cs | TRUE
138 | LV_746-1_0_6_line_138 |  | 132 | 162 | 0.0043987 | 0.125 | 0.08 | 261 | 0 | 0.364 | 1 | 5 | cs | TRUE
139 | LV_746-1_0_6_line_139 |  | 134 | 135 | 0.027685 | 0.125 | 0.08 | 261 | 0 | 0.364 | 1 | 5 | cs | TRUE
140 | LV_746-1_0_6_line_140 |  | 136 | 137 | 0.013068 | 0.125 | 0.08 | 261 | 0 | 0.364 | 1 | 1 | cs | TRUE
141 | LV_746-1_0_6_line_141 |  | 136 | 138 | 0.0055168 | 0.125 | 0.08 | 261 | 0 | 0.364 | 1 | 1 | cs | TRUE
142 | LV_746-1_0_6_line_142 |  | 137 | 139 | 0.015524 | 0.125 | 0.08 | 261 | 0 | 0.364 | 1 | 1 | cs | TRUE
143 | LV_746-1_0_6_line_143 |  | 138 | 140 | 0.0051632 | 0.125 | 0.08 | 261 | 0 | 0.364 | 1 | 1 | cs | TRUE
144 | LV_746-1_0_6_line_144 |  | 139 | 141 | 0.00011756 | 0.125 | 0.08 | 261 | 0 | 0.364 | 1 | 1 | cs | TRUE
145 | LV_746-1_0_6_line_145 |  | 140 | 142 | 0.016292 | 0.125 | 0.08 | 261 | 0 | 0.364 | 1 | 1 | cs | TRUE
146 | LV_746-1_0_6_line_146 |  | 141 | 143 | 0.0053469 | 0.125 | 0.08 | 261 | 0 | 0.364 | 1 | 1 | cs | TRUE
147 | LV_746-1_0_6_line_147 |  | 143 | 148 | 0.00865 | 0.125 | 0.08 | 261 | 0 | 0.364 | 1 | 1 | cs | TRUE
148 | LV_746-1_0_6_line_148 |  | 144 | 150 | 0.03112 | 0.125 | 0.08 | 261 | 0 | 0.364 | 1 | 1 | cs | TRUE
149 | LV_746-1_0_6_line_149 |  | 145 | 146 | 0.010148 | 0.125 | 0.08 | 261 | 0 | 0.364 | 1 | 1 | cs | TRUE
150 | LV_746-1_0_6_line_150 |  | 148 | 149 | 0.020401 | 0.125 | 0.08 | 261 | 0 | 0.364 | 1 | 1 | cs | TRUE
151 | LV_746-1_0_6_line_151 |  | 150 | 151 | 0.019368 | 0.125 | 0.08 | 261 | 0 | 0.364 | 1 | 1 | cs | TRUE
152 | LV_746-1_0_6_line_152 |  | 152 | 153 | 0.023502 | 0.125 | 0.08 | 261 | 0 | 0.364 | 1 | 1 | cs | TRUE
153 | LV_746-1_0_6_line_153 |  | 153 | 154 | 0.052045 | 0.125 | 0.08 | 261 | 0 | 0.364 | 1 | 1 | cs | TRUE
154 | LV_746-1_0_6_line_154 |  | 154 | 155 | 0.028759 | 0.125 | 0.08 | 261 | 0 | 0.364 | 1 | 2 | cs | TRUE
155 | LV_746-1_0_6_line_155 |  | 155 | 156 | 0.012506 | 0.125 | 0.08 | 261 | 0 | 0.364 | 1 | 5 | cs | TRUE
156 | LV_746-1_0_6_line_156 |  | 156 | 157 | 0.017463 | 0.125 | 0.08 | 261 | 0 | 0.364 | 1 | 5 | cs | TRUE
157 | LV_746-1_0_6_line_157 |  | 157 | 158 | 0.049028 | 0.125 | 0.08 | 261 | 0 | 0.364 | 1 | 5 | cs | TRUE
158 | LV_746-1_0_6_line_158 |  | 158 | 159 | 0.0045818 | 0.125 | 0.08 | 261 | 0 | 0.364 | 1 | 1 | cs | TRUE
159 | LV_746-1_0_6_line_159 |  | 158 | 160 | 0.017622 | 0.125 | 0.08 | 261 | 0 | 0.364 | 1 | 5 | cs | TRUE
160 | LV_746-1_0_6_line_160 |  | 159 | 161 | 0.010574 | 0.125 | 0.08 | 261 | 0 | 0.364 | 1 | 1 | cs | TRUE
161 | LV_746-1_0_6_line_161 |  | 160 | 162 | 0.024712 | 0.125 | 0.08 | 261 | 0 | 0.364 | 1 | 5 | cs | TRUE
162 | LV_746-1_0_6_line_162 |  | 161 | 163 | 0.024611 | 0.125 | 0.08 | 261 | 0 | 0.364 | 1 | 1 | cs | TRUE

## trafo
| name | std_type | hv_bus | lv_bus | sn_mva | vn_hv_kv | vn_lv_kv | vk_percent | vkr_percent | pfe_kw | i0_percent | shift_degree | tap_side | tap_neutral | tap_min | tap_max | tap_step_percent | tap_step_degree | tap_pos | tap_phase_shifter | parallel | df | in_service
0 | LV_746-1_0_6_trafo_172 | 0.63 MVA 20/0.4 kV | 164 | 134 | 0.63 | 20 | 0.4 | 6 | 1.206 | 1.65 | 0.2619 | 150 | hv | 0 | -2 | 2 | 2.5 | 0 | 0 | FALSE | 1 | 1 | TRUE

## line_geodata
| x0 | y0 | x1 | y1 | x2 | y2 | x3 | y3 | x4 | y4 | x5 | y5 | x6 | y6 | x7 | y7 | x8 | y8 | x9 | y9 | x10 | y10 | x11 | y11 | x12 | y12 | x13 | y13 | x14 | y14 | x15 | y15 | x16 | y16 | x17 | y17 | x18 | y18
0 | 2591237.1969 | 1222572.5895 | 2591239.226 | 1222573.1978 | 2591240.0081 | 1222573.436
1 | 2591237.1969 | 1222572.5895 | 2591219.1819 | 1222567.1894
2 | 2591240.0081 | 1222573.436 | 2591243.5174 | 1222574.5048
3 | 2591196.429 | 1222562.0661 | 2591201.837 | 1222562.5584 | 2591206.8969 | 1222563.5069 | 2591219.1819 | 1222567.1894
4 | 2591246.5354 | 1222575.424 | 2591243.5174 | 1222574.5048
5 | 2591196.429 | 1222562.0661 | 2591203.8297 | 1222556.185 | 2591211.5423 | 1222551.0039 | 2591216.8231 | 1222547.5607 | 2591221.998 | 1222544.2622 | 2591227.2811 | 1222542.3421 | 2591231.8763 | 1222541.9684 | 2591235.6621 | 1222542.9077
6 | 2591184.976 | 1222586.464 | 2591196.429 | 1222562.0661
7 | 2591193.7851 | 1222553.8431 | 2591200.1883 | 1222555.4234 | 2591196.429 | 1222562.0661
8 | 2591246.5354 | 1222575.424 | 2591271.9194 | 1222583.1551 | 2591277.1722 | 1222584.981
9 | 2591184.976 | 1222586.464 | 2591179.2884 | 1222591.72 | 2591174.6662 | 1222594.3729
10 | 2591184.976 | 1222586.464 | 2591181.887 | 1222593.4782
11 | 2591193.7851 | 1222553.8431 | 2591184.6352 | 1222555.1518
12 | 2591193.7851 | 1222553.8431 | 2591196.6891 | 1222548.3467 | 2591197.2715 | 1222547.3008 | 2591199.8977 | 1222543.6836 | 2591200.4255 | 1222541.6039 | 2591200.2944 | 1222540.1254 | 2591200.2688 | 1222538.2355 | 2591199.6513 | 1222536.113 | 2591198.4639 | 1222533.2242 | 2591196.5629 | 1222529.7917 | 2591181.5858 | 1222510.2583 | 2591176.768 | 1222504.5273
13 | 2591193.7851 | 1222553.8431 | 2591200.1883 | 1222555.4234 | 2591203.6585 | 1222543.1555 | 2591212.1821 | 1222527.3892 | 2591214.724 | 1222523.1719
14 | 2591284.936 | 1222587.6798 | 2591277.1722 | 1222584.981
15 | 2591156.4091 | 1222597.4798 | 2591163.8102 | 1222597.0129 | 2591169.7997 | 1222595.9033 | 2591174.6662 | 1222594.3729
16 | 2591174.6662 | 1222594.3729 | 2591175.8074 | 1222591.6808 | 2591179.9369 | 1222589.2398 | 2591181.0422 | 1222587.9819 | 2591182.2607 | 1222585.2668
17 | 2591172.9004 | 1222556.8303 | 2591184.6352 | 1222555.1518
18 | 2591176.768 | 1222504.5273 | 2591173.6237 | 1222500.7869 | 2591170.7902 | 1222497.6449 | 2591166.8108 | 1222494.0488 | 2591163.2881 | 1222491.4859 | 2591158.3164 | 1222488.6806 | 2591153.8463 | 1222486.5527 | 2591150.3861 | 1222485.2683 | 2591146.4037 | 1222484.7184 | 2591141.9516 | 1222484.5472 | 2591138.6301 | 1222484.7301 | 2591137.7381 | 1222484.8269
19 | 2591214.724 | 1222523.1719 | 2591216.4867 | 1222520.2565 | 2591222.6084 | 1222511.0643
20 | 2591244.7123 | 1222498.7132 | 2591244.7123 | 1222498.7132 | 2591240.376 | 1222499.8536 | 2591236.9648 | 1222500.9148 | 2591233.6073 | 1222502.4207 | 2591230.7581 | 1222503.9814 | 2591227.9626 | 1222505.9867 | 2591225.2811 | 1222508.1252 | 2591222.6084 | 1222511.0643
21 | 2591284.936 | 1222587.6798 | 2591292.2696 | 1222590.2291 | 2591300.956 | 1222594.1186
22 | 2591310.821 | 1222598.5358 | 2591300.956 | 1222594.1186
23 | 2591354.0809 | 1222623.5131 | 2591330.0344 | 1222609.1289 | 2591313.0326 | 1222599.5261 | 2591310.821 | 1222598.5358
24 | 2591354.0809 | 1222623.5131 | 2591369.3068 | 1222601.1889
25 | 2591354.0809 | 1222623.5131 | 2591369.0202 | 1222633.408 | 2591371.672 | 1222635.0866
26 | 2591378.0377 | 1222680.3776 | 2591385.2356 | 1222665.4251 | 2591389.8965 | 1222652.9444 | 2591388.6675 | 1222647.4764 | 2591386.1222 | 1222644.2338 | 2591371.672 | 1222635.0866
27 | 2591378.0377 | 1222680.3776 | 2591361.4688 | 1222672.0612
28 | 2591156.4091 | 1222597.4798 | 2591151.9643 | 1222598.2377
29 | 2591156.4091 | 1222597.4798 | 2591160.1639 | 1222597.9856 | 2591163.7607 | 1222599.381 | 2591166.6606 | 1222601.3111 | 2591168.5217 | 1222603.4096 | 2591169.6014 | 1222605.2646
30 | 2591172.9004 | 1222556.8303 | 2591161.849 | 1222558.411
31 | 2591137.7381 | 1222484.8269 | 2591135.9307 | 1222485.0232 | 2591129.8352 | 1222486.3553 | 2591117.1987 | 1222490.2544 | 2591111.1007 | 1222492.1006
32 | 2591244.7123 | 1222498.7132 | 2591249.216 | 1222497.9616 | 2591249.216 | 1222497.9616
33 | 2591169.6014 | 1222605.2646 | 2591167.3613 | 1222608.392 | 2591168.9393 | 1222613.8483 | 2591164.1346 | 1222622.5602
34 | 2591140.6106 | 1222600.1734 | 2591151.9643 | 1222598.2377
35 | 2591140.6106 | 1222600.1734 | 2591117.8543 | 1222604.0532
36 | 2591140.6407 | 1222561.4444 | 2591161.849 | 1222558.411
37 | 2591087.6856 | 1222499.1896 | 2591111.1007 | 1222492.1006
38 | 2591117.8543 | 1222604.0532 | 2591114.0418 | 1222604.7032 | 2591083.6126 | 1222609.4359
39 | 2591083.6126 | 1222609.4359 | 2591056.7696 | 1222613.6108
40 | 2591057.7561 | 1222505.4085 | 2591057.965 | 1222508.1876
41 | 2591057.965 | 1222508.1876 | 2591076.7026 | 1222502.5147
42 | 2591057.7561 | 1222505.4085 | 2591049.2492 | 1222506.9223 | 2591036.9522 | 1222509.6203 | 2591009.3087 | 1222514.4762 | 2590995.6791 | 1222518.5772 | 2590993.1204 | 1222519.5651
43 | 2591087.6856 | 1222499.1896 | 2591076.7026 | 1222502.5147
44 | 2591052.425 | 1222574.062 | 2591083.012 | 1222569.6871
45 | 2591083.012 | 1222569.6871 | 2591118.3587 | 1222564.6314
46 | 2591327.6529 | 1222655.0881 | 2591345.2643 | 1222663.9278
47 | 2591316.6469 | 1222649.564 | 2591327.6529 | 1222655.0881
48 | 2591361.4688 | 1222672.0612 | 2591345.2643 | 1222663.9278
49 | 2591306.1063 | 1222644.2734 | 2591316.6469 | 1222649.564
50 | 2591445.7023 | 1222527.496 | 2591450.1159 | 1222530.6304 | 2591457.8997 | 1222537.7566 | 2591479.0926 | 1222557.158
51 | 2591392.6402 | 1222506.3888 | 2591400.408 | 1222507.6671 | 2591414.0196 | 1222511.8608 | 2591429.3023 | 1222517.8199 | 2591440.3985 | 1222523.7294 | 2591445.7023 | 1222527.496
52 | 2591333.5286 | 1222509.7884 | 2591345.9636 | 1222507.9914 | 2591354.4255 | 1222506.8116 | 2591363.04 | 1222506.2542 | 2591376.7813 | 1222505.7116 | 2591392.6402 | 1222506.3888
53 | 2591392.6402 | 1222506.3888 | 2591399.9123 | 1222487.8252
54 | 2591333.5286 | 1222509.7884 | 2591322.0793 | 1222511.3951 | 2591316.4828 | 1222511.7035 | 2591314.4399 | 1222511.5264
55 | 2591409.535 | 1222463.2614 | 2591399.9123 | 1222487.8252
56 | 2591307.1415 | 1222510.8935 | 2591314.4399 | 1222511.5264
57 | 2591409.535 | 1222463.2614 | 2591417.8647 | 1222468.4705
58 | 2591405.2387 | 1222460.6662 | 2591409.535 | 1222463.2614
59 | 2591286.6439 | 1222460.8037 | 2591290.0268 | 1222462.279
60 | 2591286.6439 | 1222460.8037 | 2591284.6185 | 1222459.9204
61 | 2591273.4981 | 1222503.7703 | 2591281.5127 | 1222506.0852 | 2591294.4019 | 1222508.8789 | 2591306.1447 | 1222510.8071 | 2591307.1415 | 1222510.8935
62 | 2591440.6995 | 1222482.7504 | 2591417.8647 | 1222468.4705
63 | 2591405.2387 | 1222460.6662 | 2591424.2317 | 1222423.2427
64 | 2591405.2387 | 1222460.6662 | 2591390.7327 | 1222451.9797
65 | 2591118.3587 | 1222564.6314 | 2591140.6407 | 1222561.4444
66 | 2590956.4776 | 1222508.4646 | 2590955.2159 | 1222511.5683 | 2590954.7043 | 1222514.2929 | 2590954.61 | 1222517.0724 | 2590954.8568 | 1222519.7514 | 2590955.5201 | 1222522.0072 | 2590956.7518 | 1222524.0621 | 2590958.1877 | 1222525.7275 | 2590960.0708 | 1222527.2033 | 2590962.2643 | 1222528.3561 | 2590965.0107 | 1222529.0635 | 2590967.749 | 1222529.3928 | 2590971.624 | 1222529.12 | 2590974.6862 | 1222528.0147 | 2590978.581 | 1222525.8742 | 2590982.4682 | 1222523.6781 | 2590993.1204 | 1222519.5651
67 | 2591249.216 | 1222497.9616 | 2591253.1827 | 1222498.1781 | 2591257.2487 | 1222498.8836 | 2591262.5473 | 1222500.3161
68 | 2591266.6765 | 1222501.605 | 2591263.9556 | 1222500.6969 | 2591262.5473 | 1222500.3161
69 | 2591266.6765 | 1222501.605 | 2591271.0197 | 1222503.0545 | 2591273.1024 | 1222503.656
70 | 2590956.4776 | 1222508.4646 | 2590959.1279 | 1222505.7923 | 2590962.264 | 1222503.4084 | 2590968.0905 | 1222499.8196 | 2590993.5944 | 1222484.3717 | 2591028.1246 | 1222459.8271 | 2591030.3974 | 1222458.2116 | 2591038.8156 | 1222452.4072
71 | 2591273.1024 | 1222503.656 | 2591273.4981 | 1222503.7703
72 | 2591177.6949 | 1222437.6665 | 2591174.7637 | 1222440.8798
73 | 2591225.935 | 1222422.5858 | 2591223.1751 | 1222423.0902 | 2591213.507 | 1222424.0607 | 2591199.5453 | 1222424.4262 | 2591191.4959 | 1222422.5371 | 2591177.6949 | 1222437.6665
74 | 2591225.935 | 1222422.5858 | 2591226.0805 | 1222423.5751 | 2591232.2944 | 1222435.4727 | 2591234.6332 | 1222437.4482 | 2591234.6332 | 1222437.4482
75 | 2591225.935 | 1222422.5858 | 2591226.662 | 1222421.8844 | 2591232.4155 | 1222420.0081 | 2591237.6176 | 1222419.6557 | 2591242.6993 | 1222419.9372 | 2591247.8408 | 1222419.6405 | 2591253.0929 | 1222417.1868 | 2591256.3727 | 1222414.4471 | 2591257.7485 | 1222413.0631
76 | 2591249.161 | 1222444.1139 | 2591240.014 | 1222440.0084 | 2591234.6332 | 1222437.4482
77 | 2591261.0906 | 1222404.6566 | 2591261.8065 | 1222406.6567 | 2591259.5381 | 1222411.2628 | 2591257.7485 | 1222413.0631
78 | 2591251.4556 | 1222445.1439 | 2591249.161 | 1222444.1139
79 | 2591260.595 | 1222392.5948 | 2591260.8779 | 1222394.1397 | 2591260.8195 | 1222395.6963 | 2591260.7156 | 1222397.2529 | 2591260.369 | 1222398.7654 | 2591259.6742 | 1222400.712 | 2591258.5172 | 1222403.0262 | 2591261.0906 | 1222404.6566
80 | 2591261.0906 | 1222404.6566 | 2591260.0538 | 1222406.1034 | 2591257.6463 | 1222408.9753 | 2591255.6009 | 1222410.5015 | 2591253.2822 | 1222411.8613 | 2591251.0994 | 1222412.8428 | 2591249.9245 | 1222413.2559 | 2591248.4537 | 1222413.6028 | 2591247.3088 | 1222413.7823 | 2591245.9742 | 1222413.8733 | 2591244.8593 | 1222413.8638 | 2591243.5622 | 1222413.6878 | 2591240.8916 | 1222413.0025 | 2591238.3874 | 1222412.0168 | 2591235.6323 | 1222410.5867 | 2591233.0816 | 1222408.9451 | 2591225.3593 | 1222402.6752 | 2591217.2968 | 1222397.1284 | 2591215.6768 | 1222396.5461
81 | 2591254.0211 | 1222446.2954 | 2591251.4556 | 1222445.1439
82 | 2591260.595 | 1222392.5948 | 2591260.2978 | 1222391.6169 | 2591259.7575 | 1222390.417 | 2591259.1645 | 1222389.4618 | 2591258.45 | 1222388.3511 | 2591257.4545 | 1222387.0074 | 2591256.2241 | 1222385.8196 | 2591253.5288 | 1222383.8336 | 2591251.0318 | 1222382.5699 | 2591249.0225 | 1222382.1021
83 | 2591260.595 | 1222392.5948 | 2591269.6563 | 1222393.9975
84 | 2591244.4558 | 1222381.6848 | 2591248.422 | 1222381.9623 | 2591249.0225 | 1222382.1021
85 | 2591308.5819 | 1222403.3939 | 2591304.8009 | 1222401.8349 | 2591295.9462 | 1222399.0685 | 2591277.1699 | 1222395.1607 | 2591269.6563 | 1222393.9975
86 | 2591244.4558 | 1222381.6848 | 2591242.6651 | 1222381.5595 | 2591235.922 | 1222381.0136 | 2591229.4819 | 1222380.156 | 2591223.7536 | 1222378.6303 | 2591218.4793 | 1222376.3813 | 2591213.5228 | 1222373.6093 | 2591211.064 | 1222371.9425
87 | 2591341.6278 | 1222421.67 | 2591319.6837 | 1222408.9726 | 2591311.4637 | 1222404.5822 | 2591308.5819 | 1222403.3939
88 | 2591256.2177 | 1222447.2813 | 2591254.0211 | 1222446.2954
89 | 2591257.6066 | 1222447.9047 | 2591256.2177 | 1222447.2813
90 | 2591284.6185 | 1222459.9204 | 2591282.8957 | 1222459.1691
91 | 2591461.7296 | 1222495.8038 | 2591461.3043 | 1222495.5272 | 2591444.0506 | 1222484.846 | 2591440.6995 | 1222482.7504
92 | 2591426.2408 | 1222420.4346 | 2591424.7191 | 1222422.2823 | 2591424.2317 | 1222423.2427
93 | 2591390.7327 | 1222451.9797 | 2591374.7168 | 1222442.3891 | 2591367.6384 | 1222437.9568
94 | 2591490.7248 | 1222517.4201 | 2591486.5325 | 1222514.0681 | 2591478.6585 | 1222507.509 | 2591473.1388 | 1222503.2257 | 2591461.7296 | 1222495.8038
95 | 2591426.2408 | 1222420.4346 | 2591439.0933 | 1222404.8947
96 | 2591426.2408 | 1222420.4346 | 2591441.089 | 1222431.9131
97 | 2591341.6278 | 1222421.67 | 2591367.6384 | 1222437.9568
98 | 2591501.0912 | 1222476.5323 | 2591511.7125 | 1222483.4697 | 2591518.9813 | 1222473.8415
99 | 2591501.0912 | 1222476.5323 | 2591499.9767 | 1222475.8044 | 2591496.7359 | 1222474.1081 | 2591485.1328 | 1222465.3301
100 | 2591518.9813 | 1222473.8415 | 2591531.8356 | 1222456.8149
101 | 2591482.5895 | 1222463.4061 | 2591485.1328 | 1222465.3301
102 | 2591540.8098 | 1222444.9278 | 2591531.8356 | 1222456.8149
103 | 2591476.2959 | 1222458.6449 | 2591482.5895 | 1222463.4061
104 | 2591540.8098 | 1222444.9278 | 2591513.1367 | 1222423.9615
105 | 2591476.2959 | 1222458.6449 | 2591464.498 | 1222449.7196
106 | 2591506.2222 | 1222418.7228 | 2591513.1367 | 1222423.9615
107 | 2591464.498 | 1222449.7196 | 2591455.6588 | 1222443.0326
108 | 2591441.089 | 1222431.9131 | 2591446.9685 | 1222436.4582 | 2591455.6588 | 1222443.0326
109 | 2591457.0992 | 1222383.1238 | 2591439.0933 | 1222404.8947
110 | 2591457.0992 | 1222383.1238 | 2591463.8784 | 1222372.0199
111 | 2591457.0992 | 1222383.1238 | 2591445.5811 | 1222374.0574 | 2591439.0627 | 1222368.8341
112 | 2591472.4925 | 1222357.9107 | 2591463.8784 | 1222372.0199
113 | 2591439.0627 | 1222368.8341 | 2591430.7879 | 1222362.2034
114 | 2591341.6278 | 1222421.67 | 2591346.3183 | 1222413.7919 | 2591347.2318 | 1222413.3148
115 | 2591390.249 | 1222363.3999 | 2591378.6346 | 1222387.0772
116 | 2591390.249 | 1222363.3999 | 2591393.6947 | 1222356.3753
117 | 2591506.2222 | 1222418.7228 | 2591487.8051 | 1222404.7693
118 | 2591425.4446 | 1222357.9218 | 2591430.7879 | 1222362.2034
119 | 2591425.4446 | 1222357.9218 | 2591409.1703 | 1222389.9306 | 2591408.362 | 1222392.1331 | 2591408.5991 | 1222393.5224 | 2591409.5257 | 1222394.4438 | 2591414.5244 | 1222398.4588
120 | 2591425.4446 | 1222357.9218 | 2591407.2512 | 1222342.8951
121 | 2591402.1795 | 1222339.078 | 2591393.6947 | 1222356.3753
122 | 2591387.0115 | 1222328.872 | 2591390.4198 | 1222330.9349 | 2591396.7208 | 1222335.1726 | 2591402.1795 | 1222339.078
123 | 2591407.2512 | 1222342.8951 | 2591402.1795 | 1222339.078
124 | 2591371.3665 | 1222334.8094 | 2591375.6285 | 1222334.6142 | 2591377.251 | 1222334.2561 | 2591379.1914 | 1222333.4639 | 2591380.7221 | 1222332.6167 | 2591383.4959 | 1222331.2007 | 2591387.0115 | 1222328.872
125 | 2591387.0115 | 1222328.872 | 2591384.1784 | 1222325.9856 | 2591379.8415 | 1222321.6339 | 2591366.5639 | 1222309.6976
126 | 2591407.2512 | 1222342.8951 | 2591411.6236 | 1222335.1509 | 2591413.1693 | 1222334.1814
127 | 2591371.3665 | 1222334.8094 | 2591367.4299 | 1222334.4706 | 2591352.7673 | 1222332.7799 | 2591333.3842 | 1222329.4848
128 | 2591371.3665 | 1222334.8094 | 2591358.0227 | 1222360.2233
129 | 2591366.5639 | 1222309.6976 | 2591359.2841 | 1222303.1532 | 2591329.2264 | 1222276.1929 | 2591322.3911 | 1222269.7325 | 2591315.7398 | 1222263.6753
130 | 2591413.1693 | 1222334.1814 | 2591413.1693 | 1222334.1814 | 2591415.6034 | 1222333.8888 | 2591420.8445 | 1222333.6952
131 | 2591327.8699 | 1222328.5474 | 2591333.3842 | 1222329.4848
132 | 2591339.0535 | 1222373.861 | 2591340.5723 | 1222374.3219 | 2591343.3862 | 1222374.44 | 2591345.4638 | 1222374.1368 | 2591348.1321 | 1222373.288 | 2591350.3298 | 1222372.1174 | 2591351.9127 | 1222370.6476 | 2591353.654 | 1222368.5438 | 2591358.0227 | 1222360.2233
133 | 2591315.7398 | 1222263.6753 | 2591311.9336 | 1222260.209 | 2591310.0848 | 1222258.4535
134 | 2591415.5773 | 1222399.3045 | 2591414.5244 | 1222398.4588
135 | 2591420.8445 | 1222333.6952 | 2591425.771 | 1222333.5132
136 | 2591433.1145 | 1222332.832 | 2591427.8208 | 1222333.4375 | 2591425.771 | 1222333.5132
137 | 2591460.3956 | 1222330.7643 | 2591448.1352 | 1222331.0622 | 2591440.3249 | 1222332.0074 | 2591433.1145 | 1222332.832
138 | 2591460.3956 | 1222330.7643 | 2591464.793 | 1222330.6575
139 | 2591257.6066 | 1222447.9047 | 2591276.1075 | 1222456.2087 | 2591282.8957 | 1222459.1691
140 | 2591301.7548 | 1222321.9069 | 2591289.4012 | 1222317.6459
141 | 2591301.7548 | 1222321.9069 | 2591302.3246 | 1222322.1035 | 2591307.0363 | 1222323.4989
142 | 2591289.4012 | 1222317.6459 | 2591274.7256 | 1222312.5839
143 | 2591311.987 | 1222324.965 | 2591307.0363 | 1222323.4989
144 | 2591274.6144 | 1222312.5456 | 2591274.7256 | 1222312.5839
145 | 2591327.8699 | 1222328.5474 | 2591327.8699 | 1222328.5474 | 2591315.4358 | 1222325.9864 | 2591311.987 | 1222324.965
146 | 2591269.5598 | 1222310.8021 | 2591274.6144 | 1222312.5456
147 | 2591269.5598 | 1222310.8021 | 2591261.3825 | 1222307.9815
148 | 2591211.064 | 1222371.9425 | 2591209.317 | 1222370.7584 | 2591205.6343 | 1222367.7955 | 2591200.8191 | 1222363.1666 | 2591196.6324 | 1222357.9254 | 2591190.6889 | 1222348.7934
149 | 2591329.3429 | 1222370.9142 | 2591339.0535 | 1222373.861
150 | 2591261.3825 | 1222307.9815 | 2591257.874 | 1222306.7714 | 2591242.0055 | 1222301.6018
151 | 2591181.0505 | 1222332.0033 | 2591188.3771 | 1222345.2415 | 2591190.6889 | 1222348.7934
152 | 2591366.7184 | 1222226.6537 | 2591379.1002 | 1222214.0505 | 2591382.5803 | 1222209.3681
153 | 2591366.7184 | 1222226.6537 | 2591386.4269 | 1222245.3801 | 2591403.937 | 1222259.6851 | 2591405.8188 | 1222260.9157
154 | 2591405.8188 | 1222260.9157 | 2591421.5264 | 1222271.1884 | 2591424.4491 | 1222273.0963 | 2591430.0916 | 1222276.323
155 | 2591440.9478 | 1222282.531 | 2591430.0916 | 1222276.323
156 | 2591440.9478 | 1222282.531 | 2591456.1068 | 1222291.1996
157 | 2591498.888 | 1222315.1463 | 2591462.3029 | 1222294.7428 | 2591456.1068 | 1222291.1996
158 | 2591498.888 | 1222315.1463 | 2591502.7753 | 1222317.5716
159 | 2591489.4976 | 1222330.0573 | 2591496.1186 | 1222319.5417 | 2591498.888 | 1222315.1463
160 | 2591511.7465 | 1222323.169 | 2591502.7753 | 1222317.5716
161 | 2591489.4976 | 1222330.0573 | 2591464.793 | 1222330.6575
162 | 2591511.7465 | 1222323.169 | 2591514.6924 | 1222325.007 | 2591527.9766 | 1222333.3038 | 2591532.335 | 1222336.6204

## bus_geodata
| x | y | coords
0 | 2591237.1969 | 1222572.5895
1 | 2591240.0081 | 1222573.436
2 | 2591219.1819 | 1222567.1894
3 | 2591243.5174 | 1222574.5048
4 | 2591196.429 | 1222562.0661
5 | 2591246.5354 | 1222575.424
6 | 2591235.6621 | 1222542.9077
7 | 2591184.976 | 1222586.464
8 | 2591193.7851 | 1222553.8431
9 | 2591277.1722 | 1222584.981
10 | 2591174.6662 | 1222594.3729
11 | 2591181.887 | 1222593.4782
12 | 2591184.6352 | 1222555.1518
13 | 2591176.768 | 1222504.5273
14 | 2591214.724 | 1222523.1719
15 | 2591222.6084 | 1222511.0643
16 | 2591284.936 | 1222587.6798
17 | 2591300.956 | 1222594.1186
18 | 2591310.821 | 1222598.5358
19 | 2591354.0809 | 1222623.5131
20 | 2591369.3068 | 1222601.1889
21 | 2591371.672 | 1222635.0866
22 | 2591378.0377 | 1222680.3776
23 | 2591156.4091 | 1222597.4798
24 | 2591182.2607 | 1222585.2668
25 | 2591172.9004 | 1222556.8303
26 | 2591137.7381 | 1222484.8269
27 | 2591244.7123 | 1222498.7132
28 | 2591169.6014 | 1222605.2646
29 | 2591164.1346 | 1222622.5602
30 | 2591151.9643 | 1222598.2377
31 | 2591140.6106 | 1222600.1734
32 | 2591161.849 | 1222558.411
33 | 2591111.1007 | 1222492.1006
34 | 2591117.8543 | 1222604.0532
35 | 2591083.6126 | 1222609.4359
36 | 2591056.7696 | 1222613.6108
37 | 2591057.965 | 1222508.1876
38 | 2591057.7561 | 1222505.4085
39 | 2591076.7026 | 1222502.5147
40 | 2591052.425 | 1222574.062
41 | 2591083.012 | 1222569.6871
42 | 2591327.6529 | 1222655.0881
43 | 2591345.2643 | 1222663.9278
44 | 2591316.6469 | 1222649.564
45 | 2591361.4688 | 1222672.0612
46 | 2591306.1063 | 1222644.2734
47 | 2591445.7023 | 1222527.496
48 | 2591479.0926 | 1222557.158
49 | 2591392.6402 | 1222506.3888
50 | 2591333.5286 | 1222509.7884
51 | 2591399.9123 | 1222487.8252
52 | 2591314.4399 | 1222511.5264
53 | 2591409.535 | 1222463.2614
54 | 2591290.0268 | 1222462.279
55 | 2591286.6439 | 1222460.8037
56 | 2591307.1415 | 1222510.8935
57 | 2591417.8647 | 1222468.4705
58 | 2591405.2387 | 1222460.6662
59 | 2591118.3587 | 1222564.6314
60 | 2591140.6407 | 1222561.4444
61 | 2590993.1204 | 1222519.5651
62 | 2591087.6856 | 1222499.1896
63 | 2591249.216 | 1222497.9616
64 | 2591262.5473 | 1222500.3161
65 | 2591266.6765 | 1222501.6049
66 | 2590956.4776 | 1222508.4646
67 | 2591273.4981 | 1222503.7703
68 | 2591273.1024 | 1222503.656
69 | 2591177.6949 | 1222437.6665
70 | 2591174.7637 | 1222440.8798
71 | 2591225.935 | 1222422.5858
72 | 2591234.6332 | 1222437.4482
73 | 2591257.7485 | 1222413.0631
74 | 2591249.161 | 1222444.1139
75 | 2591261.0906 | 1222404.6566
76 | 2591251.4556 | 1222445.1438
77 | 2591260.595 | 1222392.5948
78 | 2591215.6768 | 1222396.5461
79 | 2591249.0226 | 1222382.1021
80 | 2591269.6563 | 1222393.9975
81 | 2591244.4558 | 1222381.6848
82 | 2591308.5819 | 1222403.3939
83 | 2591254.0211 | 1222446.2954
84 | 2591256.2177 | 1222447.2813
85 | 2591284.6185 | 1222459.9204
86 | 2591440.6995 | 1222482.7504
87 | 2591424.2317 | 1222423.2427
88 | 2591390.7327 | 1222451.9797
89 | 2591461.7296 | 1222495.8038
90 | 2591426.2408 | 1222420.4346
91 | 2591367.6384 | 1222437.9568
92 | 2591490.7248 | 1222517.4201
93 | 2591501.0912 | 1222476.5323
94 | 2591518.9813 | 1222473.8415
95 | 2591485.1328 | 1222465.3301
96 | 2591531.8356 | 1222456.8149
97 | 2591482.5895 | 1222463.4061
98 | 2591540.8098 | 1222444.9278
99 | 2591476.2959 | 1222458.6449
100 | 2591513.1367 | 1222423.9615
101 | 2591464.498 | 1222449.7196
102 | 2591455.6588 | 1222443.0326
103 | 2591441.089 | 1222431.9131
104 | 2591439.0933 | 1222404.8947
105 | 2591457.0992 | 1222383.1238
106 | 2591463.8784 | 1222372.0199
107 | 2591439.0627 | 1222368.8341
108 | 2591341.6278 | 1222421.67
109 | 2591347.2318 | 1222413.3148
110 | 2591378.6346 | 1222387.0772
111 | 2591390.249 | 1222363.3999
112 | 2591038.8156 | 1222452.4072
113 | 2591506.2222 | 1222418.7228
114 | 2591487.8051 | 1222404.7693
115 | 2591472.4925 | 1222357.9107
116 | 2591430.7879 | 1222362.2034
117 | 2591425.4446 | 1222357.9218
118 | 2591393.6947 | 1222356.3753
119 | 2591402.1795 | 1222339.078
120 | 2591387.0115 | 1222328.872
121 | 2591407.2512 | 1222342.8951
122 | 2591371.3665 | 1222334.8094
123 | 2591366.5639 | 1222309.6976
124 | 2591413.1693 | 1222334.1814
125 | 2591333.3842 | 1222329.4848
126 | 2591358.0227 | 1222360.2233
127 | 2591315.7398 | 1222263.6753
128 | 2591414.5244 | 1222398.4588
129 | 2591420.8445 | 1222333.6952
130 | 2591425.771 | 1222333.5132
131 | 2591433.1145 | 1222332.832
132 | 2591460.3956 | 1222330.7643
133 | 2591415.5773 | 1222399.3045
134 | 2591282.8957 | 1222459.1691
135 | 2591257.6066 | 1222447.9047
136 | 2591301.7548 | 1222321.9069
137 | 2591289.4012 | 1222317.6459
138 | 2591307.0363 | 1222323.4989
139 | 2591274.7256 | 1222312.5839
140 | 2591311.987 | 1222324.965
141 | 2591274.6144 | 1222312.5456
142 | 2591327.8699 | 1222328.5474
143 | 2591269.5597 | 1222310.8021
144 | 2591211.064 | 1222371.9425
145 | 2591339.0535 | 1222373.861
146 | 2591329.3429 | 1222370.9142
147 | 2591310.0848 | 1222258.4535
148 | 2591261.3825 | 1222307.9815
149 | 2591242.0055 | 1222301.6018
150 | 2591190.6889 | 1222348.7934
151 | 2591181.0505 | 1222332.0033
152 | 2591382.5803 | 1222209.3681
153 | 2591366.7184 | 1222226.6537
154 | 2591405.8188 | 1222260.9157
155 | 2591430.0916 | 1222276.323
156 | 2591440.9478 | 1222282.531
157 | 2591456.1068 | 1222291.1996
158 | 2591498.888 | 1222315.1463
159 | 2591502.7753 | 1222317.5716
160 | 2591489.4976 | 1222330.0573
161 | 2591511.7465 | 1222323.169
162 | 2591464.793 | 1222330.6575
163 | 2591532.335 | 1222336.6204
164 | 2591225.935 | 1222422.5858

## line_std_types
| c_nf_per_km | r_ohm_per_km | x_ohm_per_km | max_i_ka | type | q_mm2 | alpha | voltage_rating
NAYY 4x50 SE | 210 | 0.642 | 0.083 | 0.142 | cs | 50 | 0.00403 | LV
NAYY 4x120 SE | 264 | 0.225 | 0.08 | 0.242 | cs | 120 | 0.00403 | LV
NAYY 4x150 SE | 261 | 0.208 | 0.08 | 0.27 | cs | 150 | 0.00403 | LV
NA2XS2Y 1x95 RM/25 12/20 kV | 216 | 0.313 | 0.132 | 0.252 | cs | 95 | 0.00403 | MV
NA2XS2Y 1x185 RM/25 12/20 kV | 273 | 0.161 | 0.117 | 0.362 | cs | 185 | 0.00403 | MV
NA2XS2Y 1x240 RM/25 12/20 kV | 304 | 0.122 | 0.112 | 0.421 | cs | 240 | 0.00403 | MV
NA2XS2Y 1x95 RM/25 6/10 kV | 315 | 0.313 | 0.123 | 0.249 | cs | 95 | 0.00403 | MV
NA2XS2Y 1x185 RM/25 6/10 kV | 406 | 0.161 | 0.11 | 0.358 | cs | 185 | 0.00403 | MV
NA2XS2Y 1x240 RM/25 6/10 kV | 456 | 0.122 | 0.105 | 0.416 | cs | 240 | 0.00403 | MV
NA2XS2Y 1x150 RM/25 12/20 kV | 250 | 0.206 | 0.116 | 0.319 | cs | 150 | 0.00403 | MV
NA2XS2Y 1x120 RM/25 12/20 kV | 230 | 0.253 | 0.119 | 0.283 | cs | 120 | 0.00403 | MV
NA2XS2Y 1x70 RM/25 12/20 kV | 190 | 0.443 | 0.132 | 0.22 | cs | 70 | 0.00403 | MV
NA2XS2Y 1x150 RM/25 6/10 kV | 360 | 0.206 | 0.11 | 0.315 | cs | 150 | 0.00403 | MV
NA2XS2Y 1x120 RM/25 6/10 kV | 340 | 0.253 | 0.113 | 0.28 | cs | 120 | 0.00403 | MV
NA2XS2Y 1x70 RM/25 6/10 kV | 280 | 0.443 | 0.123 | 0.217 | cs | 70 | 0.00403 | MV
N2XS(FL)2Y 1x120 RM/35 64/110 kV | 112 | 0.153 | 0.166 | 0.366 | cs | 120 | 0.00393 | HV
N2XS(FL)2Y 1x185 RM/35 64/110 kV | 125 | 0.099 | 0.156 | 0.457 | cs | 185 | 0.00393 | HV
N2XS(FL)2Y 1x240 RM/35 64/110 kV | 135 | 0.075 | 0.149 | 0.526 | cs | 240 | 0.00393 | HV
N2XS(FL)2Y 1x300 RM/35 64/110 kV | 144 | 0.06 | 0.144 | 0.588 | cs | 300 | 0.00393 | HV
15-AL1/3-ST1A 0.4 | 11 | 1.8769 | 0.35 | 0.105 | ol | 16 | 0.00403 | LV
24-AL1/4-ST1A 0.4 | 11.25 | 1.2012 | 0.335 | 0.14 | ol | 24 | 0.00403 | LV
48-AL1/8-ST1A 0.4 | 12.2 | 0.5939 | 0.3 | 0.21 | ol | 48 | 0.00403 | LV
94-AL1/15-ST1A 0.4 | 13.2 | 0.306 | 0.29 | 0.35 | ol | 94 | 0.00403 | LV
34-AL1/6-ST1A 10.0 | 9.7 | 0.8342 | 0.36 | 0.17 | ol | 34 | 0.00403 | MV
48-AL1/8-ST1A 10.0 | 10.1 | 0.5939 | 0.35 | 0.21 | ol | 48 | 0.00403 | MV
70-AL1/11-ST1A 10.0 | 10.4 | 0.4132 | 0.339 | 0.29 | ol | 70 | 0.00403 | MV
94-AL1/15-ST1A 10.0 | 10.75 | 0.306 | 0.33 | 0.35 | ol | 94 | 0.00403 | MV
122-AL1/20-ST1A 10.0 | 11.1 | 0.2376 | 0.323 | 0.41 | ol | 122 | 0.00403 | MV
149-AL1/24-ST1A 10.0 | 11.25 | 0.194 | 0.315 | 0.47 | ol | 149 | 0.00403 | MV
34-AL1/6-ST1A 20.0 | 9.15 | 0.8342 | 0.382 | 0.17 | ol | 34 | 0.00403 | MV
48-AL1/8-ST1A 20.0 | 9.5 | 0.5939 | 0.372 | 0.21 | ol | 48 | 0.00403 | MV
70-AL1/11-ST1A 20.0 | 9.7 | 0.4132 | 0.36 | 0.29 | ol | 70 | 0.00403 | MV
94-AL1/15-ST1A 20.0 | 10 | 0.306 | 0.35 | 0.35 | ol | 94 | 0.00403 | MV
122-AL1/20-ST1A 20.0 | 10.3 | 0.2376 | 0.344 | 0.41 | ol | 122 | 0.00403 | MV
149-AL1/24-ST1A 20.0 | 10.5 | 0.194 | 0.337 | 0.47 | ol | 149 | 0.00403 | MV
184-AL1/30-ST1A 20.0 | 10.75 | 0.1571 | 0.33 | 0.535 | ol | 184 | 0.00403 | MV
243-AL1/39-ST1A 20.0 | 11 | 0.1188 | 0.32 | 0.645 | ol | 243 | 0.00403 | MV
48-AL1/8-ST1A 110.0 | 8 | 0.5939 | 0.46 | 0.21 | ol | 48 | 0.00403 | HV
70-AL1/11-ST1A 110.0 | 8.4 | 0.4132 | 0.45 | 0.29 | ol | 70 | 0.00403 | HV
94-AL1/15-ST1A 110.0 | 8.65 | 0.306 | 0.44 | 0.35 | ol | 94 | 0.00403 | HV
122-AL1/20-ST1A 110.0 | 8.5 | 0.2376 | 0.43 | 0.41 | ol | 122 | 0.00403 | HV
149-AL1/24-ST1A 110.0 | 8.75 | 0.194 | 0.41 | 0.47 | ol | 149 | 0.00403 | HV
184-AL1/30-ST1A 110.0 | 8.8 | 0.1571 | 0.4 | 0.535 | ol | 184 | 0.00403 | HV
243-AL1/39-ST1A 110.0 | 9 | 0.1188 | 0.39 | 0.645 | ol | 243 | 0.00403 | HV
305-AL1/39-ST1A 110.0 | 9.2 | 0.0949 | 0.38 | 0.74 | ol | 305 | 0.00403 | HV
490-AL1/64-ST1A 110.0 | 9.75 | 0.059 | 0.37 | 0.96 | ol | 490 | 0.00403 | HV
679-AL1/86-ST1A 110.0 | 9.95 | 0.042 | 0.36 | 1.15 | ol | 679 | 0.00403 | HV
490-AL1/64-ST1A 220.0 | 10 | 0.059 | 0.285 | 0.96 | ol | 490 | 0.00403 | HV
679-AL1/86-ST1A 220.0 | 11.7 | 0.042 | 0.275 | 1.15 | ol | 679 | 0.00403 | HV
490-AL1/64-ST1A 380.0 | 11 | 0.059 | 0.253 | 0.96 | ol | 490 | 0.00403 | HV
679-AL1/86-ST1A 380.0 | 14.6 | 0.042 | 0.25 | 1.15 | ol | 679 | 0.00403 | HV

## trafo_std_types
| i0_percent | pfe_kw | vkr_percent | sn_mva | vn_lv_kv | vn_hv_kv | vk_percent | shift_degree | vector_group | tap_side | tap_neutral | tap_min | tap_max | tap_step_degree | tap_step_percent | tap_phase_shifter
160 MVA 380/110 kV | 0.06 | 60 | 0.25 | 160 | 110 | 380 | 12.2 | 0 | Yy0 | hv | 0 | -9 | 9 | 0 | 1.5 | FALSE
100 MVA 220/110 kV | 0.06 | 55 | 0.26 | 100 | 110 | 220 | 12 | 0 | Yy0 | hv | 0 | -9 | 9 | 0 | 1.5 | FALSE
63 MVA 110/20 kV | 0.04 | 22 | 0.32 | 63 | 20 | 110 | 18 | 150 | YNd5 | hv | 0 | -9 | 9 | 0 | 1.5 | FALSE
40 MVA 110/20 kV | 0.05 | 18 | 0.34 | 40 | 20 | 110 | 16.2 | 150 | YNd5 | hv | 0 | -9 | 9 | 0 | 1.5 | FALSE
25 MVA 110/20 kV | 0.07 | 14 | 0.41 | 25 | 20 | 110 | 12 | 150 | YNd5 | hv | 0 | -9 | 9 | 0 | 1.5 | FALSE
63 MVA 110/10 kV | 0.04 | 22 | 0.32 | 63 | 10 | 110 | 18 | 150 | YNd5 | hv | 0 | -9 | 9 | 0 | 1.5 | FALSE
40 MVA 110/10 kV | 0.05 | 18 | 0.34 | 40 | 10 | 110 | 16.2 | 150 | YNd5 | hv | 0 | -9 | 9 | 0 | 1.5 | FALSE
25 MVA 110/10 kV | 0.07 | 14 | 0.41 | 25 | 10 | 110 | 12 | 150 | YNd5 | hv | 0 | -9 | 9 | 0 | 1.5 | FALSE
0.25 MVA 20/0.4 kV | 0.32 | 0.8 | 1.44 | 0.25 | 0.4 | 20 | 6 | 150 | Yzn5 | hv | 0 | -2 | 2 | 0 | 2.5 | FALSE
0.4 MVA 20/0.4 kV | 0.3375 | 1.35 | 1.425 | 0.4 | 0.4 | 20 | 6 | 150 | Dyn5 | hv | 0 | -2 | 2 | 0 | 2.5 | FALSE
0.63 MVA 20/0.4 kV | 0.2619 | 1.65 | 1.206 | 0.63 | 0.4 | 20 | 6 | 150 | Dyn5 | hv | 0 | -2 | 2 | 0 | 2.5 | FALSE
0.25 MVA 10/0.4 kV | 0.24 | 0.6 | 1.2 | 0.25 | 0.4 | 10 | 4 | 150 | Dyn5 | hv | 0 | -2 | 2 | 0 | 2.5 | FALSE
0.4 MVA 10/0.4 kV | 0.2375 | 0.95 | 1.325 | 0.4 | 0.4 | 10 | 4 | 150 | Dyn5 | hv | 0 | -2 | 2 | 0 | 2.5 | FALSE
0.63 MVA 10/0.4 kV | 0.1873 | 1.18 | 1.0794 | 0.63 | 0.4 | 10 | 4 | 150 | Dyn5 | hv | 0 | -2 | 2 | 0 | 2.5 | FALSE

## trafo3w_std_types
| sn_hv_mva | sn_mv_mva | sn_lv_mva | vn_hv_kv | vn_mv_kv | vn_lv_kv | vk_hv_percent | vk_mv_percent | vk_lv_percent | vkr_hv_percent | vkr_mv_percent | vkr_lv_percent | pfe_kw | i0_percent | shift_mv_degree | shift_lv_degree | vector_group | tap_side | tap_neutral | tap_min | tap_max | tap_step_percent
63/25/38 MVA 110/20/10 kV | 63 | 25 | 38 | 110 | 20 | 10 | 10.4 | 10.4 | 10.4 | 0.28 | 0.32 | 0.35 | 35 | 0.89 | 0 | 0 | YN0yn0yn0 | hv | 0 | -10 | 10 | 1.2
63/25/38 MVA 110/10/10 kV | 63 | 25 | 38 | 110 | 10 | 10 | 10.4 | 10.4 | 10.4 | 0.28 | 0.32 | 0.35 | 35 | 0.89 | 0 | 0 | YN0yn0yn0 | hv | 0 | -10 | 10 | 1.2

## fuse_std_types
| fuse_type | i_rated_a | t_avg | t_min | t_total | x_avg | x_min | x_total
HV 100A | HV 100A | 100 | 0 | [10.0, 3.64, 0.854, 0.281, 0.1, 0.0531, 0.022, 0.01] | [10.0, 4.267, 1.21, 0.403, 0.1, 0.058, 0.022, 0.01] | 0 | [300.0, 350.0, 450.0, 550.0, 700.0, 850.0, 1200.0, 1752.0] | [600.0, 700.0, 900.0, 1150.0, 1665.0, 2000.0, 3000.0, 4313.0]
HV 10A | HV 10A | 10 | 0 | [10.0, 1675.0, 0.344, 0.156, 0.1, 0.0417, 0.0171, 0.01] | [10.0, 1.3, 0.3, 0.155, 0.1, 0.0555, 0.023, 0.01] | 0 | [30.0, 32.0, 35.0, 37.0, 39.0, 50.0, 70.0, 88.0] | [60.0, 70.0, 80.0, 87.0, 94.0, 110.0, 150.0, 216.0]
HV 125A | HV 125A | 125 | 0 | [10.0, 1.82, 0.344, 0.1, 0.0467, 0.0269, 0.01] | [10.0, 2.478, 0.426, 0.1, 0.0427, 0.0211, 0.01] | 0 | [375.0, 500.0, 700.0, 925.0, 1200.0, 1500.0, 2341.0] | [750.0, 1000.0, 1500.0, 2200.0, 3000.0, 4000.0, 5765.0]
HV 160A | HV 160A | 160 | 0 | [10.0, 4.15, 1.03, 0.198, 0.1, 0.051, 0.0172, 0.01] | [10.0, 2.3, 0.734, 0.274, 0.1, 0.046, 0.0177, 0.01] | 0 | [480.0, 550.0, 700.0, 1000.0, 1260.0, 1600.0, 2500.0, 3227.0] | [960.0, 1300.0, 1700.0, 2200.0, 2996.0, 4000.0, 6000.0, 7946.0]
HV 16A | HV 16A | 16 | 0 | [10.0, 0.352, 0.164, 0.1, 0.0649, 0.0342, 0.01] | [10.0, 2.34, 0.722, 0.181, 0.1, 0.055, 0.0296, 0.01] | 0 | [48.0, 60.0, 65.0, 71.0, 80.0, 100.0, 162.0] | [96.0, 110.0, 125.0, 150.0, 168.0, 200.0, 250.0, 398.0]
HV 200A | HV 200A | 200 | 0 | [10.0, 4.267, 1.21, 0.403, 0.1, 0.058, 0.022, 0.01] | [10.0, 3.73, 1.654, 0.328, 0.1, 0.0531, 0.019, 0.01] | 0 | [600.0, 700.0, 900.0, 1150.0, 1665.0, 2000.0, 3000.0, 4313.0] | [1200.0, 1500.0, 1800.0, 2700.0, 3960.0, 5000.0, 7500.0, 10620.0]
HV 20A | HV 20A | 20 | 0 | [10.0, 1.3, 0.3, 0.155, 0.1, 0.0555, 0.023, 0.01] | [10.0, 1.3, 0.161, 0.1, 0.0611, 0.0399, 0.0141, 0.01] | 0 | [60.0, 70.0, 80.0, 87.0, 94.0, 110.0, 150.0, 216.0] | [120.0, 150.0, 200.0, 223.0, 260.0, 300.0, 450.0, 532.0]
HV 25A | HV 25A | 25 | 0 | [10.0, 2.512, 0.833, 0.299, 0.1, 0.0372, 0.0223, 0.01] | [10.0, 3.125, 0.597, 0.198, 0.1, 0.0378, 0.022, 0.01] | 0 | [75.0, 82.0, 90.0, 100.0, 124.0, 170.0, 200.0, 289.0] | [150.0, 170.0, 210.0, 250.0, 294.0, 400.0, 500.0, 711.0]
HV 31.5A | HV 31.5A | 31.5 | 0 | [10.0, 2.34, 0.722, 0.181, 0.1, 0.055, 0.0296, 0.01] | [10.0, 2.84, 0.368, 0.164, 0.1, 0.0621, 0.0378, 0.0195, 0.01] | 0 | [95.0, 110.0, 125.0, 150.0, 165.0, 200.0, 250.0, 390.0] | [189.0, 220.0, 300.0, 350.0, 393.0, 450.0, 530.0, 700.0, 960.0]
HV 40A | HV 40A | 40 | 0 | [10.0, 1.3, 0.161, 0.1, 0.0611, 0.0399, 0.0141, 0.01] | [10.0, 2.05, 0.369, 0.198, 0.1, 0.051, 0.0298, 0.01] | 0 | [120.0, 150.0, 200.0, 223.0, 260.0, 300.0, 450.0, 532.0] | [240.0, 300.0, 400.0, 450.0, 530.0, 650.0, 800.0, 1311.0]
HV 50A | HV 50A | 50 | 0 | [10.0, 3.215, 0.597, 0.198, 0.1, 0.0378, 0.022, 0.01] | [10.0, 3.64, 0.854, 0.281, 0.1, 0.0531, 0.022, 0.01] | 0 | [150.0, 170.0, 210.0, 250.0, 294.0, 400.0, 500.0, 711.0] | [300.0, 350.0, 450.0, 550.0, 700.0, 850.0, 1200.0, 1752.0]
HV 6.3A | HV 6.3A | 6.3 | 0 | [10.0, 1.39, 0.344, 0.168, 0.1, 0.056, 0.0263, 0.01] | [10.0, 1.711, 0.516, 0.198, 0.1, 0.0634, 0.0303, 0.01] | 0 | [19.0, 19.5, 20.4, 20.8, 22.0, 25.0, 32.0, 48.0] | [38.0, 40.0, 43.0, 48.0, 53.0, 60.0, 75.0, 118.0]
HV 63A | HV 63A | 63 | 0 | [10.0, 2.84, 0.368, 0.164, 0.1, 0.0621, 0.0378, 0.0195, 0.01] | [10.0, 1.82, 0.344, 0.1, 0.0467, 0.0269, 0.01] | 0 | [189.0, 220.0, 300.0, 350.0, 393.0, 450.0, 530.0, 700.0, 961.0] | [378.0, 500.0, 700.0, 934.0, 1200.0, 1500.0, 2366.0]
HV 80A | HV 80A | 80 | 0 | [10.0, 2.05, 0.369, 0.198, 0.1, 0.051, 0.0298, 0.01] | [10.0, 4.15, 1.03, 0.198, 0.1, 0.051, 0.0172, 0.01] | 0 | [240.0, 300.0, 400.0, 450.0, 530.0, 650.0, 800.0, 1311.0] | [480.0, 550.0, 700.0, 1000.0, 1260.0, 1600.0, 2500.0, 3227.0]
Siemens NH-1-100 | Siemens NH-1-100 | 100 | [5400.0, 2000.0, 400.0, 20.0, 1.0, 0.2, 0.012, 0.004] | 0 | 0 | [150.0, 190.0, 250.0, 430.0, 900.0, 1250.0, 2700.0, 3600.0] | 0 | 0
Siemens NH-1-125 | Siemens NH-1-125 | 125 | [4800.0, 120.0, 7.0, 0.1, 0.004] | 0 | 0 | [180.0, 400.0, 740.0, 2000.0, 4250.0] | 0 | 0
Siemens NH-1-16 | Siemens NH-1-16 | 16 | [4000.0, 400.0, 2.0, 0.1, 0.04, 0.01] | 0 | 0 | [26.0, 35.0, 75.0, 150.0, 200.0, 300.0] | 0 | 0
Siemens NH-1-160 | Siemens NH-1-160 | 160 | [4800.0, 120.0, 7.0, 0.1, 0.004] | 0 | 0 | [210.0, 500.0, 900.0, 2300.0, 5000.0] | 0 | 0
Siemens NH-1-25 | Siemens NH-1-25 | 25 | [4000.0, 1000.0, 10.0, 0.2, 0.02, 0.01] | 0 | 0 | [40.0, 50.0, 100.0, 210.0, 400.0, 500.0] | 0 | 0
Siemens NH-1-50 | Siemens NH-1-50 | 50 | [4000.0, 40.0, 4.0, 1.0, 0.02, 0.01] | 0 | 0 | [86.0, 200.0, 300.0, 400.0, 1000.0, 1280.0] | 0 | 0
Siemens NH-1-63 | Siemens NH-1-63 | 63 | [4000.0, 100.0, 10.0, 2.0, 0.04, 0.01] | 0 | 0 | [100.0, 200.0, 300.0, 400.0, 1000.0, 1500.0] | 0 | 0
Siemens NH-1-80 | Siemens NH-1-80 | 80 | [4800.0, 120.0, 7.0, 0.1, 0.01] | 0 | 0 | [150.58, 250.0, 450.0, 1150.0, 2470.0] | 0 | 0
Siemens NH-2-1000 | Siemens NH-2-1000 | 1000 | [4800.0, 120.0, 7.0, 0.1, 0.004] | 0 | 0 | [1900.0, 3500.0, 8400.0, 24000.0, 52000.0] | 0 | 0
Siemens NH-2-200 | Siemens NH-2-200 | 200 | [4800.0, 120.0, 7.0, 0.1, 0.004] | 0 | 0 | [280.0, 650.0, 1200.0, 3000.0, 7000.0] | 0 | 0
Siemens NH-2-224 | Siemens NH-2-224 | 224 | [4800.0, 120.0, 7.0, 0.2, 0.04, 0.004] | 0 | 0 | [400.0, 750.0, 1453.0, 3025.0, 4315.0, 7600.0] | 0 | 0
Siemens NH-2-250 | Siemens NH-2-250 | 250 | [4800.0, 120.0, 7.0, 0.1, 0.004] | 0 | 0 | [450.0, 800.0, 1650.0, 4000.0, 8500.0] | 0 | 0
Siemens NH-2-315 | Siemens NH-2-315 | 315 | [4800.0, 120.0, 7.0, 0.1, 0.004] | 0 | 0 | [550.0, 920.0, 1900.0, 5000.0, 11000.0] | 0 | 0
Siemens NH-2-355 | Siemens NH-2-355 | 355 | [4800.0, 120.0, 6.0, 0.1, 0.004] | 0 | 0 | [650.0, 1116.27, 2350.0, 5840.0, 12790.0] | 0 | 0
Siemens NH-2-400 | Siemens NH-2-400 | 400 | [4800.0, 120.0, 7.0, 0.1, 0.004] | 0 | 0 | [720.0, 1350.0, 2800.0, 6500.0, 15000.0] | 0 | 0
Siemens NH-2-425 | Siemens NH-2-425 | 425 | [4800.0, 120.0, 7.0, 0.1, 0.004] | 0 | 0 | [850.0, 1500.0, 3050.0, 7500.0, 16500.0] | 0 | 0
Siemens NH-2-630 | Siemens NH-2-630 | 630 | [4800.0, 120.0, 7.0, 0.1, 0.004] | 0 | 0 | [1200.0, 2000.0, 4800.0, 12000.0, 26000.0] | 0 | 0

## dtypes
| element | column | dtype
0 | bus | name | object
1 | bus | vn_kv | float64
2 | bus | type | object
3 | bus | zone | object
4 | bus | in_service | bool
5 | load | name | object
6 | load | bus | uint32
7 | load | p_mw | float64
8 | load | q_mvar | float64
9 | load | const_z_percent | float64
10 | load | const_i_percent | float64
11 | load | sn_mva | float64
12 | load | scaling | float64
13 | load | in_service | bool
14 | load | type | object
15 | ext_grid | name | object
16 | ext_grid | bus | uint32
17 | ext_grid | vm_pu | float64
18 | ext_grid | va_degree | float64
19 | ext_grid | slack_weight | float64
20 | ext_grid | in_service | bool
21 | line | name | object
22 | line | std_type | object
23 | line | from_bus | uint32
24 | line | to_bus | uint32
25 | line | length_km | float64
26 | line | r_ohm_per_km | float64
27 | line | x_ohm_per_km | float64
28 | line | c_nf_per_km | float64
29 | line | g_us_per_km | float64
30 | line | max_i_ka | float64
31 | line | df | float64
32 | line | parallel | uint32
33 | line | type | object
34 | line | in_service | bool
35 | trafo | name | object
36 | trafo | std_type | object
37 | trafo | hv_bus | uint32
38 | trafo | lv_bus | uint32
39 | trafo | sn_mva | float64
40 | trafo | vn_hv_kv | float64
41 | trafo | vn_lv_kv | float64
42 | trafo | vk_percent | float64
43 | trafo | vkr_percent | float64
44 | trafo | pfe_kw | float64
45 | trafo | i0_percent | float64
46 | trafo | shift_degree | float64
47 | trafo | tap_side | object
48 | trafo | tap_neutral | int32
49 | trafo | tap_min | int32
50 | trafo | tap_max | int32
51 | trafo | tap_step_percent | float64
52 | trafo | tap_step_degree | float64
53 | trafo | tap_pos | int32
54 | trafo | tap_phase_shifter | bool
55 | trafo | parallel | uint32
56 | trafo | df | float64
57 | trafo | in_service | bool
58 | line_geodata | coords | object
59 | bus_geodata | x | float64
60 | bus_geodata | y | float64
61 | bus_geodata | coords | object

## parameters
| version | format_version | converged | OPF_converged | name | f_hz | sn_mva
0 | 2.14.6 | 2.14.0 | FALSE | FALSE |  | 50 | 1