## bus
| name | vn_kv | type | zone | in_service
0 | bus_LV_872-3_0_3_node_0 | 0.4 | n |  | TRUE
1 | bus_LV_872-3_0_3_node_1 | 0.4 | n |  | TRUE
2 | bus_LV_872-3_0_3_node_3 | 0.4 | n |  | TRUE
3 | bus_LV_872-3_0_3_node_4 | 0.4 | n |  | TRUE
4 | bus_LV_872-3_0_3_node_5 | 0.4 | n |  | TRUE
5 | bus_LV_872-3_0_3_node_6 | 0.4 | n |  | TRUE
6 | bus_LV_872-3_0_3_node_9 | 0.4 | n |  | TRUE
7 | bus_LV_872-3_0_3_node_252 | 0.4 | n |  | TRUE
8 | bus_LV_872-3_0_3_node_7 | 0.4 | n |  | TRUE
9 | bus_LV_872-3_0_3_node_10 | 0.4 | n |  | TRUE
10 | bus_LV_872-3_0_3_node_8 | 0.4 | n |  | TRUE
11 | bus_LV_872-3_0_3_node_11 | 0.4 | n |  | TRUE
12 | bus_LV_872-3_0_3_node_12 | 0.4 | n |  | TRUE
13 | bus_LV_872-3_0_3_node_13 | 0.4 | n |  | TRUE
14 | bus_LV_872-3_0_3_node_14 | 0.4 | n |  | TRUE
15 | bus_LV_872-3_0_3_node_242 | 0.4 | n |  | TRUE
16 | bus_LV_872-3_0_3_node_240 | 0.4 | n |  | TRUE
17 | bus_LV_872-3_0_3_node_15 | 0.4 | n |  | TRUE
18 | bus_LV_872-3_0_3_node_16 | 0.4 | n |  | TRUE
19 | bus_LV_872-3_0_3_node_17 | 0.4 | n |  | TRUE
20 | bus_LV_872-3_0_3_node_18 | 0.4 | n |  | TRUE
21 | bus_LV_872-3_0_3_node_19 | 0.4 | n |  | TRUE
22 | bus_LV_872-3_0_3_node_20 | 0.4 | n |  | TRUE
23 | bus_LV_872-3_0_3_node_264 | 0.4 | n |  | TRUE
24 | bus_LV_872-3_0_3_node_261 | 0.4 | n |  | TRUE
25 | bus_LV_872-3_0_3_node_21 | 0.4 | n |  | TRUE
26 | bus_LV_872-3_0_3_node_22 | 0.4 | n |  | TRUE
27 | bus_LV_872-3_0_3_node_23 | 0.4 | n |  | TRUE
28 | bus_LV_872-3_0_3_node_270 | 0.4 | n |  | TRUE
29 | bus_LV_872-3_0_3_node_24 | 0.4 | n |  | TRUE
30 | bus_LV_872-3_0_3_node_25 | 0.4 | n |  | TRUE
31 | bus_LV_872-3_0_3_node_72 | 0.4 | n |  | TRUE
32 | bus_LV_872-3_0_3_node_28 | 0.4 | n |  | TRUE
33 | bus_LV_872-3_0_3_node_26 | 0.4 | n |  | TRUE
34 | bus_LV_872-3_0_3_node_27 | 0.4 | n |  | TRUE
35 | bus_LV_872-3_0_3_node_29 | 0.4 | n |  | TRUE
36 | bus_LV_872-3_0_3_node_30 | 0.4 | n |  | TRUE
37 | bus_LV_872-3_0_3_node_31 | 0.4 | n |  | TRUE
38 | bus_LV_872-3_0_3_node_77 | 0.4 | n |  | TRUE
39 | bus_LV_872-3_0_3_node_32 | 0.4 | n |  | TRUE
40 | bus_LV_872-3_0_3_node_87 | 0.4 | n |  | TRUE
41 | bus_LV_872-3_0_3_node_33 | 0.4 | n |  | TRUE
42 | bus_LV_872-3_0_3_node_34 | 0.4 | n |  | TRUE
43 | bus_LV_872-3_0_3_node_35 | 0.4 | n |  | TRUE
44 | bus_LV_872-3_0_3_node_36 | 0.4 | n |  | TRUE
45 | bus_LV_872-3_0_3_node_346 | 0.4 | n |  | TRUE
46 | bus_LV_872-3_0_3_node_339 | 0.4 | n |  | TRUE
47 | bus_LV_872-3_0_3_node_94 | 0.4 | n |  | TRUE
48 | bus_LV_872-3_0_3_node_37 | 0.4 | n |  | TRUE
49 | bus_LV_872-3_0_3_node_38 | 0.4 | n |  | TRUE
50 | bus_LV_872-3_0_3_node_39 | 0.4 | n |  | TRUE
51 | bus_LV_872-3_0_3_node_40 | 0.4 | n |  | TRUE
52 | bus_LV_872-3_0_3_node_41 | 0.4 | n |  | TRUE
53 | bus_LV_872-3_0_3_node_42 | 0.4 | n |  | TRUE
54 | bus_LV_872-3_0_3_node_313 | 0.4 | n |  | TRUE
55 | bus_LV_872-3_0_3_node_73 | 0.4 | n |  | TRUE
56 | bus_LV_872-3_0_3_node_76 | 0.4 | n |  | TRUE
57 | bus_LV_872-3_0_3_node_74 | 0.4 | n |  | TRUE
58 | bus_LV_872-3_0_3_node_75 | 0.4 | n |  | TRUE
59 | bus_LV_872-3_0_3_node_78 | 0.4 | n |  | TRUE
60 | bus_LV_872-3_0_3_node_79 | 0.4 | n |  | TRUE
61 | bus_LV_872-3_0_3_node_80 | 0.4 | n |  | TRUE
62 | bus_LV_872-3_0_3_node_81 | 0.4 | n |  | TRUE
63 | bus_LV_872-3_0_3_node_82 | 0.4 | n |  | TRUE
64 | bus_LV_872-3_0_3_node_93 | 0.4 | n |  | TRUE
65 | bus_LV_872-3_0_3_node_85 | 0.4 | n |  | TRUE
66 | bus_LV_872-3_0_3_node_86 | 0.4 | n |  | TRUE
67 | bus_LV_872-3_0_3_node_88 | 0.4 | n |  | TRUE
68 | bus_LV_872-3_0_3_node_97 | 0.4 | n |  | TRUE
69 | bus_LV_872-3_0_3_node_95 | 0.4 | n |  | TRUE
70 | bus_LV_872-3_0_3_node_96 | 0.4 | n |  | TRUE
71 | bus_LV_872-3_0_3_node_103 | 0.4 | n |  | TRUE
72 | bus_LV_872-3_0_3_node_104 | 0.4 | n |  | TRUE
73 | bus_LV_872-3_0_3_node_290 | 0.4 | n |  | TRUE
74 | bus_LV_872-3_0_3_node_228 | 0.4 | n |  | TRUE
75 | bus_LV_872-3_0_3_node_229 | 0.4 | n |  | TRUE
76 | bus_LV_872-3_0_3_node_230 | 0.4 | n |  | TRUE
77 | bus_LV_872-3_0_3_node_245 | 0.4 | n |  | TRUE
78 | bus_LV_872-3_0_3_node_231 | 0.4 | n |  | TRUE
79 | bus_LV_872-3_0_3_node_232 | 0.4 | n |  | TRUE
80 | bus_LV_872-3_0_3_node_233 | 0.4 | n |  | TRUE
81 | bus_LV_872-3_0_3_node_234 | 0.4 | n |  | TRUE
82 | bus_LV_872-3_0_3_node_235 | 0.4 | n |  | TRUE
83 | bus_LV_872-3_0_3_node_236 | 0.4 | n |  | TRUE
84 | bus_LV_872-3_0_3_node_237 | 0.4 | n |  | TRUE
85 | bus_LV_872-3_0_3_node_255 | 0.4 | n |  | TRUE
86 | bus_LV_872-3_0_3_node_243 | 0.4 | n |  | TRUE
87 | bus_LV_872-3_0_3_node_248 | 0.4 | n |  | TRUE
88 | bus_LV_872-3_0_3_node_238 | 0.4 | n |  | TRUE
89 | bus_LV_872-3_0_3_node_239 | 0.4 | n |  | TRUE
90 | bus_LV_872-3_0_3_node_241 | 0.4 | n |  | TRUE
91 | bus_LV_872-3_0_3_node_324 | 0.4 | n |  | TRUE
92 | bus_LV_872-3_0_3_node_351 | 0.4 | n |  | TRUE
93 | bus_LV_872-3_0_3_node_244 | 0.4 | n |  | TRUE
94 | bus_LV_872-3_0_3_node_246 | 0.4 | n |  | TRUE
95 | bus_LV_872-3_0_3_node_247 | 0.4 | n |  | TRUE
96 | bus_LV_872-3_0_3_node_256 | 0.4 | n |  | TRUE
97 | bus_LV_872-3_0_3_node_309 | 0.4 | n |  | TRUE
98 | bus_LV_872-3_0_3_node_303 | 0.4 | n |  | TRUE
99 | bus_LV_872-3_0_3_node_262 | 0.4 | n |  | TRUE
100 | bus_LV_872-3_0_3_node_263 | 0.4 | n |  | TRUE
101 | bus_LV_872-3_0_3_node_265 | 0.4 | n |  | TRUE
102 | bus_LV_872-3_0_3_node_266 | 0.4 | n |  | TRUE
103 | bus_LV_872-3_0_3_node_302 | 0.4 | n |  | TRUE
104 | bus_LV_872-3_0_3_node_268 | 0.4 | n |  | TRUE
105 | bus_LV_872-3_0_3_node_267 | 0.4 | n |  | TRUE
106 | bus_LV_872-3_0_3_node_269 | 0.4 | n |  | TRUE
107 | bus_LV_872-3_0_3_node_279 | 0.4 | n |  | TRUE
108 | bus_LV_872-3_0_3_node_336 | 0.4 | n |  | TRUE
109 | bus_LV_872-3_0_3_node_333 | 0.4 | n |  | TRUE
110 | bus_LV_872-3_0_3_node_271 | 0.4 | n |  | TRUE
111 | bus_LV_872-3_0_3_node_272 | 0.4 | n |  | TRUE
112 | bus_LV_872-3_0_3_node_273 | 0.4 | n |  | TRUE
113 | bus_LV_872-3_0_3_node_274 | 0.4 | n |  | TRUE
114 | bus_LV_872-3_0_3_node_275 | 0.4 | n |  | TRUE
115 | bus_LV_872-3_0_3_node_319 | 0.4 | n |  | TRUE
116 | bus_LV_872-3_0_3_node_276 | 0.4 | n |  | TRUE
117 | bus_LV_872-3_0_3_node_277 | 0.4 | n |  | TRUE
118 | bus_LV_872-3_0_3_node_278 | 0.4 | n |  | TRUE
119 | bus_LV_872-3_0_3_node_297 | 0.4 | n |  | TRUE
120 | bus_LV_872-3_0_3_node_291 | 0.4 | n |  | TRUE
121 | bus_LV_872-3_0_3_node_280 | 0.4 | n |  | TRUE
122 | bus_LV_872-3_0_3_node_281 | 0.4 | n |  | TRUE
123 | bus_LV_872-3_0_3_node_282 | 0.4 | n |  | TRUE
124 | bus_LV_872-3_0_3_node_283 | 0.4 | n |  | TRUE
125 | bus_LV_872-3_0_3_node_285 | 0.4 | n |  | TRUE
126 | bus_LV_872-3_0_3_node_284 | 0.4 | n |  | TRUE
127 | bus_LV_872-3_0_3_node_286 | 0.4 | n |  | TRUE
128 | bus_LV_872-3_0_3_node_307 | 0.4 | n |  | TRUE
129 | bus_LV_872-3_0_3_node_287 | 0.4 | n |  | TRUE
130 | bus_LV_872-3_0_3_node_288 | 0.4 | n |  | TRUE
131 | bus_LV_872-3_0_3_node_289 | 0.4 | n |  | TRUE
132 | bus_LV_872-3_0_3_node_292 | 0.4 | n |  | TRUE
133 | bus_LV_872-3_0_3_node_294 | 0.4 | n |  | TRUE
134 | bus_LV_872-3_0_3_node_295 | 0.4 | n |  | TRUE
135 | bus_LV_872-3_0_3_node_296 | 0.4 | n |  | TRUE
136 | bus_LV_872-3_0_3_node_344 | 0.4 | n |  | TRUE
137 | bus_LV_872-3_0_3_node_327 | 0.4 | n |  | TRUE
138 | bus_LV_872-3_0_3_node_298 | 0.4 | n |  | TRUE
139 | bus_LV_872-3_0_3_node_299 | 0.4 | n |  | TRUE
140 | bus_LV_872-3_0_3_node_300 | 0.4 | n |  | TRUE
141 | bus_LV_872-3_0_3_node_301 | 0.4 | n |  | TRUE
142 | bus_LV_872-3_0_3_node_304 | 0.4 | n |  | TRUE
143 | bus_LV_872-3_0_3_node_305 | 0.4 | n |  | TRUE
144 | bus_LV_872-3_0_3_node_306 | 0.4 | n |  | TRUE
145 | bus_LV_872-3_0_3_node_308 | 0.4 | n |  | TRUE
146 | bus_LV_872-3_0_3_node_310 | 0.4 | n |  | TRUE
147 | bus_LV_872-3_0_3_node_314 | 0.4 | n |  | TRUE
148 | bus_LV_872-3_0_3_node_315 | 0.4 | n |  | TRUE
149 | bus_LV_872-3_0_3_node_316 | 0.4 | n |  | TRUE
150 | bus_LV_872-3_0_3_node_343 | 0.4 | n |  | TRUE
151 | bus_LV_872-3_0_3_node_317 | 0.4 | n |  | TRUE
152 | bus_LV_872-3_0_3_node_318 | 0.4 | n |  | TRUE
153 | bus_LV_872-3_0_3_node_320 | 0.4 | n |  | TRUE
154 | bus_LV_872-3_0_3_node_342 | 0.4 | n |  | TRUE
155 | bus_LV_872-3_0_3_node_325 | 0.4 | n |  | TRUE
156 | bus_LV_872-3_0_3_node_326 | 0.4 | n |  | TRUE
157 | bus_LV_872-3_0_3_node_334 | 0.4 | n |  | TRUE
158 | bus_LV_872-3_0_3_node_335 | 0.4 | n |  | TRUE
159 | bus_LV_872-3_0_3_node_337 | 0.4 | n |  | TRUE
160 | bus_LV_872-3_0_3_node_338 | 0.4 | n |  | TRUE
161 | bus_LV_872-3_0_3_node_348 | 0.4 | n |  | TRUE
162 | bus_LV_872-3_0_3_node_347 | 0.4 | n |  | TRUE
163 | bus_LV_872-3_0_3_node_340 | 0.4 | n |  | TRUE
164 | bus_LV_872-3_0_3_node_341 | 0.4 | n |  | TRUE
165 | bus_MV_122_0_node_125 | 20 | n |  | TRUE

## load
| name | bus | p_mw | q_mvar | const_z_percent | const_i_percent | sn_mva | scaling | in_service | type
0 | LV_872-3_0_3_load_0 | 0 | 0.00055887 | 0.00014007 | 0 | 0 |  | 1 | TRUE | wye
1 | LV_872-3_0_3_load_4 | 3 | 0.00052267 | 0.00013099 | 0 | 0 |  | 1 | TRUE | wye
2 | LV_872-3_0_3_load_5 | 4 | 0.00010186 | 2.5529e-05 | 0 | 0 |  | 1 | TRUE | wye
3 | LV_872-3_0_3_load_6 | 5 | 0.00057509 | 0.00014413 | 0 | 0 |  | 1 | TRUE | wye
4 | LV_872-3_0_3_load_9 | 6 | 0.00010461 | 2.6218e-05 | 0 | 0 |  | 1 | TRUE | wye
5 | LV_872-3_0_3_load_252 | 7 | 0.00014469 | 3.6263e-05 | 0 | 0 |  | 1 | TRUE | wye
6 | LV_872-3_0_3_load_7 | 8 | 0.00011465 | 2.8734e-05 | 0 | 0 |  | 1 | TRUE | wye
7 | LV_872-3_0_3_load_8 | 10 | 0.00085743 | 0.00021489 | 0 | 0 |  | 1 | TRUE | wye
8 | LV_872-3_0_3_load_11 | 11 | 0.00081332 | 0.00020384 | 0 | 0 |  | 1 | TRUE | wye
9 | LV_872-3_0_3_load_12 | 12 | 0.00017403 | 4.3615e-05 | 0 | 0 |  | 1 | TRUE | wye
10 | LV_872-3_0_3_load_13 | 13 | 0.00020456 | 5.1267e-05 | 0 | 0 |  | 1 | TRUE | wye
11 | LV_872-3_0_3_load_14 | 14 | 0.00050614 | 0.00012685 | 0 | 0 |  | 1 | TRUE | wye
12 | LV_872-3_0_3_load_240 | 16 | 0.00021184 | 5.3091e-05 | 0 | 0 |  | 1 | TRUE | wye
13 | LV_872-3_0_3_load_15 | 17 | 0.0029506 | 0.00073948 | 0 | 0 |  | 1 | TRUE | wye
14 | LV_872-3_0_3_load_16 | 18 | 0.0008792 | 0.00022035 | 0 | 0 |  | 1 | TRUE | wye
15 | LV_872-3_0_3_load_17 | 19 | 0.00075937 | 0.00019032 | 0 | 0 |  | 1 | TRUE | wye
16 | LV_872-3_0_3_load_18 | 20 | 0.0005603 | 0.00014043 | 0 | 0 |  | 1 | TRUE | wye
17 | LV_872-3_0_3_load_20 | 22 | 0.0014886 | 0.00037308 | 0 | 0 |  | 1 | TRUE | wye
18 | LV_872-3_0_3_load_264 | 23 | 0.0040397 | 0.0010125 | 0 | 0 |  | 1 | TRUE | wye
19 | LV_872-3_0_3_load_261 | 24 | 0.0033767 | 0.00084628 | 0 | 0 |  | 1 | TRUE | wye
20 | LV_872-3_0_3_load_21 | 25 | 0.0039811 | 0.00099777 | 0 | 0 |  | 1 | TRUE | wye
21 | LV_872-3_0_3_load_22 | 26 | 0.0010841 | 0.0002717 | 0 | 0 |  | 1 | TRUE | wye
22 | LV_872-3_0_3_load_23 | 27 | 0.0008458 | 0.00021198 | 0 | 0 |  | 1 | TRUE | wye
23 | LV_872-3_0_3_load_24 | 29 | 0.0011915 | 0.00029861 | 0 | 0 |  | 1 | TRUE | wye
24 | LV_872-3_0_3_load_25 | 30 | 0.00022379 | 5.6087e-05 | 0 | 0 |  | 1 | TRUE | wye
25 | LV_872-3_0_3_load_72 | 31 | 0.00023929 | 5.9973e-05 | 0 | 0 |  | 1 | TRUE | wye
26 | LV_872-3_0_3_load_28 | 32 | 0.00089545 | 0.00022442 | 0 | 0 |  | 1 | TRUE | wye
27 | LV_872-3_0_3_load_26 | 33 | 0.00049079 | 0.000123 | 0 | 0 |  | 1 | TRUE | wye
28 | LV_872-3_0_3_load_29 | 35 | 0.00090816 | 0.00022761 | 0 | 0 |  | 1 | TRUE | wye
29 | LV_872-3_0_3_load_30 | 36 | 0.0059567 | 0.0014929 | 0 | 0 |  | 1 | TRUE | wye
30 | LV_872-3_0_3_load_31 | 37 | 0.0020688 | 0.00051849 | 0 | 0 |  | 1 | TRUE | wye
31 | LV_872-3_0_3_load_77 | 38 | 0.0033284 | 0.00083417 | 0 | 0 |  | 1 | TRUE | wye
32 | LV_872-3_0_3_load_32 | 39 | 0.0020988 | 0.00052602 | 0 | 0 |  | 1 | TRUE | wye
33 | LV_872-3_0_3_load_33 | 41 | 0.00033316 | 8.3498e-05 | 0 | 0 |  | 1 | TRUE | wye
34 | LV_872-3_0_3_load_36 | 44 | 0.0008517 | 0.00021346 | 0 | 0 |  | 1 | TRUE | wye
35 | LV_872-3_0_3_load_346 | 45 | 0.002502 | 0.00062706 | 0 | 0 |  | 1 | TRUE | wye
36 | LV_872-3_0_3_load_37 | 48 | 0.0014776 | 0.00037032 | 0 | 0 |  | 1 | TRUE | wye
37 | LV_872-3_0_3_load_39 | 50 | 0.00025308 | 6.3427e-05 | 0 | 0 |  | 1 | TRUE | wye
38 | LV_872-3_0_3_load_40 | 51 | 0.00035532 | 8.9052e-05 | 0 | 0 |  | 1 | TRUE | wye
39 | LV_872-3_0_3_load_41 | 52 | 0.0013877 | 0.00034778 | 0 | 0 |  | 1 | TRUE | wye
40 | LV_872-3_0_3_load_313 | 54 | 0.00048461 | 0.00012146 | 0 | 0 |  | 1 | TRUE | wye
41 | LV_872-3_0_3_load_73 | 55 | 0.00068126 | 0.00017074 | 0 | 0 |  | 1 | TRUE | wye
42 | LV_872-3_0_3_load_74 | 57 | 0.00036105 | 9.0487e-05 | 0 | 0 |  | 1 | TRUE | wye
43 | LV_872-3_0_3_load_75 | 58 | 0.002231 | 0.00055913 | 0 | 0 |  | 1 | TRUE | wye
44 | LV_872-3_0_3_load_78 | 59 | 0.0012973 | 0.00032513 | 0 | 0 |  | 1 | TRUE | wye
45 | LV_872-3_0_3_load_79 | 60 | 0.0017869 | 0.00044783 | 0 | 0 |  | 1 | TRUE | wye
46 | LV_872-3_0_3_load_80 | 61 | 0.0047765 | 0.0011971 | 0 | 0 |  | 1 | TRUE | wye
47 | LV_872-3_0_3_load_81 | 62 | 0.0011057 | 0.00027711 | 0 | 0 |  | 1 | TRUE | wye
48 | LV_872-3_0_3_load_82 | 63 | 0.0012799 | 0.00032078 | 0 | 0 |  | 1 | TRUE | wye
49 | LV_872-3_0_3_load_85 | 65 | 0.0013711 | 0.00034363 | 0 | 0 |  | 1 | TRUE | wye
50 | LV_872-3_0_3_load_86 | 66 | 0.0016415 | 0.0004114 | 0 | 0 |  | 1 | TRUE | wye
51 | LV_872-3_0_3_load_88 | 67 | 0.00033869 | 8.4884e-05 | 0 | 0 |  | 1 | TRUE | wye
52 | LV_872-3_0_3_load_95 | 69 | 0.0005327 | 0.00013351 | 0 | 0 |  | 1 | TRUE | wye
53 | LV_872-3_0_3_load_96 | 70 | 0.00060982 | 0.00015284 | 0 | 0 |  | 1 | TRUE | wye
54 | LV_872-3_0_3_load_103 | 71 | 0.0004881 | 0.00012233 | 0 | 0 |  | 1 | TRUE | wye
55 | LV_872-3_0_3_load_104 | 72 | 0.0017646 | 0.00044226 | 0 | 0 |  | 1 | TRUE | wye
56 | LV_872-3_0_3_load_290 | 73 | 0.0017358 | 0.00043503 | 0 | 0 |  | 1 | TRUE | wye
57 | LV_872-3_0_3_load_228 | 74 | 0.0029465 | 0.00073846 | 0 | 0 |  | 1 | TRUE | wye
58 | LV_872-3_0_3_load_229 | 75 | 0.002895 | 0.00072557 | 0 | 0 |  | 1 | TRUE | wye
59 | LV_872-3_0_3_load_231 | 78 | 0.00028912 | 7.246e-05 | 0 | 0 |  | 1 | TRUE | wye
60 | LV_872-3_0_3_load_232 | 79 | 0.0014483 | 0.00036298 | 0 | 0 |  | 1 | TRUE | wye
61 | LV_872-3_0_3_load_233 | 80 | 0.00034585 | 8.6678e-05 | 0 | 0 |  | 1 | TRUE | wye
62 | LV_872-3_0_3_load_234 | 81 | 0.0013876 | 0.00034777 | 0 | 0 |  | 1 | TRUE | wye
63 | LV_872-3_0_3_load_236 | 83 | 0.00080415 | 0.00020154 | 0 | 0 |  | 1 | TRUE | wye
64 | LV_872-3_0_3_load_237 | 84 | 0.00016094 | 4.0336e-05 | 0 | 0 |  | 1 | TRUE | wye
65 | LV_872-3_0_3_load_243 | 86 | 0.0013281 | 0.00033285 | 0 | 0 |  | 1 | TRUE | wye
66 | LV_872-3_0_3_load_248 | 87 | 0.00071839 | 0.00018005 | 0 | 0 |  | 1 | TRUE | wye
67 | LV_872-3_0_3_load_238 | 88 | 0.0019523 | 0.00048928 | 0 | 0 |  | 1 | TRUE | wye
68 | LV_872-3_0_3_load_239 | 89 | 0.00067537 | 0.00016926 | 0 | 0 |  | 1 | TRUE | wye
69 | LV_872-3_0_3_load_241 | 90 | 0.00011569 | 2.8995e-05 | 0 | 0 |  | 1 | TRUE | wye
70 | LV_872-3_0_3_load_324 | 91 | 0.00018318 | 4.591e-05 | 0 | 0 |  | 1 | TRUE | wye
71 | LV_872-3_0_3_load_351 | 92 | 8.9677e-05 | 2.2475e-05 | 0 | 0 |  | 1 | TRUE | wye
72 | LV_872-3_0_3_load_244 | 93 | 0.0012134 | 0.0003041 | 0 | 0 |  | 1 | TRUE | wye
73 | LV_872-3_0_3_load_246 | 94 | 0.00094715 | 0.00023738 | 0 | 0 |  | 1 | TRUE | wye
74 | LV_872-3_0_3_load_247 | 95 | 0.00079583 | 0.00019945 | 0 | 0 |  | 1 | TRUE | wye
75 | LV_872-3_0_3_load_309 | 97 | 0.0017988 | 0.00045082 | 0 | 0 |  | 1 | TRUE | wye
76 | LV_872-3_0_3_load_303 | 98 | 0.0038213 | 0.00095772 | 0 | 0 |  | 1 | TRUE | wye
77 | LV_872-3_0_3_load_262 | 99 | 0.0030649 | 0.00076813 | 0 | 0 |  | 1 | TRUE | wye
78 | LV_872-3_0_3_load_263 | 100 | 0.0032731 | 0.00082031 | 0 | 0 |  | 1 | TRUE | wye
79 | LV_872-3_0_3_load_265 | 101 | 0.0053851 | 0.0013496 | 0 | 0 |  | 1 | TRUE | wye
80 | LV_872-3_0_3_load_268 | 104 | 0.0017623 | 0.00044168 | 0 | 0 |  | 1 | TRUE | wye
81 | LV_872-3_0_3_load_267 | 105 | 0.0016313 | 0.00040885 | 0 | 0 |  | 1 | TRUE | wye
82 | LV_872-3_0_3_load_269 | 106 | 0.00071778 | 0.00017989 | 0 | 0 |  | 1 | TRUE | wye
83 | LV_872-3_0_3_load_279 | 107 | 0.00059832 | 0.00014995 | 0 | 0 |  | 1 | TRUE | wye
84 | LV_872-3_0_3_load_336 | 108 | 0.0020182 | 0.00050582 | 0 | 0 |  | 1 | TRUE | wye
85 | LV_872-3_0_3_load_333 | 109 | 0.0025501 | 0.00063911 | 0 | 0 |  | 1 | TRUE | wye
86 | LV_872-3_0_3_load_271 | 110 | 0.00020434 | 5.1212e-05 | 0 | 0 |  | 1 | TRUE | wye
87 | LV_872-3_0_3_load_273 | 112 | 0.00045939 | 0.00011514 | 0 | 0 |  | 1 | TRUE | wye
88 | LV_872-3_0_3_load_319 | 115 | 0.00074553 | 0.00018685 | 0 | 0 |  | 1 | TRUE | wye
89 | LV_872-3_0_3_load_276 | 116 | 0.00042773 | 0.0001072 | 0 | 0 |  | 1 | TRUE | wye
90 | LV_872-3_0_3_load_277 | 117 | 0.00024424 | 6.1212e-05 | 0 | 0 |  | 1 | TRUE | wye
91 | LV_872-3_0_3_load_278 | 118 | 0.00035492 | 8.8951e-05 | 0 | 0 |  | 1 | TRUE | wye
92 | LV_872-3_0_3_load_297 | 119 | 0.00010539 | 2.6413e-05 | 0 | 0 |  | 1 | TRUE | wye
93 | LV_872-3_0_3_load_280 | 121 | 0.00047161 | 0.0001182 | 0 | 0 |  | 1 | TRUE | wye
94 | LV_872-3_0_3_load_281 | 122 | 0.00047477 | 0.00011899 | 0 | 0 |  | 1 | TRUE | wye
95 | LV_872-3_0_3_load_283 | 124 | 0.00067646 | 0.00016954 | 0 | 0 |  | 1 | TRUE | wye
96 | LV_872-3_0_3_load_285 | 125 | 0.0012355 | 0.00030963 | 0 | 0 |  | 1 | TRUE | wye
97 | LV_872-3_0_3_load_284 | 126 | 0.0024076 | 0.0006034 | 0 | 0 |  | 1 | TRUE | wye
98 | LV_872-3_0_3_load_286 | 127 | 0.0050172 | 0.0012574 | 0 | 0 |  | 1 | TRUE | wye
99 | LV_872-3_0_3_load_307 | 128 | 0.0014452 | 0.00036221 | 0 | 0 |  | 1 | TRUE | wye
100 | LV_872-3_0_3_load_287 | 129 | 0.0036707 | 0.00091996 | 0 | 0 |  | 1 | TRUE | wye
101 | LV_872-3_0_3_load_288 | 130 | 0.0021816 | 0.00054676 | 0 | 0 |  | 1 | TRUE | wye
102 | LV_872-3_0_3_load_289 | 131 | 0.0010977 | 0.0002751 | 0 | 0 |  | 1 | TRUE | wye
103 | LV_872-3_0_3_load_292 | 132 | 0.00073211 | 0.00018348 | 0 | 0 |  | 1 | TRUE | wye
104 | LV_872-3_0_3_load_294 | 133 | 8.2939e-05 | 2.0786e-05 | 0 | 0 |  | 1 | TRUE | wye
105 | LV_872-3_0_3_load_295 | 134 | 0.00043178 | 0.00010821 | 0 | 0 |  | 1 | TRUE | wye
106 | LV_872-3_0_3_load_296 | 135 | 0.00040923 | 0.00010256 | 0 | 0 |  | 1 | TRUE | wye
107 | LV_872-3_0_3_load_344 | 136 | 0.00093969 | 0.00023551 | 0 | 0 |  | 1 | TRUE | wye
108 | LV_872-3_0_3_load_327 | 137 | 0.002323 | 0.00058219 | 0 | 0 |  | 1 | TRUE | wye
109 | LV_872-3_0_3_load_298 | 138 | 0.0017166 | 0.00043023 | 0 | 0 |  | 1 | TRUE | wye
110 | LV_872-3_0_3_load_300 | 140 | 0.00065259 | 0.00016356 | 0 | 0 |  | 1 | TRUE | wye
111 | LV_872-3_0_3_load_301 | 141 | 0.0048566 | 0.0012172 | 0 | 0 |  | 1 | TRUE | wye
112 | LV_872-3_0_3_load_304 | 142 | 0.0027539 | 0.00069019 | 0 | 0 |  | 1 | TRUE | wye
113 | LV_872-3_0_3_load_305 | 143 | 0.00037444 | 9.3843e-05 | 0 | 0 |  | 1 | TRUE | wye
114 | LV_872-3_0_3_load_308 | 145 | 0.00047585 | 0.00011926 | 0 | 0 |  | 1 | TRUE | wye
115 | LV_872-3_0_3_load_310 | 146 | 0.00049576 | 0.00012425 | 0 | 0 |  | 1 | TRUE | wye
116 | LV_872-3_0_3_load_314 | 147 | 0.0022548 | 0.0005651 | 0 | 0 |  | 1 | TRUE | wye
117 | LV_872-3_0_3_load_315 | 148 | 0.0031219 | 0.00078242 | 0 | 0 |  | 1 | TRUE | wye
118 | LV_872-3_0_3_load_316 | 149 | 0.0005129 | 0.00012855 | 0 | 0 |  | 1 | TRUE | wye
119 | LV_872-3_0_3_load_343 | 150 | 0.00042041 | 0.00010537 | 0 | 0 |  | 1 | TRUE | wye
120 | LV_872-3_0_3_load_317 | 151 | 0.00013718 | 3.438e-05 | 0 | 0 |  | 1 | TRUE | wye
121 | LV_872-3_0_3_load_320 | 153 | 0.00036817 | 9.2271e-05 | 0 | 0 |  | 1 | TRUE | wye
122 | LV_872-3_0_3_load_342 | 154 | 0.00021816 | 5.4677e-05 | 0 | 0 |  | 1 | TRUE | wye
123 | LV_872-3_0_3_load_325 | 155 | 0.00032779 | 8.2152e-05 | 0 | 0 |  | 1 | TRUE | wye
124 | LV_872-3_0_3_load_326 | 156 | 0.00075602 | 0.00018948 | 0 | 0 |  | 1 | TRUE | wye
125 | LV_872-3_0_3_load_334 | 157 | 0.0021067 | 0.00052799 | 0 | 0 |  | 1 | TRUE | wye
126 | LV_872-3_0_3_load_337 | 159 | 0.0043387 | 0.0010874 | 0 | 0 |  | 1 | TRUE | wye
127 | LV_872-3_0_3_load_338 | 160 | 0.001874 | 0.00046968 | 0 | 0 |  | 1 | TRUE | wye
128 | LV_872-3_0_3_load_348 | 161 | 0.0067112 | 0.001682 | 0 | 0 |  | 1 | TRUE | wye
129 | LV_872-3_0_3_load_347 | 162 | 0.00050047 | 0.00012543 | 0 | 0 |  | 1 | TRUE | wye
130 | LV_872-3_0_3_load_340 | 163 | 0.0063225 | 0.0015846 | 0 | 0 |  | 1 | TRUE | wye
131 | LV_872-3_0_3_load_341 | 164 | 0.0011261 | 0.00028222 | 0 | 0 |  | 1 | TRUE | wye

## ext_grid
| name | bus | vm_pu | va_degree | slack_weight | in_service
0 |  | 106 | 1 | 0 | 1 | TRUE

## line
| name | std_type | from_bus | to_bus | length_km | r_ohm_per_km | x_ohm_per_km | c_nf_per_km | g_us_per_km | max_i_ka | df | parallel | type | in_service
0 | LV_872-3_0_3_line_0 |  | 0 | 1 | 0.014043 | 0.125 | 0.08 | 261 | 0 | 0.364 | 1 | 1 | cs | TRUE
1 | LV_872-3_0_3_line_1 |  | 1 | 2 | 0.075023 | 0.125 | 0.08 | 261 | 0 | 0.364 | 1 | 1 | cs | TRUE
2 | LV_872-3_0_3_line_2 |  | 1 | 3 | 0.050699 | 0.125 | 0.08 | 261 | 0 | 0.364 | 1 | 1 | cs | TRUE
3 | LV_872-3_0_3_line_3 |  | 2 | 4 | 0.045666 | 0.125 | 0.08 | 261 | 0 | 0.364 | 1 | 1 | cs | TRUE
4 | LV_872-3_0_3_line_4 |  | 2 | 5 | 0.016429 | 0.125 | 0.08 | 261 | 0 | 0.364 | 1 | 1 | cs | TRUE
5 | LV_872-3_0_3_line_5 |  | 4 | 6 | 0.082599 | 0.125 | 0.08 | 261 | 0 | 0.364 | 1 | 1 | cs | TRUE
6 | LV_872-3_0_3_line_6 |  | 5 | 7 | 0.019371 | 0.125 | 0.08 | 261 | 0 | 0.364 | 1 | 1 | cs | TRUE
7 | LV_872-3_0_3_line_7 |  | 6 | 10 | 0.023645 | 0.125 | 0.08 | 261 | 0 | 0.364 | 1 | 1 | cs | TRUE
8 | LV_872-3_0_3_line_8 |  | 8 | 9 | 0.027249 | 0.125 | 0.08 | 261 | 0 | 0.364 | 1 | 1 | cs | TRUE
9 | LV_872-3_0_3_line_9 |  | 9 | 11 | 0.020664 | 0.125 | 0.08 | 261 | 0 | 0.364 | 1 | 1 | cs | TRUE
10 | LV_872-3_0_3_line_10 |  | 9 | 12 | 0.046803 | 0.125 | 0.08 | 261 | 0 | 0.364 | 1 | 1 | cs | TRUE
11 | LV_872-3_0_3_line_11 |  | 9 | 10 | 0.024211 | 0.125 | 0.08 | 261 | 0 | 0.364 | 1 | 1 | cs | TRUE
12 | LV_872-3_0_3_line_12 |  | 11 | 13 | 0.021412 | 0.125 | 0.08 | 261 | 0 | 0.364 | 1 | 1 | cs | TRUE
13 | LV_872-3_0_3_line_13 |  | 12 | 14 | 0.01908 | 0.125 | 0.08 | 261 | 0 | 0.364 | 1 | 1 | cs | TRUE
14 | LV_872-3_0_3_line_14 |  | 13 | 15 | 0.12922 | 0.125 | 0.08 | 261 | 0 | 0.364 | 1 | 1 | cs | TRUE
15 | LV_872-3_0_3_line_15 |  | 14 | 16 | 0.0073775 | 0.125 | 0.08 | 261 | 0 | 0.364 | 1 | 1 | cs | TRUE
16 | LV_872-3_0_3_line_16 |  | 15 | 92 | 0.25616 | 0.125 | 0.08 | 261 | 0 | 0.364 | 1 | 1 | cs | TRUE
17 | LV_872-3_0_3_line_17 |  | 16 | 88 | 0.056043 | 0.125 | 0.08 | 261 | 0 | 0.364 | 1 | 1 | cs | TRUE
18 | LV_872-3_0_3_line_18 |  | 17 | 18 | 0.0010421 | 0.125 | 0.08 | 261 | 0 | 0.364 | 1 | 2 | cs | TRUE
19 | LV_872-3_0_3_line_19 |  | 17 | 19 | 0.006189 | 0.125 | 0.08 | 261 | 0 | 0.364 | 1 | 2 | cs | TRUE
20 | LV_872-3_0_3_line_20 |  | 18 | 20 | 0.0065572 | 0.125 | 0.08 | 261 | 0 | 0.364 | 1 | 2 | cs | TRUE
21 | LV_872-3_0_3_line_21 |  | 19 | 21 | 0.086584 | 0.125 | 0.08 | 261 | 0 | 0.364 | 1 | 2 | cs | TRUE
22 | LV_872-3_0_3_line_22 |  | 20 | 22 | 0.0094342 | 0.125 | 0.08 | 261 | 0 | 0.364 | 1 | 2 | cs | TRUE
23 | LV_872-3_0_3_line_23 |  | 21 | 23 | 0.035375 | 0.125 | 0.08 | 261 | 0 | 0.364 | 1 | 2 | cs | TRUE
24 | LV_872-3_0_3_line_24 |  | 21 | 24 | 0.046847 | 0.125 | 0.08 | 261 | 0 | 0.364 | 1 | 2 | cs | TRUE
25 | LV_872-3_0_3_line_25 |  | 22 | 25 | 0.014864 | 0.125 | 0.08 | 261 | 0 | 0.364 | 1 | 2 | cs | TRUE
26 | LV_872-3_0_3_line_26 |  | 23 | 102 | 0.022161 | 0.125 | 0.08 | 261 | 0 | 0.364 | 1 | 2 | cs | TRUE
27 | LV_872-3_0_3_line_27 |  | 24 | 99 | 0.014145 | 0.125 | 0.08 | 261 | 0 | 0.364 | 1 | 1 | cs | TRUE
28 | LV_872-3_0_3_line_28 |  | 25 | 26 | 0.085573 | 0.125 | 0.08 | 261 | 0 | 0.364 | 1 | 2 | cs | TRUE
29 | LV_872-3_0_3_line_29 |  | 26 | 27 | 0.031037 | 0.125 | 0.08 | 261 | 0 | 0.364 | 1 | 2 | cs | TRUE
30 | LV_872-3_0_3_line_30 |  | 27 | 28 | 0.029299 | 0.125 | 0.08 | 261 | 0 | 0.364 | 1 | 2 | cs | TRUE
31 | LV_872-3_0_3_line_31 |  | 28 | 108 | 0.019805 | 0.125 | 0.08 | 261 | 0 | 0.364 | 1 | 2 | cs | TRUE
32 | LV_872-3_0_3_line_32 |  | 28 | 109 | 0.018155 | 0.125 | 0.08 | 261 | 0 | 0.364 | 1 | 1 | cs | TRUE
33 | LV_872-3_0_3_line_33 |  | 29 | 30 | 0.011795 | 0.125 | 0.08 | 261 | 0 | 0.364 | 1 | 2 | cs | TRUE
34 | LV_872-3_0_3_line_34 |  | 29 | 31 | 0.22765 | 0.125 | 0.08 | 261 | 0 | 0.364 | 1 | 2 | cs | TRUE
35 | LV_872-3_0_3_line_35 |  | 30 | 32 | 0.016662 | 0.125 | 0.08 | 261 | 0 | 0.364 | 1 | 2 | cs | TRUE
36 | LV_872-3_0_3_line_36 |  | 31 | 55 | 0.0013342 | 0.125 | 0.08 | 261 | 0 | 0.364 | 1 | 2 | cs | TRUE
37 | LV_872-3_0_3_line_37 |  | 32 | 37 | 0.035945 | 0.125 | 0.08 | 261 | 0 | 0.364 | 1 | 2 | cs | TRUE
38 | LV_872-3_0_3_line_38 |  | 33 | 34 | 0.055807 | 0.125 | 0.08 | 261 | 0 | 0.364 | 1 | 1 | cs | TRUE
39 | LV_872-3_0_3_line_39 |  | 34 | 35 | 0.021903 | 0.125 | 0.08 | 261 | 0 | 0.364 | 1 | 2 | cs | TRUE
40 | LV_872-3_0_3_line_40 |  | 34 | 36 | 0.011662 | 0.125 | 0.08 | 261 | 0 | 0.364 | 1 | 2 | cs | TRUE
41 | LV_872-3_0_3_line_41 |  | 35 | 38 | 0.0098984 | 0.125 | 0.08 | 261 | 0 | 0.364 | 1 | 2 | cs | TRUE
42 | LV_872-3_0_3_line_42 |  | 36 | 39 | 0.024118 | 0.125 | 0.08 | 261 | 0 | 0.364 | 1 | 2 | cs | TRUE
43 | LV_872-3_0_3_line_43 |  | 37 | 40 | 0.0045318 | 0.125 | 0.08 | 261 | 0 | 0.364 | 1 | 2 | cs | TRUE
44 | LV_872-3_0_3_line_44 |  | 38 | 58 | 0.045145 | 0.125 | 0.08 | 261 | 0 | 0.364 | 1 | 2 | cs | TRUE
45 | LV_872-3_0_3_line_45 |  | 39 | 41 | 0.025172 | 0.125 | 0.08 | 261 | 0 | 0.364 | 1 | 2 | cs | TRUE
46 | LV_872-3_0_3_line_46 |  | 40 | 67 | 0.014491 | 0.125 | 0.08 | 261 | 0 | 0.364 | 1 | 2 | cs | TRUE
47 | LV_872-3_0_3_line_47 |  | 40 | 66 | 0.021806 | 0.125 | 0.08 | 261 | 0 | 0.364 | 1 | 1 | cs | TRUE
48 | LV_872-3_0_3_line_48 |  | 41 | 42 | 0.0058832 | 0.125 | 0.08 | 261 | 0 | 0.364 | 1 | 2 | cs | TRUE
49 | LV_872-3_0_3_line_49 |  | 42 | 43 | 0.027608 | 0.125 | 0.08 | 261 | 0 | 0.364 | 1 | 2 | cs | TRUE
50 | LV_872-3_0_3_line_50 |  | 42 | 44 | 0.032431 | 0.125 | 0.08 | 261 | 0 | 0.364 | 1 | 1 | cs | TRUE
51 | LV_872-3_0_3_line_51 |  | 43 | 45 | 0.011537 | 0.125 | 0.08 | 261 | 0 | 0.364 | 1 | 1 | cs | TRUE
52 | LV_872-3_0_3_line_52 |  | 43 | 46 | 0.014082 | 0.125 | 0.08 | 261 | 0 | 0.364 | 1 | 2 | cs | TRUE
53 | LV_872-3_0_3_line_53 |  | 44 | 47 | 0.020162 | 0.125 | 0.08 | 261 | 0 | 0.364 | 1 | 1 | cs | TRUE
54 | LV_872-3_0_3_line_54 |  | 46 | 162 | 0.13868 | 0.125 | 0.08 | 261 | 0 | 0.364 | 1 | 1 | cs | TRUE
55 | LV_872-3_0_3_line_55 |  | 46 | 108 | 0.022968 | 0.125 | 0.08 | 261 | 0 | 0.364 | 1 | 2 | cs | TRUE
56 | LV_872-3_0_3_line_56 |  | 47 | 69 | 0.067751 | 0.125 | 0.08 | 261 | 0 | 0.364 | 1 | 1 | cs | TRUE
57 | LV_872-3_0_3_line_57 |  | 47 | 52 | 0.0314 | 0.125 | 0.08 | 261 | 0 | 0.364 | 1 | 1 | cs | TRUE
58 | LV_872-3_0_3_line_58 |  | 48 | 49 | 0.046193 | 0.125 | 0.08 | 261 | 0 | 0.364 | 1 | 1 | cs | TRUE
59 | LV_872-3_0_3_line_59 |  | 49 | 50 | 0.0066592 | 0.125 | 0.08 | 261 | 0 | 0.364 | 1 | 1 | cs | TRUE
60 | LV_872-3_0_3_line_60 |  | 49 | 51 | 0.0017377 | 0.125 | 0.08 | 261 | 0 | 0.364 | 1 | 1 | cs | TRUE
61 | LV_872-3_0_3_line_61 |  | 50 | 52 | 0.0088608 | 0.125 | 0.08 | 261 | 0 | 0.364 | 1 | 1 | cs | TRUE
62 | LV_872-3_0_3_line_62 |  | 51 | 53 | 0.068499 | 0.125 | 0.08 | 261 | 0 | 0.364 | 1 | 1 | cs | TRUE
63 | LV_872-3_0_3_line_63 |  | 53 | 54 | 0.12124 | 0.125 | 0.08 | 261 | 0 | 0.364 | 1 | 1 | cs | TRUE
64 | LV_872-3_0_3_line_64 |  | 54 | 147 | 0.017333 | 0.125 | 0.08 | 261 | 0 | 0.364 | 1 | 1 | cs | TRUE
65 | LV_872-3_0_3_line_65 |  | 55 | 56 | 0.021279 | 0.125 | 0.08 | 261 | 0 | 0.364 | 1 | 2 | cs | TRUE
66 | LV_872-3_0_3_line_66 |  | 56 | 59 | 0.038098 | 0.125 | 0.08 | 261 | 0 | 0.364 | 1 | 2 | cs | TRUE
67 | LV_872-3_0_3_line_67 |  | 57 | 58 | 0.0024975 | 0.125 | 0.08 | 261 | 0 | 0.364 | 1 | 2 | cs | TRUE
68 | LV_872-3_0_3_line_68 |  | 57 | 59 | 0.27465 | 0.125 | 0.08 | 261 | 0 | 0.364 | 1 | 2 | cs | TRUE
69 | LV_872-3_0_3_line_69 |  | 60 | 61 | 0.0073408 | 0.125 | 0.08 | 261 | 0 | 0.364 | 1 | 1 | cs | TRUE
70 | LV_872-3_0_3_line_70 |  | 61 | 62 | 0.024154 | 0.125 | 0.08 | 261 | 0 | 0.364 | 1 | 1 | cs | TRUE
71 | LV_872-3_0_3_line_71 |  | 62 | 63 | 0.013963 | 0.125 | 0.08 | 261 | 0 | 0.364 | 1 | 1 | cs | TRUE
72 | LV_872-3_0_3_line_72 |  | 63 | 64 | 0.11221 | 0.125 | 0.08 | 261 | 0 | 0.364 | 1 | 2 | cs | TRUE
73 | LV_872-3_0_3_line_73 |  | 64 | 68 | 0.073242 | 0.125 | 0.08 | 261 | 0 | 0.364 | 1 | 2 | cs | TRUE
74 | LV_872-3_0_3_line_74 |  | 65 | 66 | 0.0072262 | 0.125 | 0.08 | 261 | 0 | 0.364 | 1 | 1 | cs | TRUE
75 | LV_872-3_0_3_line_75 |  | 67 | 68 | 0.066813 | 0.125 | 0.08 | 261 | 0 | 0.364 | 1 | 2 | cs | TRUE
76 | LV_872-3_0_3_line_76 |  | 69 | 70 | 0.0094322 | 0.125 | 0.08 | 261 | 0 | 0.364 | 1 | 1 | cs | TRUE
77 | LV_872-3_0_3_line_77 |  | 70 | 71 | 0.038975 | 0.125 | 0.08 | 261 | 0 | 0.364 | 1 | 1 | cs | TRUE
78 | LV_872-3_0_3_line_78 |  | 71 | 72 | 0.1029 | 0.125 | 0.08 | 261 | 0 | 0.364 | 1 | 1 | cs | TRUE
79 | LV_872-3_0_3_line_79 |  | 72 | 73 | 0.057551 | 0.125 | 0.08 | 261 | 0 | 0.364 | 1 | 1 | cs | TRUE
80 | LV_872-3_0_3_line_80 |  | 73 | 130 | 0.019376 | 0.125 | 0.08 | 261 | 0 | 0.364 | 1 | 1 | cs | TRUE
81 | LV_872-3_0_3_line_81 |  | 74 | 75 | 0.006177 | 0.125 | 0.08 | 261 | 0 | 0.364 | 1 | 1 | cs | TRUE
82 | LV_872-3_0_3_line_82 |  | 75 | 76 | 0.13464 | 0.125 | 0.08 | 261 | 0 | 0.364 | 1 | 1 | cs | TRUE
83 | LV_872-3_0_3_line_83 |  | 76 | 77 | 0.45998 | 0.125 | 0.08 | 261 | 0 | 0.364 | 1 | 1 | cs | TRUE
84 | LV_872-3_0_3_line_84 |  | 77 | 93 | 0.080832 | 0.125 | 0.08 | 261 | 0 | 0.364 | 1 | 1 | cs | TRUE
85 | LV_872-3_0_3_line_85 |  | 78 | 79 | 0.01202 | 0.125 | 0.08 | 261 | 0 | 0.364 | 1 | 1 | cs | TRUE
86 | LV_872-3_0_3_line_86 |  | 78 | 80 | 0.0077105 | 0.125 | 0.08 | 261 | 0 | 0.364 | 1 | 1 | cs | TRUE
87 | LV_872-3_0_3_line_87 |  | 79 | 81 | 0.0056626 | 0.125 | 0.08 | 261 | 0 | 0.364 | 1 | 1 | cs | TRUE
88 | LV_872-3_0_3_line_88 |  | 80 | 82 | 0.027051 | 0.125 | 0.08 | 261 | 0 | 0.364 | 1 | 1 | cs | TRUE
89 | LV_872-3_0_3_line_89 |  | 82 | 83 | 0.024553 | 0.125 | 0.08 | 261 | 0 | 0.364 | 1 | 1 | cs | TRUE
90 | LV_872-3_0_3_line_90 |  | 82 | 84 | 0.1422 | 0.125 | 0.08 | 261 | 0 | 0.364 | 1 | 1 | cs | TRUE
91 | LV_872-3_0_3_line_91 |  | 83 | 85 | 0.15855 | 0.125 | 0.08 | 261 | 0 | 0.364 | 1 | 1 | cs | TRUE
92 | LV_872-3_0_3_line_92 |  | 84 | 86 | 0.036964 | 0.125 | 0.08 | 261 | 0 | 0.364 | 1 | 1 | cs | TRUE
93 | LV_872-3_0_3_line_93 |  | 84 | 87 | 0.095543 | 0.125 | 0.08 | 261 | 0 | 0.364 | 1 | 1 | cs | TRUE
94 | LV_872-3_0_3_line_94 |  | 85 | 96 | 0.097294 | 0.125 | 0.08 | 261 | 0 | 0.364 | 1 | 1 | cs | TRUE
95 | LV_872-3_0_3_line_95 |  | 85 | 97 | 0.26803 | 0.125 | 0.08 | 261 | 0 | 0.364 | 1 | 1 | cs | TRUE
96 | LV_872-3_0_3_line_96 |  | 86 | 93 | 0.0044477 | 0.125 | 0.08 | 261 | 0 | 0.364 | 1 | 1 | cs | TRUE
97 | LV_872-3_0_3_line_97 |  | 87 | 94 | 0.024394 | 0.125 | 0.08 | 261 | 0 | 0.364 | 1 | 1 | cs | TRUE
98 | LV_872-3_0_3_line_98 |  | 88 | 89 | 0.048373 | 0.125 | 0.08 | 261 | 0 | 0.364 | 1 | 1 | cs | TRUE
99 | LV_872-3_0_3_line_99 |  | 89 | 90 | 0.014181 | 0.125 | 0.08 | 261 | 0 | 0.364 | 1 | 1 | cs | TRUE
100 | LV_872-3_0_3_line_100 |  | 90 | 91 | 0.25715 | 0.125 | 0.08 | 261 | 0 | 0.364 | 1 | 1 | cs | TRUE
101 | LV_872-3_0_3_line_101 |  | 91 | 155 | 0.0096418 | 0.125 | 0.08 | 261 | 0 | 0.364 | 1 | 1 | cs | TRUE
102 | LV_872-3_0_3_line_102 |  | 92 | 133 | 0.0090275 | 0.125 | 0.08 | 261 | 0 | 0.364 | 1 | 1 | cs | TRUE
103 | LV_872-3_0_3_line_103 |  | 94 | 95 | 0.023348 | 0.125 | 0.08 | 261 | 0 | 0.364 | 1 | 1 | cs | TRUE
104 | LV_872-3_0_3_line_104 |  | 96 | 98 | 0.06629 | 0.125 | 0.08 | 261 | 0 | 0.364 | 1 | 1 | cs | TRUE
105 | LV_872-3_0_3_line_105 |  | 97 | 146 | 0.029813 | 0.125 | 0.08 | 261 | 0 | 0.364 | 1 | 1 | cs | TRUE
106 | LV_872-3_0_3_line_106 |  | 98 | 142 | 0.034852 | 0.125 | 0.08 | 261 | 0 | 0.364 | 1 | 1 | cs | TRUE
107 | LV_872-3_0_3_line_107 |  | 99 | 100 | 0.099767 | 0.125 | 0.08 | 261 | 0 | 0.364 | 1 | 1 | cs | TRUE
108 | LV_872-3_0_3_line_108 |  | 100 | 101 | 0.0019785 | 0.125 | 0.08 | 261 | 0 | 0.364 | 1 | 1 | cs | TRUE
109 | LV_872-3_0_3_line_109 |  | 101 | 103 | 0.046393 | 0.125 | 0.08 | 261 | 0 | 0.364 | 1 | 1 | cs | TRUE
110 | LV_872-3_0_3_line_110 |  | 102 | 104 | 0.04954 | 0.125 | 0.08 | 261 | 0 | 0.364 | 1 | 2 | cs | TRUE
111 | LV_872-3_0_3_line_111 |  | 102 | 105 | 0.032842 | 0.125 | 0.08 | 261 | 0 | 0.364 | 1 | 1 | cs | TRUE
112 | LV_872-3_0_3_line_112 |  | 103 | 119 | 0.041784 | 0.125 | 0.08 | 261 | 0 | 0.364 | 1 | 1 | cs | TRUE
113 | LV_872-3_0_3_line_113 |  | 103 | 141 | 0.03378 | 0.125 | 0.08 | 261 | 0 | 0.364 | 1 | 1 | cs | TRUE
114 | LV_872-3_0_3_line_114 |  | 104 | 106 | 0.013167 | 0.125 | 0.08 | 261 | 0 | 0.364 | 1 | 2 | cs | TRUE
115 | LV_872-3_0_3_line_115 |  | 106 | 107 | 0.017165 | 0.125 | 0.08 | 261 | 0 | 0.364 | 1 | 1 | cs | TRUE
116 | LV_872-3_0_3_line_116 |  | 107 | 121 | 0.011744 | 0.125 | 0.08 | 261 | 0 | 0.364 | 1 | 1 | cs | TRUE
117 | LV_872-3_0_3_line_117 |  | 109 | 157 | 0.0049032 | 0.125 | 0.08 | 261 | 0 | 0.364 | 1 | 1 | cs | TRUE
118 | LV_872-3_0_3_line_118 |  | 110 | 111 | 0.01066 | 0.125 | 0.08 | 261 | 0 | 0.364 | 1 | 1 | cs | TRUE
119 | LV_872-3_0_3_line_119 |  | 110 | 112 | 0.011105 | 0.125 | 0.08 | 261 | 0 | 0.364 | 1 | 1 | cs | TRUE
120 | LV_872-3_0_3_line_120 |  | 111 | 113 | 0.025332 | 0.125 | 0.08 | 261 | 0 | 0.364 | 1 | 1 | cs | TRUE
121 | LV_872-3_0_3_line_121 |  | 111 | 114 | 0.01717 | 0.125 | 0.08 | 261 | 0 | 0.364 | 1 | 1 | cs | TRUE
122 | LV_872-3_0_3_line_122 |  | 112 | 115 | 0.16118 | 0.125 | 0.08 | 261 | 0 | 0.364 | 1 | 1 | cs | TRUE
123 | LV_872-3_0_3_line_123 |  | 113 | 116 | 0.052974 | 0.125 | 0.08 | 261 | 0 | 0.364 | 1 | 1 | cs | TRUE
124 | LV_872-3_0_3_line_124 |  | 113 | 117 | 0.018654 | 0.125 | 0.08 | 261 | 0 | 0.364 | 1 | 1 | cs | TRUE
125 | LV_872-3_0_3_line_125 |  | 114 | 118 | 0.031331 | 0.125 | 0.08 | 261 | 0 | 0.364 | 1 | 1 | cs | TRUE
126 | LV_872-3_0_3_line_126 |  | 115 | 153 | 0.014346 | 0.125 | 0.08 | 261 | 0 | 0.364 | 1 | 1 | cs | TRUE
127 | LV_872-3_0_3_line_127 |  | 115 | 152 | 0.046123 | 0.125 | 0.08 | 261 | 0 | 0.364 | 1 | 1 | cs | TRUE
128 | LV_872-3_0_3_line_128 |  | 116 | 119 | 0.020976 | 0.125 | 0.08 | 261 | 0 | 0.364 | 1 | 1 | cs | TRUE
129 | LV_872-3_0_3_line_129 |  | 118 | 120 | 0.011898 | 0.125 | 0.08 | 261 | 0 | 0.364 | 1 | 1 | cs | TRUE
130 | LV_872-3_0_3_line_130 |  | 120 | 132 | 0.11756 | 0.125 | 0.08 | 261 | 0 | 0.364 | 1 | 1 | cs | TRUE
131 | LV_872-3_0_3_line_131 |  | 121 | 122 | 0.019987 | 0.125 | 0.08 | 261 | 0 | 0.364 | 1 | 1 | cs | TRUE
132 | LV_872-3_0_3_line_132 |  | 122 | 123 | 0.092426 | 0.125 | 0.08 | 261 | 0 | 0.364 | 1 | 1 | cs | TRUE
133 | LV_872-3_0_3_line_133 |  | 123 | 124 | 0.027795 | 0.125 | 0.08 | 261 | 0 | 0.364 | 1 | 1 | cs | TRUE
134 | LV_872-3_0_3_line_134 |  | 123 | 125 | 0.15344 | 0.125 | 0.08 | 261 | 0 | 0.364 | 1 | 1 | cs | TRUE
135 | LV_872-3_0_3_line_135 |  | 124 | 126 | 0.025116 | 0.125 | 0.08 | 261 | 0 | 0.364 | 1 | 1 | cs | TRUE
136 | LV_872-3_0_3_line_136 |  | 125 | 127 | 0.0057302 | 0.125 | 0.08 | 261 | 0 | 0.364 | 1 | 1 | cs | TRUE
137 | LV_872-3_0_3_line_137 |  | 125 | 128 | 0.25589 | 0.125 | 0.08 | 261 | 0 | 0.364 | 1 | 1 | cs | TRUE
138 | LV_872-3_0_3_line_138 |  | 128 | 144 | 0.086302 | 0.125 | 0.08 | 261 | 0 | 0.364 | 1 | 1 | cs | TRUE
139 | LV_872-3_0_3_line_139 |  | 129 | 130 | 0.012538 | 0.125 | 0.08 | 261 | 0 | 0.364 | 1 | 1 | cs | TRUE
140 | LV_872-3_0_3_line_140 |  | 129 | 131 | 0.029868 | 0.125 | 0.08 | 261 | 0 | 0.364 | 1 | 1 | cs | TRUE
141 | LV_872-3_0_3_line_141 |  | 132 | 133 | 0.046305 | 0.125 | 0.08 | 261 | 0 | 0.364 | 1 | 1 | cs | TRUE
142 | LV_872-3_0_3_line_142 |  | 134 | 135 | 0.086391 | 0.125 | 0.08 | 261 | 0 | 0.364 | 1 | 1 | cs | TRUE
143 | LV_872-3_0_3_line_143 |  | 134 | 136 | 0.27179 | 0.125 | 0.08 | 261 | 0 | 0.364 | 1 | 1 | cs | TRUE
144 | LV_872-3_0_3_line_144 |  | 135 | 137 | 0.0057489 | 0.125 | 0.08 | 261 | 0 | 0.364 | 1 | 1 | cs | TRUE
145 | LV_872-3_0_3_line_145 |  | 137 | 156 | 0.002821 | 0.125 | 0.08 | 261 | 0 | 0.364 | 1 | 1 | cs | TRUE
146 | LV_872-3_0_3_line_146 |  | 138 | 139 | 0.013467 | 0.125 | 0.08 | 261 | 0 | 0.364 | 1 | 1 | cs | TRUE
147 | LV_872-3_0_3_line_147 |  | 138 | 140 | 0.0034015 | 0.125 | 0.08 | 261 | 0 | 0.364 | 1 | 1 | cs | TRUE
148 | LV_872-3_0_3_line_148 |  | 139 | 141 | 0.0164 | 0.125 | 0.08 | 261 | 0 | 0.364 | 1 | 1 | cs | TRUE
149 | LV_872-3_0_3_line_149 |  | 142 | 143 | 0.018926 | 0.125 | 0.08 | 261 | 0 | 0.364 | 1 | 1 | cs | TRUE
150 | LV_872-3_0_3_line_150 |  | 143 | 144 | 0.0073763 | 0.125 | 0.08 | 261 | 0 | 0.364 | 1 | 1 | cs | TRUE
151 | LV_872-3_0_3_line_151 |  | 144 | 145 | 0.021307 | 0.125 | 0.08 | 261 | 0 | 0.364 | 1 | 1 | cs | TRUE
152 | LV_872-3_0_3_line_152 |  | 147 | 148 | 0.043789 | 0.125 | 0.08 | 261 | 0 | 0.364 | 1 | 1 | cs | TRUE
153 | LV_872-3_0_3_line_153 |  | 148 | 149 | 0.0082318 | 0.125 | 0.08 | 261 | 0 | 0.364 | 1 | 1 | cs | TRUE
154 | LV_872-3_0_3_line_154 |  | 149 | 150 | 0.0055465 | 0.125 | 0.08 | 261 | 0 | 0.364 | 1 | 1 | cs | TRUE
155 | LV_872-3_0_3_line_155 |  | 151 | 152 | 0.053145 | 0.125 | 0.08 | 261 | 0 | 0.364 | 1 | 1 | cs | TRUE
156 | LV_872-3_0_3_line_156 |  | 153 | 154 | 0.026782 | 0.125 | 0.08 | 261 | 0 | 0.364 | 1 | 1 | cs | TRUE
157 | LV_872-3_0_3_line_157 |  | 154 | 163 | 0.1536 | 0.125 | 0.08 | 261 | 0 | 0.364 | 1 | 1 | cs | TRUE
158 | LV_872-3_0_3_line_158 |  | 155 | 156 | 0.011327 | 0.125 | 0.08 | 261 | 0 | 0.364 | 1 | 1 | cs | TRUE
159 | LV_872-3_0_3_line_159 |  | 157 | 158 | 0.013806 | 0.125 | 0.08 | 261 | 0 | 0.364 | 1 | 1 | cs | TRUE
160 | LV_872-3_0_3_line_160 |  | 158 | 159 | 0.024281 | 0.125 | 0.08 | 261 | 0 | 0.364 | 1 | 1 | cs | TRUE
161 | LV_872-3_0_3_line_161 |  | 158 | 160 | 0.0077386 | 0.125 | 0.08 | 261 | 0 | 0.364 | 1 | 1 | cs | TRUE
162 | LV_872-3_0_3_line_162 |  | 160 | 161 | 0.013137 | 0.125 | 0.08 | 261 | 0 | 0.364 | 1 | 1 | cs | TRUE
163 | LV_872-3_0_3_line_163 |  | 163 | 164 | 0.004009 | 0.125 | 0.08 | 261 | 0 | 0.364 | 1 | 1 | cs | TRUE

## trafo
| name | std_type | hv_bus | lv_bus | sn_mva | vn_hv_kv | vn_lv_kv | vk_percent | vkr_percent | pfe_kw | i0_percent | shift_degree | tap_side | tap_neutral | tap_min | tap_max | tap_step_percent | tap_step_degree | tap_pos | tap_phase_shifter | parallel | df | in_service
0 | LV_872-3_0_3_trafo_269 | 0.63 MVA 20/0.4 kV | 165 | 106 | 0.63 | 20 | 0.4 | 6 | 1.206 | 1.65 | 0.2619 | 150 | hv | 0 | -2 | 2 | 2.5 | 0 | 0 | FALSE | 1 | 1 | TRUE

## line_geodata
| x0 | y0 | x1 | y1 | x2 | y2 | x3 | y3 | x4 | y4 | x5 | y5 | x6 | y6 | x7 | y7 | x8 | y8 | x9 | y9 | x10 | y10 | x11 | y11 | x12 | y12
0 | 2608906.834 | 1183022.5746 | 2608920.5696 | 1183025.4969
1 | 2608906.834 | 1183022.5746 | 2608899.914 | 1183019.6741 | 2608895.3977 | 1183017.4663 | 2608892.4837 | 1183015.939 | 2608889.1356 | 1183013.6773 | 2608886.3983 | 1183011.3832 | 2608882.4188 | 1183007.5198 | 2608876.2681 | 1183000.6406 | 2608870.7195 | 1182994.4181 | 2608867.2063 | 1182990.1774 | 2608863.9281 | 1182987.0821 | 2608855.7074 | 1182980.8446 | 2608848.8892 | 1182976.1656
2 | 2608906.834 | 1183022.5746 | 2608894.9596 | 1183045.4022 | 2608888.2889 | 1183059.8665 | 2608884.7616 | 1183068.1891
3 | 2608848.8892 | 1182976.1656 | 2608835.755 | 1183019.9017
4 | 2608848.8892 | 1182976.1656 | 2608853.6916 | 1182960.454
5 | 2608835.755 | 1183019.9017 | 2608811.9982 | 1183099.0105
6 | 2608859.354 | 1182941.9289 | 2608853.6916 | 1182960.454
7 | 2608805.1975 | 1183121.6565 | 2608811.9982 | 1183099.0105
8 | 2608798.2338 | 1183144.845 | 2608825.4354 | 1183143.2367
9 | 2608798.2338 | 1183144.845 | 2608789.79 | 1183155.6716 | 2608785.2648 | 1183160.9248
10 | 2608798.2338 | 1183144.845 | 2608788.5523 | 1183140.6065 | 2608776.3432 | 1183136.8534 | 2608763.4243 | 1183132.9549 | 2608754.2205 | 1183129.1298
11 | 2608798.2338 | 1183144.845 | 2608805.1975 | 1183121.6565
12 | 2608785.2648 | 1183160.9248 | 2608779.6807 | 1183167.4074 | 2608770.4855 | 1183176.3923
13 | 2608754.2205 | 1183129.1298 | 2608750.1642 | 1183127.4439 | 2608737.2407 | 1183120.4647
14 | 2608691.3249 | 1183277.9586 | 2608723.1654 | 1183230.8581 | 2608739.4278 | 1183208.4367 | 2608748.7571 | 1183197.5558 | 2608767.9457 | 1183178.874 | 2608770.4855 | 1183176.3923
15 | 2608737.2407 | 1183120.4647 | 2608730.7494 | 1183116.9591
16 | 2608467.9021 | 1183403.2613 | 2608691.3249 | 1183277.9586
17 | 2608696.1514 | 1183075.3613 | 2608696.1514 | 1183075.3613 | 2608699.0137 | 1183080.9795 | 2608700.8997 | 1183086.0848 | 2608703.433 | 1183092.2138 | 2608705.8007 | 1183096.764 | 2608709.0007 | 1183101.1265 | 2608713.1244 | 1183105.5347 | 2608717.5315 | 1183109.3319 | 2608722.7332 | 1183112.63 | 2608730.7494 | 1183116.9591
18 | 2608128.0401 | 1183929.5543 | 2608127.2276 | 1183930.2069
19 | 2608133.6284 | 1183926.8945 | 2608128.0401 | 1183929.5543 | 2608128.0401 | 1183929.5543
20 | 2608127.2276 | 1183930.2069 | 2608122.1154 | 1183934.3133
21 | 2608208.7442 | 1183885.2184 | 2608205.0812 | 1183890.1048 | 2608199.9467 | 1183893.8331 | 2608193.5222 | 1183897.5596 | 2608182.1793 | 1183903.1582 | 2608160.1363 | 1183913.4004 | 2608141.735 | 1183923.0361 | 2608133.6284 | 1183926.8945
22 | 2608122.1154 | 1183934.3133 | 2608119.902 | 1183936.0912 | 2608114.9593 | 1183940.4577
23 | 2608208.7442 | 1183885.2184 | 2608222.6104 | 1183887.5718 | 2608242.2059 | 1183895.9463
24 | 2608208.7442 | 1183885.2184 | 2608214.0448 | 1183877.2103 | 2608218.9845 | 1183865.2553 | 2608226.8087 | 1183848.3239 | 2608229.0467 | 1183843.1285
25 | 2608103.7824 | 1183950.2561 | 2608110.0513 | 1183944.7935 | 2608114.9593 | 1183940.4577
26 | 2608260.6183 | 1183908.2009 | 2608254.5709 | 1183903.9905 | 2608244.3217 | 1183896.8506 | 2608242.2059 | 1183895.9463
27 | 2608229.0467 | 1183843.1285 | 2608231.7861 | 1183836.7692 | 2608234.4005 | 1183830.0385
28 | 2608103.7824 | 1183950.2561 | 2608089.7083 | 1183962.5198 | 2608073.4383 | 1183976.8277 | 2608058.4533 | 1183989.2696 | 2608045.3427 | 1183998.5458 | 2608036.4033 | 1184002.3156
29 | 2608036.4033 | 1184002.3156 | 2608033.123 | 1184003.6989 | 2608021.0775 | 1184004.1164 | 2608005.6643 | 1184004.6863
30 | 2607977.726 | 1184012.6523 | 2607999.0171 | 1184004.9321 | 2608005.6643 | 1184004.6863
31 | 2607977.726 | 1184012.6523 | 2607959.7692 | 1184021.0071
32 | 2607977.726 | 1184012.6523 | 2607981.9731 | 1184030.3037
33 | 2607856.2006 | 1183757.246 | 2607857.0503 | 1183769.0101
34 | 2607857.0503 | 1183769.0101 | 2607630.9105 | 1183795.1985
35 | 2607856.2006 | 1183757.246 | 2607855.5375 | 1183748.0671 | 2607856.1538 | 1183740.6334
36 | 2607630.9105 | 1183795.1985 | 2607629.7281 | 1183794.5805
37 | 2607856.1538 | 1183740.6334 | 2607856.2277 | 1183739.7415 | 2607857.826 | 1183731.6727 | 2607860.0652 | 1183723.7493 | 2607862.3005 | 1183718.9053 | 2607866.4678 | 1183713.4523 | 2607870.8113 | 1183708.761
38 | 2607874.0707 | 1183988.5484 | 2607871.8643 | 1183983.0871 | 2607867.2112 | 1183963.1264 | 2607863.2479 | 1183933.9733
39 | 2607874.0707 | 1183988.5484 | 2607866.8318 | 1183990.7179 | 2607854.0032 | 1183988.7557 | 2607852.6763 | 1183988.4204
40 | 2607874.0707 | 1183988.5484 | 2607879.7814 | 1183998.7164
41 | 2607843.0797 | 1183985.995 | 2607852.6763 | 1183988.4204
42 | 2607879.7814 | 1183998.7164 | 2607882.9807 | 1184004.4126 | 2607890.927 | 1184020.0997
43 | 2607873.8902 | 1183705.4357 | 2607870.8113 | 1183708.761
44 | 2607843.0797 | 1183985.995 | 2607839.8104 | 1183985.1688 | 2607826.9801 | 1183978.6599 | 2607819.5057 | 1183968.1337 | 2607813.1894 | 1183955.1078
45 | 2607899.6234 | 1184043.6943 | 2607892.4137 | 1184023.0345 | 2607890.927 | 1184020.0997
46 | 2607873.8902 | 1183705.4357 | 2607877.1084 | 1183701.9492 | 2607884.1647 | 1183695.2267
47 | 2607873.8902 | 1183705.4357 | 2607854.4229 | 1183695.6114
48 | 2607901.5618 | 1184049.2489 | 2607899.6234 | 1184043.6943
49 | 2607901.5618 | 1184049.2489 | 2607914.8587 | 1184043.2632 | 2607926.8265 | 1184037.9539
50 | 2607901.5618 | 1184049.2489 | 2607906.4945 | 1184077.0586 | 2607907.7046 | 1184081.0667
51 | 2607926.8265 | 1184037.9539 | 2607928.0022 | 1184049.4281
52 | 2607926.8265 | 1184037.9539 | 2607930.248 | 1184036.4354 | 2607939.1322 | 1184031.0888
53 | 2607913.532 | 1184100.3687 | 2607907.7046 | 1184081.0667
54 | 2607939.1322 | 1184031.0888 | 2607931.9495 | 1183984.6443 | 2607920.6574 | 1183893.6826
55 | 2607939.1322 | 1184031.0888 | 2607957.784 | 1184021.9308 | 2607959.7692 | 1184021.0071
56 | 2607913.532 | 1184100.3687 | 2607919.1331 | 1184118.93 | 2607930.7966 | 1184147.6601 | 2607937.6859 | 1184163.5895
57 | 2607913.532 | 1184100.3687 | 2607903.5156 | 1184107.815 | 2607889.4828 | 1184120.5046
58 | 2607874.3297 | 1184123.6628 | 2607849.3085 | 1184106.5659 | 2607835.7638 | 1184098.2595
59 | 2607874.3297 | 1184123.6628 | 2607880.8618 | 1184122.3682
60 | 2607874.3297 | 1184123.6628 | 2607872.7088 | 1184124.2893
61 | 2607880.8618 | 1184122.3682 | 2607889.2634 | 1184120.703 | 2607889.4828 | 1184120.5046
62 | 2607820.3418 | 1184165.4476 | 2607821.9369 | 1184159.68 | 2607830.0527 | 1184152.0977 | 2607841.5311 | 1184141.4404 | 2607852.502 | 1184133.6618 | 2607862.1104 | 1184128.7717 | 2607866.3035 | 1184126.7651 | 2607872.7088 | 1184124.2893
63 | 2607820.3418 | 1184165.4476 | 2607818.1715 | 1184173.3044 | 2607822.9861 | 1184198.1901 | 2607825.0885 | 1184230.8986 | 2607825.5815 | 1184262.8268 | 2607822.4679 | 1184274.1508 | 2607817.9604 | 1184277.4133 | 2607812.9119 | 1184280.1123
64 | 2607812.9119 | 1184280.1123 | 2607812.6292 | 1184280.2634 | 2607806.8939 | 1184282.7017 | 2607804.8425 | 1184287.1903 | 2607800.0443 | 1184290.5288
65 | 2607610.4525 | 1183785.595 | 2607623.0099 | 1183791.0692 | 2607629.7281 | 1183794.5805
66 | 2607610.4525 | 1183785.595 | 2607592.9742 | 1183790.0976 | 2607580.2606 | 1183805.6008
67 | 2607812.0997 | 1183952.8606 | 2607813.1894 | 1183955.1078
68 | 2607812.0997 | 1183952.8606 | 2607580.2606 | 1183805.6008
69 | 2607764.0515 | 1183504.1614 | 2607768.1133 | 1183510.2761
70 | 2607768.1133 | 1183510.2761 | 2607768.1133 | 1183510.2761 | 2607774.5366 | 1183507.6497 | 2607791.1146 | 1183512.2871
71 | 2607803.6278 | 1183518.1213 | 2607797.2538 | 1183514.0044 | 2607791.1146 | 1183512.2871
72 | 2607882.3987 | 1183596.4017 | 2607863.9299 | 1183569.6083 | 2607826.7102 | 1183533.0301 | 2607803.6278 | 1183518.1213
73 | 2607882.3987 | 1183596.4017 | 2607906.729 | 1183623.8921 | 2607932.8935 | 1183649.5174
74 | 2607847.9717 | 1183692.3558 | 2607854.4229 | 1183695.6114
75 | 2607932.8935 | 1183649.5174 | 2607900.2512 | 1183679.9014 | 2607884.1647 | 1183695.2267
76 | 2607941.4301 | 1184172.2468 | 2607937.6859 | 1184163.5895
77 | 2607956.8225 | 1184208.0533 | 2607945.118 | 1184180.7738 | 2607941.4301 | 1184172.2468
78 | 2607990.2633 | 1184305.3472 | 2607989.0688 | 1184301.0382 | 2607977.7545 | 1184268.4175 | 2607964.4347 | 1184228.4905 | 2607957.4453 | 1184209.5048 | 2607956.8225 | 1184208.0533
79 | 2608003.7222 | 1184361.2615 | 2608003.6899 | 1184360.9218 | 2607998.3819 | 1184334.6345 | 2607990.2633 | 1184305.3472
80 | 2608003.7222 | 1184361.2615 | 2608005.5586 | 1184380.5504
81 | 2609338.5428 | 1183970.4944 | 2609335.5858 | 1183975.9176
82 | 2609271.2118 | 1184094.1752 | 2609272.7047 | 1184091.2427 | 2609335.5858 | 1183975.9176
83 | 2609018.4309 | 1184478.4682 | 2609271.2118 | 1184094.1752
84 | 2609018.4309 | 1184478.4682 | 2609003.1178 | 1184495.4541 | 2608982.9007 | 1184515.2009 | 2608973.1188 | 1184523.5907 | 2608961.9377 | 1184528.5433 | 2608957.5151 | 1184529.7557
85 | 2608810.1731 | 1184411.8833 | 2608809.7045 | 1184399.8724
86 | 2608810.1731 | 1184411.8833 | 2608810.3991 | 1184417.6741 | 2608809.9628 | 1184419.539
87 | 2608809.7045 | 1184399.8724 | 2608809.4837 | 1184394.2141
88 | 2608803.8016 | 1184445.879 | 2608809.9628 | 1184419.539
89 | 2608803.8016 | 1184445.879 | 2608781.0425 | 1184436.666
90 | 2608803.8016 | 1184445.879 | 2608814.7331 | 1184449.8303 | 2608833.7602 | 1184460.6748 | 2608847.7069 | 1184479.9497 | 2608868.5514 | 1184500.4686 | 2608890.8851 | 1184515.0646 | 2608914.5196 | 1184527.4391 | 2608916.6822 | 1184528.166
91 | 2608781.0425 | 1184436.666 | 2608638.8558 | 1184366.522
92 | 2608916.6822 | 1184528.166 | 2608923.2237 | 1184530.3646 | 2608940.1657 | 1184531.5903 | 2608953.2257 | 1184530.9316
93 | 2608916.6822 | 1184528.166 | 2608914.8194 | 1184623.6913
94 | 2608638.8558 | 1184366.522 | 2608637.4246 | 1184363.8964 | 2608634.5903 | 1184355.11 | 2608635.7749 | 1184348.6639 | 2608642.5301 | 1184337.7791 | 2608649.1634 | 1184326.6606 | 2608663.0863 | 1184299.3999 | 2608663.2585 | 1184291.0736 | 2608661.0985 | 1184285.7455 | 2608655.0688 | 1184280.3786
95 | 2608638.8558 | 1184366.522 | 2608439.9343 | 1184546.1615
96 | 2608953.2257 | 1184530.9316 | 2608953.2257 | 1184530.9316 | 2608957.5151 | 1184529.7557
97 | 2608938.6286 | 1184629.0022 | 2608914.8194 | 1184623.6913
98 | 2608696.1514 | 1183075.3613 | 2608692.1837 | 1183068.5744 | 2608688.5802 | 1183063.411 | 2608684.693 | 1183059.0809 | 2608680.9875 | 1183055.7294 | 2608676.2744 | 1183052.3765 | 2608666.9679 | 1183047.3161 | 2608660.3674 | 1183044.9198
99 | 2608660.3674 | 1183044.9198 | 2608657.4682 | 1183043.8673 | 2608646.6848 | 1183041.2506
100 | 2608419.5106 | 1183161.7504 | 2608646.6848 | 1183041.2506
101 | 2608419.5106 | 1183161.7504 | 2608423.0339 | 1183170.7254
102 | 2608467.9021 | 1183403.2613 | 2608471.0959 | 1183411.7049
103 | 2608938.6286 | 1184629.0022 | 2608956.4019 | 1184632.9667 | 2608961.3001 | 1184634.5164
104 | 2608655.0688 | 1184280.3786 | 2608648.5347 | 1184275.4 | 2608630.0023 | 1184264.9458 | 2608604.5421 | 1184257.8614 | 2608594.2652 | 1184256.4759
105 | 2608439.9343 | 1184546.1615 | 2608432.1158 | 1184544.6661 | 2608423.4354 | 1184546.4105 | 2608419.9187 | 1184558.9251
106 | 2608594.2652 | 1184256.4759 | 2608575.1237 | 1184253.8953 | 2608559.8793 | 1184250.8918
107 | 2608271.9003 | 1183738.0834 | 2608262.5286 | 1183756.0696 | 2608260.7916 | 1183759.2133 | 2608254.9758 | 1183769.7663 | 2608250.5123 | 1183779.4763 | 2608245.7103 | 1183791.1869 | 2608242.4456 | 1183800.6429 | 2608239.3524 | 1183813.1007 | 2608235.5625 | 1183827.0471 | 2608234.4005 | 1183830.0385
108 | 2608272.8106 | 1183736.3268 | 2608272.6465 | 1183736.6512 | 2608271.9003 | 1183738.0834
109 | 2608293.8329 | 1183694.9699 | 2608286.3704 | 1183709.5116 | 2608272.8106 | 1183736.3268
110 | 2608260.6183 | 1183908.2009 | 2608265.6593 | 1183922.6041 | 2608263.6583 | 1183929.0047 | 2608260.6369 | 1183939.2169 | 2608253.5252 | 1183954.5742
111 | 2608260.6183 | 1183908.2009 | 2608279.7736 | 1183905.4146 | 2608293.2299 | 1183906.2911
112 | 2608293.8329 | 1183694.9699 | 2608297.8665 | 1183687.0936 | 2608306.6145 | 1183670.4082 | 2608311.0764 | 1183661.9433 | 2608313.3458 | 1183658.0263
113 | 2608293.8329 | 1183694.9699 | 2608263.8084 | 1183679.4901
114 | 2608247.9923 | 1183966.5221 | 2608253.5252 | 1183954.5742
115 | 2608247.9923 | 1183966.5221 | 2608246.2212 | 1183970.3466 | 2608240.3465 | 1183981.888
116 | 2608235.0193 | 1183992.3539 | 2608240.3465 | 1183981.888
117 | 2607981.9731 | 1184030.3037 | 2607983.1201 | 1184035.0709
118 | 2608377.3977 | 1183583.5834 | 2608387.2324 | 1183587.697
119 | 2608397.4775 | 1183591.9823 | 2608387.2324 | 1183587.697
120 | 2608377.3977 | 1183583.5834 | 2608373.9662 | 1183592.0164 | 2608368.1356 | 1183601.969 | 2608365.2831 | 1183605.7114
121 | 2608380.4974 | 1183566.768 | 2608379.2943 | 1183575.5708 | 2608378.4318 | 1183581.0502 | 2608377.3977 | 1183583.5834
122 | 2608397.4775 | 1183591.9823 | 2608523.0499 | 1183693.0336
123 | 2608365.2831 | 1183605.7114 | 2608359.0505 | 1183613.9181 | 2608347.2336 | 1183625.1186 | 2608327.8824 | 1183643.0574
124 | 2608365.2831 | 1183605.7114 | 2608380.9664 | 1183613.8484 | 2608381.9093 | 1183614.1361
125 | 2608380.4974 | 1183566.768 | 2608376.987 | 1183549.4987 | 2608374.5926 | 1183536.001
126 | 2608519.7702 | 1183706.9934 | 2608522.4459 | 1183694.9548 | 2608523.0499 | 1183693.0336
127 | 2608549.469 | 1183656.64 | 2608544.6959 | 1183663.5479 | 2608536.5263 | 1183670.2175 | 2608527.0466 | 1183680.3205 | 2608523.0499 | 1183693.0336
128 | 2608327.8824 | 1183643.0574 | 2608326.8413 | 1183644.0224 | 2608318.7933 | 1183651.2373 | 2608314.6804 | 1183655.7228 | 2608313.3458 | 1183658.0263
129 | 2608370.7768 | 1183524.8885 | 2608373.5331 | 1183530.0283 | 2608374.5926 | 1183536.001
130 | 2608370.7768 | 1183524.8885 | 2608381.2211 | 1183518.3552 | 2608389.9923 | 1183512.7533 | 2608399.2055 | 1183502.1829 | 2608405.6393 | 1183492.2201 | 2608410.3547 | 1183482.8774 | 2608416.3736 | 1183463.8871 | 2608427.3339 | 1183426.8389
131 | 2608226.607 | 1184010.4837 | 2608234.8327 | 1183992.7204 | 2608235.0193 | 1183992.3539
132 | 2608201.7751 | 1184098.73 | 2608201.619 | 1184090.0142 | 2608206.6696 | 1184063.7409 | 2608211.3627 | 1184047.6834 | 2608220.4174 | 1184023.8501 | 2608226.607 | 1184010.4837
133 | 2608201.7751 | 1184098.73 | 2608208.908 | 1184095.9383 | 2608219.2516 | 1184089.5713 | 2608225.2481 | 1184084.2924
134 | 2608201.7751 | 1184098.73 | 2608199.1236 | 1184252.152
135 | 2608241.0925 | 1184064.9217 | 2608229.2627 | 1184080.7582 | 2608225.2481 | 1184084.2924
136 | 2608197.5982 | 1184257.6712 | 2608197.7126 | 1184257.4286 | 2608199.1236 | 1184252.152
137 | 2608199.1236 | 1184252.152 | 2608452.8122 | 1184218.6654
138 | 2608535.1037 | 1184244.367 | 2608517.8228 | 1184239.2622 | 2608498.42 | 1184234.1655 | 2608481.0318 | 1184229.3831 | 2608471.0227 | 1184225.756 | 2608452.8122 | 1184218.6654
139 | 2608006.7923 | 1184393.027 | 2608006.6558 | 1184392.0751 | 2608005.5586 | 1184380.5504
140 | 2608006.7923 | 1184393.027 | 2608010.6337 | 1184419.8169 | 2608011.5036 | 1184422.4825
141 | 2608427.3339 | 1183426.8389 | 2608471.0959 | 1183411.7049
142 | 2608419.5553 | 1183272.2606 | 2608427.8159 | 1183256.5186 | 2608433.3864 | 1183241.7632 | 2608434.1378 | 1183223.0102 | 2608433.5397 | 1183208.5686 | 2608431.6896 | 1183194.0696 | 2608429.9941 | 1183189.3631
143 | 2608419.5553 | 1183272.2606 | 2608150.1753 | 1183308.3962
144 | 2608428.0458 | 1183183.9544 | 2608429.9941 | 1183189.3631
145 | 2608428.0458 | 1183183.9544 | 2608427.0897 | 1183181.3004
146 | 2608249.2318 | 1183671.9748 | 2608254.7699 | 1183659.6992
147 | 2608256.1687 | 1183656.5986 | 2608254.7699 | 1183659.6992
148 | 2608249.2318 | 1183671.9748 | 2608263.8084 | 1183679.4901
149 | 2608559.8793 | 1184250.8918 | 2608558.1305 | 1184250.5472 | 2608541.0893 | 1184248.6777 | 2608541.0893 | 1184248.6777
150 | 2608535.1037 | 1184244.367 | 2608541.0893 | 1184248.6777
151 | 2608535.1037 | 1184244.367 | 2608541.439 | 1184224.0234
152 | 2607800.0443 | 1184290.5288 | 2607796.6453 | 1184292.8938 | 2607789.2772 | 1184294.9298 | 2607781.9035 | 1184295.3316 | 2607773.3155 | 1184290.418 | 2607764.3119 | 1184282.2466 | 2607762.2715 | 1184280.6907
153 | 2607755.7259 | 1184275.6989 | 2607755.7259 | 1184275.6989 | 2607762.2715 | 1184280.6907
154 | 2607750.1852 | 1184275.4456 | 2607755.7259 | 1184275.6989
155 | 2608549.469 | 1183656.64 | 2608556.042 | 1183672.3351 | 2608566.7161 | 1183686.6799 | 2608579.1014 | 1183700.0822
156 | 2608519.7702 | 1183706.9934 | 2608518.9582 | 1183710.6469 | 2608517.7061 | 1183727.0202 | 2608517.6702 | 1183730.8444 | 2608517.618 | 1183733.6381
157 | 2608517.618 | 1183733.6381 | 2608526.4367 | 1183886.9838
158 | 2608423.0339 | 1183170.7254 | 2608426.0242 | 1183178.3425 | 2608427.0897 | 1183181.3004
159 | 2607986.3497 | 1184048.4933 | 2607983.1201 | 1184035.0709
160 | 2607986.3497 | 1184048.4933 | 2607962.8015 | 1184054.6765
161 | 2607986.3497 | 1184048.4933 | 2607988.162 | 1184056.0167
162 | 2607991.2385 | 1184068.788 | 2607988.162 | 1184056.0167
163 | 2608526.4367 | 1183886.9838 | 2608526.1265 | 1183890.9808

## bus_geodata
| x | y | coords
0 | 2608920.5696 | 1183025.4969
1 | 2608906.834 | 1183022.5746
2 | 2608848.8892 | 1182976.1656
3 | 2608884.7616 | 1183068.1891
4 | 2608835.755 | 1183019.9017
5 | 2608853.6916 | 1182960.454
6 | 2608811.9982 | 1183099.0105
7 | 2608859.354 | 1182941.9289
8 | 2608825.4354 | 1183143.2367
9 | 2608798.2338 | 1183144.845
10 | 2608805.1975 | 1183121.6565
11 | 2608785.2648 | 1183160.9248
12 | 2608754.2205 | 1183129.1298
13 | 2608770.4855 | 1183176.3923
14 | 2608737.2407 | 1183120.4647
15 | 2608691.3249 | 1183277.9586
16 | 2608730.7494 | 1183116.9591
17 | 2608128.0401 | 1183929.5543
18 | 2608127.2276 | 1183930.2069
19 | 2608133.6284 | 1183926.8945
20 | 2608122.1154 | 1183934.3133
21 | 2608208.7442 | 1183885.2184
22 | 2608114.9593 | 1183940.4577
23 | 2608242.2059 | 1183895.9463
24 | 2608229.0467 | 1183843.1285
25 | 2608103.7824 | 1183950.2561
26 | 2608036.4033 | 1184002.3156
27 | 2608005.6643 | 1184004.6863
28 | 2607977.726 | 1184012.6523
29 | 2607857.0503 | 1183769.0101
30 | 2607856.2006 | 1183757.246
31 | 2607630.9105 | 1183795.1985
32 | 2607856.1538 | 1183740.6334
33 | 2607863.2479 | 1183933.9733
34 | 2607874.0707 | 1183988.5484
35 | 2607852.6763 | 1183988.4204
36 | 2607879.7814 | 1183998.7164
37 | 2607870.8113 | 1183708.761
38 | 2607843.0797 | 1183985.995
39 | 2607890.927 | 1184020.0997
40 | 2607873.8902 | 1183705.4357
41 | 2607899.6234 | 1184043.6943
42 | 2607901.5618 | 1184049.2489
43 | 2607926.8265 | 1184037.9539
44 | 2607907.7046 | 1184081.0667
45 | 2607928.0022 | 1184049.4281
46 | 2607939.1322 | 1184031.0888
47 | 2607913.532 | 1184100.3687
48 | 2607835.7638 | 1184098.2595
49 | 2607874.3297 | 1184123.6628
50 | 2607880.8618 | 1184122.3682
51 | 2607872.7088 | 1184124.2893
52 | 2607889.4828 | 1184120.5046
53 | 2607820.3418 | 1184165.4476
54 | 2607812.9119 | 1184280.1123
55 | 2607629.7281 | 1183794.5805
56 | 2607610.4525 | 1183785.595
57 | 2607812.0997 | 1183952.8606
58 | 2607813.1894 | 1183955.1078
59 | 2607580.2606 | 1183805.6008
60 | 2607764.0515 | 1183504.1614
61 | 2607768.1133 | 1183510.2761
62 | 2607791.1146 | 1183512.2871
63 | 2607803.6278 | 1183518.1213
64 | 2607882.3987 | 1183596.4017
65 | 2607847.9717 | 1183692.3558
66 | 2607854.4229 | 1183695.6114
67 | 2607884.1647 | 1183695.2267
68 | 2607932.8935 | 1183649.5174
69 | 2607937.6859 | 1184163.5895
70 | 2607941.4301 | 1184172.2468
71 | 2607956.8225 | 1184208.0533
72 | 2607990.2633 | 1184305.3472
73 | 2608003.7222 | 1184361.2615
74 | 2609338.5428 | 1183970.4944
75 | 2609335.5858 | 1183975.9176
76 | 2609271.2118 | 1184094.1752
77 | 2609018.4309 | 1184478.4682
78 | 2608810.1731 | 1184411.8833
79 | 2608809.7045 | 1184399.8724
80 | 2608809.9628 | 1184419.539
81 | 2608809.4837 | 1184394.2141
82 | 2608803.8016 | 1184445.879
83 | 2608781.0425 | 1184436.666
84 | 2608916.6822 | 1184528.166
85 | 2608638.8558 | 1184366.522
86 | 2608953.2257 | 1184530.9316
87 | 2608914.8194 | 1184623.6913
88 | 2608696.1514 | 1183075.3613
89 | 2608660.3674 | 1183044.9198
90 | 2608646.6848 | 1183041.2506
91 | 2608419.5106 | 1183161.7504
92 | 2608467.9021 | 1183403.2613
93 | 2608957.5151 | 1184529.7557
94 | 2608938.6286 | 1184629.0022
95 | 2608961.3001 | 1184634.5164
96 | 2608655.0688 | 1184280.3786
97 | 2608439.9343 | 1184546.1615
98 | 2608594.2652 | 1184256.4759
99 | 2608234.4005 | 1183830.0384
100 | 2608271.9003 | 1183738.0834
101 | 2608272.8106 | 1183736.3268
102 | 2608260.6183 | 1183908.2009
103 | 2608293.8329 | 1183694.9699
104 | 2608253.5252 | 1183954.5742
105 | 2608293.2299 | 1183906.2911
106 | 2608247.9923 | 1183966.5221
107 | 2608240.3465 | 1183981.888
108 | 2607959.7692 | 1184021.0071
109 | 2607981.9731 | 1184030.3037
110 | 2608387.2324 | 1183587.697
111 | 2608377.3977 | 1183583.5834
112 | 2608397.4775 | 1183591.9823
113 | 2608365.2831 | 1183605.7114
114 | 2608380.4974 | 1183566.768
115 | 2608523.0499 | 1183693.0336
116 | 2608327.8824 | 1183643.0574
117 | 2608381.9093 | 1183614.1361
118 | 2608374.5926 | 1183536.001
119 | 2608313.3458 | 1183658.0263
120 | 2608370.7768 | 1183524.8885
121 | 2608235.0193 | 1183992.3539
122 | 2608226.607 | 1184010.4837
123 | 2608201.7751 | 1184098.73
124 | 2608225.2481 | 1184084.2924
125 | 2608199.1236 | 1184252.152
126 | 2608241.0925 | 1184064.9217
127 | 2608197.5982 | 1184257.6712
128 | 2608452.8123 | 1184218.6654
129 | 2608006.7923 | 1184393.027
130 | 2608005.5586 | 1184380.5504
131 | 2608011.5036 | 1184422.4825
132 | 2608427.3339 | 1183426.8389
133 | 2608471.0959 | 1183411.7049
134 | 2608419.5553 | 1183272.2606
135 | 2608429.9941 | 1183189.3631
136 | 2608150.1753 | 1183308.3962
137 | 2608428.0458 | 1183183.9544
138 | 2608254.7699 | 1183659.6992
139 | 2608249.2318 | 1183671.9748
140 | 2608256.1687 | 1183656.5986
141 | 2608263.8084 | 1183679.4901
142 | 2608559.8793 | 1184250.8918
143 | 2608541.0893 | 1184248.6777
144 | 2608535.1037 | 1184244.367
145 | 2608541.439 | 1184224.0234
146 | 2608419.9187 | 1184558.9251
147 | 2607800.0443 | 1184290.5288
148 | 2607762.2715 | 1184280.6907
149 | 2607755.7259 | 1184275.6989
150 | 2607750.1852 | 1184275.4456
151 | 2608579.1014 | 1183700.0822
152 | 2608549.469 | 1183656.64
153 | 2608519.7702 | 1183706.9934
154 | 2608517.618 | 1183733.6381
155 | 2608423.0339 | 1183170.7254
156 | 2608427.0897 | 1183181.3004
157 | 2607983.1201 | 1184035.0709
158 | 2607986.3497 | 1184048.4933
159 | 2607962.8015 | 1184054.6765
160 | 2607988.162 | 1184056.0167
161 | 2607991.2385 | 1184068.788
162 | 2607920.6574 | 1183893.6826
163 | 2608526.4367 | 1183886.9838
164 | 2608526.1265 | 1183890.9808
165 | 2608260.6183 | 1183908.2009

## line_std_types
| c_nf_per_km | r_ohm_per_km | x_ohm_per_km | max_i_ka | type | q_mm2 | alpha | voltage_rating
NAYY 4x50 SE | 210 | 0.642 | 0.083 | 0.142 | cs | 50 | 0.00403 | LV
NAYY 4x120 SE | 264 | 0.225 | 0.08 | 0.242 | cs | 120 | 0.00403 | LV
NAYY 4x150 SE | 261 | 0.208 | 0.08 | 0.27 | cs | 150 | 0.00403 | LV
NA2XS2Y 1x95 RM/25 12/20 kV | 216 | 0.313 | 0.132 | 0.252 | cs | 95 | 0.00403 | MV
NA2XS2Y 1x185 RM/25 12/20 kV | 273 | 0.161 | 0.117 | 0.362 | cs | 185 | 0.00403 | MV
NA2XS2Y 1x240 RM/25 12/20 kV | 304 | 0.122 | 0.112 | 0.421 | cs | 240 | 0.00403 | MV
NA2XS2Y 1x95 RM/25 6/10 kV | 315 | 0.313 | 0.123 | 0.249 | cs | 95 | 0.00403 | MV
NA2XS2Y 1x185 RM/25 6/10 kV | 406 | 0.161 | 0.11 | 0.358 | cs | 185 | 0.00403 | MV
NA2XS2Y 1x240 RM/25 6/10 kV | 456 | 0.122 | 0.105 | 0.416 | cs | 240 | 0.00403 | MV
NA2XS2Y 1x150 RM/25 12/20 kV | 250 | 0.206 | 0.116 | 0.319 | cs | 150 | 0.00403 | MV
NA2XS2Y 1x120 RM/25 12/20 kV | 230 | 0.253 | 0.119 | 0.283 | cs | 120 | 0.00403 | MV
NA2XS2Y 1x70 RM/25 12/20 kV | 190 | 0.443 | 0.132 | 0.22 | cs | 70 | 0.00403 | MV
NA2XS2Y 1x150 RM/25 6/10 kV | 360 | 0.206 | 0.11 | 0.315 | cs | 150 | 0.00403 | MV
NA2XS2Y 1x120 RM/25 6/10 kV | 340 | 0.253 | 0.113 | 0.28 | cs | 120 | 0.00403 | MV
NA2XS2Y 1x70 RM/25 6/10 kV | 280 | 0.443 | 0.123 | 0.217 | cs | 70 | 0.00403 | MV
N2XS(FL)2Y 1x120 RM/35 64/110 kV | 112 | 0.153 | 0.166 | 0.366 | cs | 120 | 0.00393 | HV
N2XS(FL)2Y 1x185 RM/35 64/110 kV | 125 | 0.099 | 0.156 | 0.457 | cs | 185 | 0.00393 | HV
N2XS(FL)2Y 1x240 RM/35 64/110 kV | 135 | 0.075 | 0.149 | 0.526 | cs | 240 | 0.00393 | HV
N2XS(FL)2Y 1x300 RM/35 64/110 kV | 144 | 0.06 | 0.144 | 0.588 | cs | 300 | 0.00393 | HV
15-AL1/3-ST1A 0.4 | 11 | 1.8769 | 0.35 | 0.105 | ol | 16 | 0.00403 | LV
24-AL1/4-ST1A 0.4 | 11.25 | 1.2012 | 0.335 | 0.14 | ol | 24 | 0.00403 | LV
48-AL1/8-ST1A 0.4 | 12.2 | 0.5939 | 0.3 | 0.21 | ol | 48 | 0.00403 | LV
94-AL1/15-ST1A 0.4 | 13.2 | 0.306 | 0.29 | 0.35 | ol | 94 | 0.00403 | LV
34-AL1/6-ST1A 10.0 | 9.7 | 0.8342 | 0.36 | 0.17 | ol | 34 | 0.00403 | MV
48-AL1/8-ST1A 10.0 | 10.1 | 0.5939 | 0.35 | 0.21 | ol | 48 | 0.00403 | MV
70-AL1/11-ST1A 10.0 | 10.4 | 0.4132 | 0.339 | 0.29 | ol | 70 | 0.00403 | MV
94-AL1/15-ST1A 10.0 | 10.75 | 0.306 | 0.33 | 0.35 | ol | 94 | 0.00403 | MV
122-AL1/20-ST1A 10.0 | 11.1 | 0.2376 | 0.323 | 0.41 | ol | 122 | 0.00403 | MV
149-AL1/24-ST1A 10.0 | 11.25 | 0.194 | 0.315 | 0.47 | ol | 149 | 0.00403 | MV
34-AL1/6-ST1A 20.0 | 9.15 | 0.8342 | 0.382 | 0.17 | ol | 34 | 0.00403 | MV
48-AL1/8-ST1A 20.0 | 9.5 | 0.5939 | 0.372 | 0.21 | ol | 48 | 0.00403 | MV
70-AL1/11-ST1A 20.0 | 9.7 | 0.4132 | 0.36 | 0.29 | ol | 70 | 0.00403 | MV
94-AL1/15-ST1A 20.0 | 10 | 0.306 | 0.35 | 0.35 | ol | 94 | 0.00403 | MV
122-AL1/20-ST1A 20.0 | 10.3 | 0.2376 | 0.344 | 0.41 | ol | 122 | 0.00403 | MV
149-AL1/24-ST1A 20.0 | 10.5 | 0.194 | 0.337 | 0.47 | ol | 149 | 0.00403 | MV
184-AL1/30-ST1A 20.0 | 10.75 | 0.1571 | 0.33 | 0.535 | ol | 184 | 0.00403 | MV
243-AL1/39-ST1A 20.0 | 11 | 0.1188 | 0.32 | 0.645 | ol | 243 | 0.00403 | MV
48-AL1/8-ST1A 110.0 | 8 | 0.5939 | 0.46 | 0.21 | ol | 48 | 0.00403 | HV
70-AL1/11-ST1A 110.0 | 8.4 | 0.4132 | 0.45 | 0.29 | ol | 70 | 0.00403 | HV
94-AL1/15-ST1A 110.0 | 8.65 | 0.306 | 0.44 | 0.35 | ol | 94 | 0.00403 | HV
122-AL1/20-ST1A 110.0 | 8.5 | 0.2376 | 0.43 | 0.41 | ol | 122 | 0.00403 | HV
149-AL1/24-ST1A 110.0 | 8.75 | 0.194 | 0.41 | 0.47 | ol | 149 | 0.00403 | HV
184-AL1/30-ST1A 110.0 | 8.8 | 0.1571 | 0.4 | 0.535 | ol | 184 | 0.00403 | HV
243-AL1/39-ST1A 110.0 | 9 | 0.1188 | 0.39 | 0.645 | ol | 243 | 0.00403 | HV
305-AL1/39-ST1A 110.0 | 9.2 | 0.0949 | 0.38 | 0.74 | ol | 305 | 0.00403 | HV
490-AL1/64-ST1A 110.0 | 9.75 | 0.059 | 0.37 | 0.96 | ol | 490 | 0.00403 | HV
679-AL1/86-ST1A 110.0 | 9.95 | 0.042 | 0.36 | 1.15 | ol | 679 | 0.00403 | HV
490-AL1/64-ST1A 220.0 | 10 | 0.059 | 0.285 | 0.96 | ol | 490 | 0.00403 | HV
679-AL1/86-ST1A 220.0 | 11.7 | 0.042 | 0.275 | 1.15 | ol | 679 | 0.00403 | HV
490-AL1/64-ST1A 380.0 | 11 | 0.059 | 0.253 | 0.96 | ol | 490 | 0.00403 | HV
679-AL1/86-ST1A 380.0 | 14.6 | 0.042 | 0.25 | 1.15 | ol | 679 | 0.00403 | HV

## trafo_std_types
| i0_percent | pfe_kw | vkr_percent | sn_mva | vn_lv_kv | vn_hv_kv | vk_percent | shift_degree | vector_group | tap_side | tap_neutral | tap_min | tap_max | tap_step_degree | tap_step_percent | tap_phase_shifter
160 MVA 380/110 kV | 0.06 | 60 | 0.25 | 160 | 110 | 380 | 12.2 | 0 | Yy0 | hv | 0 | -9 | 9 | 0 | 1.5 | FALSE
100 MVA 220/110 kV | 0.06 | 55 | 0.26 | 100 | 110 | 220 | 12 | 0 | Yy0 | hv | 0 | -9 | 9 | 0 | 1.5 | FALSE
63 MVA 110/20 kV | 0.04 | 22 | 0.32 | 63 | 20 | 110 | 18 | 150 | YNd5 | hv | 0 | -9 | 9 | 0 | 1.5 | FALSE
40 MVA 110/20 kV | 0.05 | 18 | 0.34 | 40 | 20 | 110 | 16.2 | 150 | YNd5 | hv | 0 | -9 | 9 | 0 | 1.5 | FALSE
25 MVA 110/20 kV | 0.07 | 14 | 0.41 | 25 | 20 | 110 | 12 | 150 | YNd5 | hv | 0 | -9 | 9 | 0 | 1.5 | FALSE
63 MVA 110/10 kV | 0.04 | 22 | 0.32 | 63 | 10 | 110 | 18 | 150 | YNd5 | hv | 0 | -9 | 9 | 0 | 1.5 | FALSE
40 MVA 110/10 kV | 0.05 | 18 | 0.34 | 40 | 10 | 110 | 16.2 | 150 | YNd5 | hv | 0 | -9 | 9 | 0 | 1.5 | FALSE
25 MVA 110/10 kV | 0.07 | 14 | 0.41 | 25 | 10 | 110 | 12 | 150 | YNd5 | hv | 0 | -9 | 9 | 0 | 1.5 | FALSE
0.25 MVA 20/0.4 kV | 0.32 | 0.8 | 1.44 | 0.25 | 0.4 | 20 | 6 | 150 | Yzn5 | hv | 0 | -2 | 2 | 0 | 2.5 | FALSE
0.4 MVA 20/0.4 kV | 0.3375 | 1.35 | 1.425 | 0.4 | 0.4 | 20 | 6 | 150 | Dyn5 | hv | 0 | -2 | 2 | 0 | 2.5 | FALSE
0.63 MVA 20/0.4 kV | 0.2619 | 1.65 | 1.206 | 0.63 | 0.4 | 20 | 6 | 150 | Dyn5 | hv | 0 | -2 | 2 | 0 | 2.5 | FALSE
0.25 MVA 10/0.4 kV | 0.24 | 0.6 | 1.2 | 0.25 | 0.4 | 10 | 4 | 150 | Dyn5 | hv | 0 | -2 | 2 | 0 | 2.5 | FALSE
0.4 MVA 10/0.4 kV | 0.2375 | 0.95 | 1.325 | 0.4 | 0.4 | 10 | 4 | 150 | Dyn5 | hv | 0 | -2 | 2 | 0 | 2.5 | FALSE
0.63 MVA 10/0.4 kV | 0.1873 | 1.18 | 1.0794 | 0.63 | 0.4 | 10 | 4 | 150 | Dyn5 | hv | 0 | -2 | 2 | 0 | 2.5 | FALSE

## trafo3w_std_types
| sn_hv_mva | sn_mv_mva | sn_lv_mva | vn_hv_kv | vn_mv_kv | vn_lv_kv | vk_hv_percent | vk_mv_percent | vk_lv_percent | vkr_hv_percent | vkr_mv_percent | vkr_lv_percent | pfe_kw | i0_percent | shift_mv_degree | shift_lv_degree | vector_group | tap_side | tap_neutral | tap_min | tap_max | tap_step_percent
63/25/38 MVA 110/20/10 kV | 63 | 25 | 38 | 110 | 20 | 10 | 10.4 | 10.4 | 10.4 | 0.28 | 0.32 | 0.35 | 35 | 0.89 | 0 | 0 | YN0yn0yn0 | hv | 0 | -10 | 10 | 1.2
63/25/38 MVA 110/10/10 kV | 63 | 25 | 38 | 110 | 10 | 10 | 10.4 | 10.4 | 10.4 | 0.28 | 0.32 | 0.35 | 35 | 0.89 | 0 | 0 | YN0yn0yn0 | hv | 0 | -10 | 10 | 1.2

## fuse_std_types
| fuse_type | i_rated_a | t_avg | t_min | t_total | x_avg | x_min | x_total
HV 100A | HV 100A | 100 | 0 | [10.0, 3.64, 0.854, 0.281, 0.1, 0.0531, 0.022, 0.01] | [10.0, 4.267, 1.21, 0.403, 0.1, 0.058, 0.022, 0.01] | 0 | [300.0, 350.0, 450.0, 550.0, 700.0, 850.0, 1200.0, 1752.0] | [600.0, 700.0, 900.0, 1150.0, 1665.0, 2000.0, 3000.0, 4313.0]
HV 10A | HV 10A | 10 | 0 | [10.0, 1675.0, 0.344, 0.156, 0.1, 0.0417, 0.0171, 0.01] | [10.0, 1.3, 0.3, 0.155, 0.1, 0.0555, 0.023, 0.01] | 0 | [30.0, 32.0, 35.0, 37.0, 39.0, 50.0, 70.0, 88.0] | [60.0, 70.0, 80.0, 87.0, 94.0, 110.0, 150.0, 216.0]
HV 125A | HV 125A | 125 | 0 | [10.0, 1.82, 0.344, 0.1, 0.0467, 0.0269, 0.01] | [10.0, 2.478, 0.426, 0.1, 0.0427, 0.0211, 0.01] | 0 | [375.0, 500.0, 700.0, 925.0, 1200.0, 1500.0, 2341.0] | [750.0, 1000.0, 1500.0, 2200.0, 3000.0, 4000.0, 5765.0]
HV 160A | HV 160A | 160 | 0 | [10.0, 4.15, 1.03, 0.198, 0.1, 0.051, 0.0172, 0.01] | [10.0, 2.3, 0.734, 0.274, 0.1, 0.046, 0.0177, 0.01] | 0 | [480.0, 550.0, 700.0, 1000.0, 1260.0, 1600.0, 2500.0, 3227.0] | [960.0, 1300.0, 1700.0, 2200.0, 2996.0, 4000.0, 6000.0, 7946.0]
HV 16A | HV 16A | 16 | 0 | [10.0, 0.352, 0.164, 0.1, 0.0649, 0.0342, 0.01] | [10.0, 2.34, 0.722, 0.181, 0.1, 0.055, 0.0296, 0.01] | 0 | [48.0, 60.0, 65.0, 71.0, 80.0, 100.0, 162.0] | [96.0, 110.0, 125.0, 150.0, 168.0, 200.0, 250.0, 398.0]
HV 200A | HV 200A | 200 | 0 | [10.0, 4.267, 1.21, 0.403, 0.1, 0.058, 0.022, 0.01] | [10.0, 3.73, 1.654, 0.328, 0.1, 0.0531, 0.019, 0.01] | 0 | [600.0, 700.0, 900.0, 1150.0, 1665.0, 2000.0, 3000.0, 4313.0] | [1200.0, 1500.0, 1800.0, 2700.0, 3960.0, 5000.0, 7500.0, 10620.0]
HV 20A | HV 20A | 20 | 0 | [10.0, 1.3, 0.3, 0.155, 0.1, 0.0555, 0.023, 0.01] | [10.0, 1.3, 0.161, 0.1, 0.0611, 0.0399, 0.0141, 0.01] | 0 | [60.0, 70.0, 80.0, 87.0, 94.0, 110.0, 150.0, 216.0] | [120.0, 150.0, 200.0, 223.0, 260.0, 300.0, 450.0, 532.0]
HV 25A | HV 25A | 25 | 0 | [10.0, 2.512, 0.833, 0.299, 0.1, 0.0372, 0.0223, 0.01] | [10.0, 3.125, 0.597, 0.198, 0.1, 0.0378, 0.022, 0.01] | 0 | [75.0, 82.0, 90.0, 100.0, 124.0, 170.0, 200.0, 289.0] | [150.0, 170.0, 210.0, 250.0, 294.0, 400.0, 500.0, 711.0]
HV 31.5A | HV 31.5A | 31.5 | 0 | [10.0, 2.34, 0.722, 0.181, 0.1, 0.055, 0.0296, 0.01] | [10.0, 2.84, 0.368, 0.164, 0.1, 0.0621, 0.0378, 0.0195, 0.01] | 0 | [95.0, 110.0, 125.0, 150.0, 165.0, 200.0, 250.0, 390.0] | [189.0, 220.0, 300.0, 350.0, 393.0, 450.0, 530.0, 700.0, 960.0]
HV 40A | HV 40A | 40 | 0 | [10.0, 1.3, 0.161, 0.1, 0.0611, 0.0399, 0.0141, 0.01] | [10.0, 2.05, 0.369, 0.198, 0.1, 0.051, 0.0298, 0.01] | 0 | [120.0, 150.0, 200.0, 223.0, 260.0, 300.0, 450.0, 532.0] | [240.0, 300.0, 400.0, 450.0, 530.0, 650.0, 800.0, 1311.0]
HV 50A | HV 50A | 50 | 0 | [10.0, 3.215, 0.597, 0.198, 0.1, 0.0378, 0.022, 0.01] | [10.0, 3.64, 0.854, 0.281, 0.1, 0.0531, 0.022, 0.01] | 0 | [150.0, 170.0, 210.0, 250.0, 294.0, 400.0, 500.0, 711.0] | [300.0, 350.0, 450.0, 550.0, 700.0, 850.0, 1200.0, 1752.0]
HV 6.3A | HV 6.3A | 6.3 | 0 | [10.0, 1.39, 0.344, 0.168, 0.1, 0.056, 0.0263, 0.01] | [10.0, 1.711, 0.516, 0.198, 0.1, 0.0634, 0.0303, 0.01] | 0 | [19.0, 19.5, 20.4, 20.8, 22.0, 25.0, 32.0, 48.0] | [38.0, 40.0, 43.0, 48.0, 53.0, 60.0, 75.0, 118.0]
HV 63A | HV 63A | 63 | 0 | [10.0, 2.84, 0.368, 0.164, 0.1, 0.0621, 0.0378, 0.0195, 0.01] | [10.0, 1.82, 0.344, 0.1, 0.0467, 0.0269, 0.01] | 0 | [189.0, 220.0, 300.0, 350.0, 393.0, 450.0, 530.0, 700.0, 961.0] | [378.0, 500.0, 700.0, 934.0, 1200.0, 1500.0, 2366.0]
HV 80A | HV 80A | 80 | 0 | [10.0, 2.05, 0.369, 0.198, 0.1, 0.051, 0.0298, 0.01] | [10.0, 4.15, 1.03, 0.198, 0.1, 0.051, 0.0172, 0.01] | 0 | [240.0, 300.0, 400.0, 450.0, 530.0, 650.0, 800.0, 1311.0] | [480.0, 550.0, 700.0, 1000.0, 1260.0, 1600.0, 2500.0, 3227.0]
Siemens NH-1-100 | Siemens NH-1-100 | 100 | [5400.0, 2000.0, 400.0, 20.0, 1.0, 0.2, 0.012, 0.004] | 0 | 0 | [150.0, 190.0, 250.0, 430.0, 900.0, 1250.0, 2700.0, 3600.0] | 0 | 0
Siemens NH-1-125 | Siemens NH-1-125 | 125 | [4800.0, 120.0, 7.0, 0.1, 0.004] | 0 | 0 | [180.0, 400.0, 740.0, 2000.0, 4250.0] | 0 | 0
Siemens NH-1-16 | Siemens NH-1-16 | 16 | [4000.0, 400.0, 2.0, 0.1, 0.04, 0.01] | 0 | 0 | [26.0, 35.0, 75.0, 150.0, 200.0, 300.0] | 0 | 0
Siemens NH-1-160 | Siemens NH-1-160 | 160 | [4800.0, 120.0, 7.0, 0.1, 0.004] | 0 | 0 | [210.0, 500.0, 900.0, 2300.0, 5000.0] | 0 | 0
Siemens NH-1-25 | Siemens NH-1-25 | 25 | [4000.0, 1000.0, 10.0, 0.2, 0.02, 0.01] | 0 | 0 | [40.0, 50.0, 100.0, 210.0, 400.0, 500.0] | 0 | 0
Siemens NH-1-50 | Siemens NH-1-50 | 50 | [4000.0, 40.0, 4.0, 1.0, 0.02, 0.01] | 0 | 0 | [86.0, 200.0, 300.0, 400.0, 1000.0, 1280.0] | 0 | 0
Siemens NH-1-63 | Siemens NH-1-63 | 63 | [4000.0, 100.0, 10.0, 2.0, 0.04, 0.01] | 0 | 0 | [100.0, 200.0, 300.0, 400.0, 1000.0, 1500.0] | 0 | 0
Siemens NH-1-80 | Siemens NH-1-80 | 80 | [4800.0, 120.0, 7.0, 0.1, 0.01] | 0 | 0 | [150.58, 250.0, 450.0, 1150.0, 2470.0] | 0 | 0
Siemens NH-2-1000 | Siemens NH-2-1000 | 1000 | [4800.0, 120.0, 7.0, 0.1, 0.004] | 0 | 0 | [1900.0, 3500.0, 8400.0, 24000.0, 52000.0] | 0 | 0
Siemens NH-2-200 | Siemens NH-2-200 | 200 | [4800.0, 120.0, 7.0, 0.1, 0.004] | 0 | 0 | [280.0, 650.0, 1200.0, 3000.0, 7000.0] | 0 | 0
Siemens NH-2-224 | Siemens NH-2-224 | 224 | [4800.0, 120.0, 7.0, 0.2, 0.04, 0.004] | 0 | 0 | [400.0, 750.0, 1453.0, 3025.0, 4315.0, 7600.0] | 0 | 0
Siemens NH-2-250 | Siemens NH-2-250 | 250 | [4800.0, 120.0, 7.0, 0.1, 0.004] | 0 | 0 | [450.0, 800.0, 1650.0, 4000.0, 8500.0] | 0 | 0
Siemens NH-2-315 | Siemens NH-2-315 | 315 | [4800.0, 120.0, 7.0, 0.1, 0.004] | 0 | 0 | [550.0, 920.0, 1900.0, 5000.0, 11000.0] | 0 | 0
Siemens NH-2-355 | Siemens NH-2-355 | 355 | [4800.0, 120.0, 6.0, 0.1, 0.004] | 0 | 0 | [650.0, 1116.27, 2350.0, 5840.0, 12790.0] | 0 | 0
Siemens NH-2-400 | Siemens NH-2-400 | 400 | [4800.0, 120.0, 7.0, 0.1, 0.004] | 0 | 0 | [720.0, 1350.0, 2800.0, 6500.0, 15000.0] | 0 | 0
Siemens NH-2-425 | Siemens NH-2-425 | 425 | [4800.0, 120.0, 7.0, 0.1, 0.004] | 0 | 0 | [850.0, 1500.0, 3050.0, 7500.0, 16500.0] | 0 | 0
Siemens NH-2-630 | Siemens NH-2-630 | 630 | [4800.0, 120.0, 7.0, 0.1, 0.004] | 0 | 0 | [1200.0, 2000.0, 4800.0, 12000.0, 26000.0] | 0 | 0

## dtypes
| element | column | dtype
0 | bus | name | object
1 | bus | vn_kv | float64
2 | bus | type | object
3 | bus | zone | object
4 | bus | in_service | bool
5 | load | name | object
6 | load | bus | uint32
7 | load | p_mw | float64
8 | load | q_mvar | float64
9 | load | const_z_percent | float64
10 | load | const_i_percent | float64
11 | load | sn_mva | float64
12 | load | scaling | float64
13 | load | in_service | bool
14 | load | type | object
15 | ext_grid | name | object
16 | ext_grid | bus | uint32
17 | ext_grid | vm_pu | float64
18 | ext_grid | va_degree | float64
19 | ext_grid | slack_weight | float64
20 | ext_grid | in_service | bool
21 | line | name | object
22 | line | std_type | object
23 | line | from_bus | uint32
24 | line | to_bus | uint32
25 | line | length_km | float64
26 | line | r_ohm_per_km | float64
27 | line | x_ohm_per_km | float64
28 | line | c_nf_per_km | float64
29 | line | g_us_per_km | float64
30 | line | max_i_ka | float64
31 | line | df | float64
32 | line | parallel | uint32
33 | line | type | object
34 | line | in_service | bool
35 | trafo | name | object
36 | trafo | std_type | object
37 | trafo | hv_bus | uint32
38 | trafo | lv_bus | uint32
39 | trafo | sn_mva | float64
40 | trafo | vn_hv_kv | float64
41 | trafo | vn_lv_kv | float64
42 | trafo | vk_percent | float64
43 | trafo | vkr_percent | float64
44 | trafo | pfe_kw | float64
45 | trafo | i0_percent | float64
46 | trafo | shift_degree | float64
47 | trafo | tap_side | object
48 | trafo | tap_neutral | int32
49 | trafo | tap_min | int32
50 | trafo | tap_max | int32
51 | trafo | tap_step_percent | float64
52 | trafo | tap_step_degree | float64
53 | trafo | tap_pos | int32
54 | trafo | tap_phase_shifter | bool
55 | trafo | parallel | uint32
56 | trafo | df | float64
57 | trafo | in_service | bool
58 | line_geodata | coords | object
59 | bus_geodata | x | float64
60 | bus_geodata | y | float64
61 | bus_geodata | coords | object

## parameters
| version | format_version | converged | OPF_converged | name | f_hz | sn_mva
0 | 2.14.6 | 2.14.0 | FALSE | FALSE |  | 50 | 1