## bus
| name | vn_kv | type | zone | in_service
0 | bus_LV_883-4_0_5_node_0 | 0.4 | n |  | TRUE
1 | bus_LV_883-4_0_5_node_1 | 0.4 | n |  | TRUE
2 | bus_LV_883-4_0_5_node_2 | 0.4 | n |  | TRUE
3 | bus_LV_883-4_0_5_node_3 | 0.4 | n |  | TRUE
4 | bus_LV_883-4_0_5_node_4 | 0.4 | n |  | TRUE
5 | bus_LV_883-4_0_5_node_8 | 0.4 | n |  | TRUE
6 | bus_LV_883-4_0_5_node_14 | 0.4 | n |  | TRUE
7 | bus_LV_883-4_0_5_node_15 | 0.4 | n |  | TRUE
8 | bus_LV_883-4_0_5_node_5 | 0.4 | n |  | TRUE
9 | bus_LV_883-4_0_5_node_16 | 0.4 | n |  | TRUE
10 | bus_LV_883-4_0_5_node_154 | 0.4 | n |  | TRUE
11 | bus_LV_883-4_0_5_node_10 | 0.4 | n |  | TRUE
12 | bus_LV_883-4_0_5_node_12 | 0.4 | n |  | TRUE
13 | bus_LV_883-4_0_5_node_129 | 0.4 | n |  | TRUE
14 | bus_LV_883-4_0_5_node_11 | 0.4 | n |  | TRUE
15 | bus_LV_883-4_0_5_node_18 | 0.4 | n |  | TRUE
16 | bus_LV_883-4_0_5_node_17 | 0.4 | n |  | TRUE
17 | bus_LV_883-4_0_5_node_13 | 0.4 | n |  | TRUE
18 | bus_LV_883-4_0_5_node_27 | 0.4 | n |  | TRUE
19 | bus_LV_883-4_0_5_node_125 | 0.4 | n |  | TRUE
20 | bus_LV_883-4_0_5_node_19 | 0.4 | n |  | TRUE
21 | bus_LV_883-4_0_5_node_133 | 0.4 | n |  | TRUE
22 | bus_LV_883-4_0_5_node_132 | 0.4 | n |  | TRUE
23 | bus_LV_883-4_0_5_node_155 | 0.4 | n |  | TRUE
24 | bus_LV_883-4_0_5_node_152 | 0.4 | n |  | TRUE
25 | bus_LV_883-4_0_5_node_147 | 0.4 | n |  | TRUE
26 | bus_LV_883-4_0_5_node_150 | 0.4 | n |  | TRUE
27 | bus_LV_883-4_0_5_node_127 | 0.4 | n |  | TRUE
28 | bus_LV_883-4_0_5_node_124 | 0.4 | n |  | TRUE
29 | bus_LV_883-4_0_5_node_62 | 0.4 | n |  | TRUE
30 | bus_LV_883-4_0_5_node_25 | 0.4 | n |  | TRUE
31 | bus_LV_883-4_0_5_node_20 | 0.4 | n |  | TRUE
32 | bus_LV_883-4_0_5_node_123 | 0.4 | n |  | TRUE
33 | bus_LV_883-4_0_5_node_61 | 0.4 | n |  | TRUE
34 | bus_LV_883-4_0_5_node_21 | 0.4 | n |  | TRUE
35 | bus_LV_883-4_0_5_node_22 | 0.4 | n |  | TRUE
36 | bus_LV_883-4_0_5_node_134 | 0.4 | n |  | TRUE
37 | bus_LV_883-4_0_5_node_135 | 0.4 | n |  | TRUE
38 | bus_LV_883-4_0_5_node_23 | 0.4 | n |  | TRUE
39 | bus_LV_883-4_0_5_node_24 | 0.4 | n |  | TRUE
40 | bus_LV_883-4_0_5_node_138 | 0.4 | n |  | TRUE
41 | bus_LV_883-4_0_5_node_131 | 0.4 | n |  | TRUE
42 | bus_LV_883-4_0_5_node_26 | 0.4 | n |  | TRUE
43 | bus_LV_883-4_0_5_node_28 | 0.4 | n |  | TRUE
44 | bus_LV_883-4_0_5_node_29 | 0.4 | n |  | TRUE
45 | bus_LV_883-4_0_5_node_33 | 0.4 | n |  | TRUE
46 | bus_LV_883-4_0_5_node_31 | 0.4 | n |  | TRUE
47 | bus_LV_883-4_0_5_node_34 | 0.4 | n |  | TRUE
48 | bus_LV_883-4_0_5_node_30 | 0.4 | n |  | TRUE
49 | bus_LV_883-4_0_5_node_32 | 0.4 | n |  | TRUE
50 | bus_LV_883-4_0_5_node_35 | 0.4 | n |  | TRUE
51 | bus_LV_883-4_0_5_node_36 | 0.4 | n |  | TRUE
52 | bus_LV_883-4_0_5_node_37 | 0.4 | n |  | TRUE
53 | bus_LV_883-4_0_5_node_38 | 0.4 | n |  | TRUE
54 | bus_LV_883-4_0_5_node_39 | 0.4 | n |  | TRUE
55 | bus_LV_883-4_0_5_node_40 | 0.4 | n |  | TRUE
56 | bus_LV_883-4_0_5_node_41 | 0.4 | n |  | TRUE
57 | bus_LV_883-4_0_5_node_42 | 0.4 | n |  | TRUE
58 | bus_LV_883-4_0_5_node_43 | 0.4 | n |  | TRUE
59 | bus_LV_883-4_0_5_node_44 | 0.4 | n |  | TRUE
60 | bus_LV_883-4_0_5_node_45 | 0.4 | n |  | TRUE
61 | bus_LV_883-4_0_5_node_46 | 0.4 | n |  | TRUE
62 | bus_LV_883-4_0_5_node_47 | 0.4 | n |  | TRUE
63 | bus_LV_883-4_0_5_node_48 | 0.4 | n |  | TRUE
64 | bus_LV_883-4_0_5_node_120 | 0.4 | n |  | TRUE
65 | bus_LV_883-4_0_5_node_95 | 0.4 | n |  | TRUE
66 | bus_LV_883-4_0_5_node_118 | 0.4 | n |  | TRUE
67 | bus_LV_883-4_0_5_node_121 | 0.4 | n |  | TRUE
68 | bus_LV_883-4_0_5_node_86 | 0.4 | n |  | TRUE
69 | bus_LV_883-4_0_5_node_49 | 0.4 | n |  | TRUE
70 | bus_LV_883-4_0_5_node_50 | 0.4 | n |  | TRUE
71 | bus_LV_883-4_0_5_node_52 | 0.4 | n |  | TRUE
72 | bus_LV_883-4_0_5_node_51 | 0.4 | n |  | TRUE
73 | bus_LV_883-4_0_5_node_53 | 0.4 | n |  | TRUE
74 | bus_LV_883-4_0_5_node_54 | 0.4 | n |  | TRUE
75 | bus_LV_883-4_0_5_node_122 | 0.4 | n |  | TRUE
76 | bus_LV_883-4_0_5_node_55 | 0.4 | n |  | TRUE
77 | bus_LV_883-4_0_5_node_56 | 0.4 | n |  | TRUE
78 | bus_LV_883-4_0_5_node_57 | 0.4 | n |  | TRUE
79 | bus_LV_883-4_0_5_node_58 | 0.4 | n |  | TRUE
80 | bus_LV_883-4_0_5_node_59 | 0.4 | n |  | TRUE
81 | bus_LV_883-4_0_5_node_60 | 0.4 | n |  | TRUE
82 | bus_LV_883-4_0_5_node_63 | 0.4 | n |  | TRUE
83 | bus_LV_883-4_0_5_node_64 | 0.4 | n |  | TRUE
84 | bus_LV_883-4_0_5_node_65 | 0.4 | n |  | TRUE
85 | bus_LV_883-4_0_5_node_66 | 0.4 | n |  | TRUE
86 | bus_LV_883-4_0_5_node_67 | 0.4 | n |  | TRUE
87 | bus_LV_883-4_0_5_node_68 | 0.4 | n |  | TRUE
88 | bus_LV_883-4_0_5_node_79 | 0.4 | n |  | TRUE
89 | bus_LV_883-4_0_5_node_80 | 0.4 | n |  | TRUE
90 | bus_LV_883-4_0_5_node_69 | 0.4 | n |  | TRUE
91 | bus_LV_883-4_0_5_node_70 | 0.4 | n |  | TRUE
92 | bus_LV_883-4_0_5_node_71 | 0.4 | n |  | TRUE
93 | bus_LV_883-4_0_5_node_72 | 0.4 | n |  | TRUE
94 | bus_LV_883-4_0_5_node_73 | 0.4 | n |  | TRUE
95 | bus_LV_883-4_0_5_node_74 | 0.4 | n |  | TRUE
96 | bus_LV_883-4_0_5_node_75 | 0.4 | n |  | TRUE
97 | bus_LV_883-4_0_5_node_76 | 0.4 | n |  | TRUE
98 | bus_LV_883-4_0_5_node_77 | 0.4 | n |  | TRUE
99 | bus_LV_883-4_0_5_node_78 | 0.4 | n |  | TRUE
100 | bus_LV_883-4_0_5_node_89 | 0.4 | n |  | TRUE
101 | bus_LV_883-4_0_5_node_88 | 0.4 | n |  | TRUE
102 | bus_LV_883-4_0_5_node_90 | 0.4 | n |  | TRUE
103 | bus_LV_883-4_0_5_node_91 | 0.4 | n |  | TRUE
104 | bus_LV_883-4_0_5_node_85 | 0.4 | n |  | TRUE
105 | bus_LV_883-4_0_5_node_81 | 0.4 | n |  | TRUE
106 | bus_LV_883-4_0_5_node_82 | 0.4 | n |  | TRUE
107 | bus_LV_883-4_0_5_node_83 | 0.4 | n |  | TRUE
108 | bus_LV_883-4_0_5_node_84 | 0.4 | n |  | TRUE
109 | bus_LV_883-4_0_5_node_87 | 0.4 | n |  | TRUE
110 | bus_LV_883-4_0_5_node_92 | 0.4 | n |  | TRUE
111 | bus_LV_883-4_0_5_node_93 | 0.4 | n |  | TRUE
112 | bus_LV_883-4_0_5_node_98 | 0.4 | n |  | TRUE
113 | bus_LV_883-4_0_5_node_96 | 0.4 | n |  | TRUE
114 | bus_LV_883-4_0_5_node_94 | 0.4 | n |  | TRUE
115 | bus_LV_883-4_0_5_node_112 | 0.4 | n |  | TRUE
116 | bus_LV_883-4_0_5_node_97 | 0.4 | n |  | TRUE
117 | bus_LV_883-4_0_5_node_99 | 0.4 | n |  | TRUE
118 | bus_LV_883-4_0_5_node_100 | 0.4 | n |  | TRUE
119 | bus_LV_883-4_0_5_node_102 | 0.4 | n |  | TRUE
120 | bus_LV_883-4_0_5_node_101 | 0.4 | n |  | TRUE
121 | bus_LV_883-4_0_5_node_103 | 0.4 | n |  | TRUE
122 | bus_LV_883-4_0_5_node_104 | 0.4 | n |  | TRUE
123 | bus_LV_883-4_0_5_node_105 | 0.4 | n |  | TRUE
124 | bus_LV_883-4_0_5_node_106 | 0.4 | n |  | TRUE
125 | bus_LV_883-4_0_5_node_107 | 0.4 | n |  | TRUE
126 | bus_LV_883-4_0_5_node_108 | 0.4 | n |  | TRUE
127 | bus_LV_883-4_0_5_node_109 | 0.4 | n |  | TRUE
128 | bus_LV_883-4_0_5_node_110 | 0.4 | n |  | TRUE
129 | bus_LV_883-4_0_5_node_111 | 0.4 | n |  | TRUE
130 | bus_LV_883-4_0_5_node_113 | 0.4 | n |  | TRUE
131 | bus_LV_883-4_0_5_node_114 | 0.4 | n |  | TRUE
132 | bus_LV_883-4_0_5_node_115 | 0.4 | n |  | TRUE
133 | bus_LV_883-4_0_5_node_116 | 0.4 | n |  | TRUE
134 | bus_LV_883-4_0_5_node_117 | 0.4 | n |  | TRUE
135 | bus_LV_883-4_0_5_node_119 | 0.4 | n |  | TRUE
136 | bus_LV_883-4_0_5_node_126 | 0.4 | n |  | TRUE
137 | bus_LV_883-4_0_5_node_139 | 0.4 | n |  | TRUE
138 | bus_LV_883-4_0_5_node_148 | 0.4 | n |  | TRUE
139 | bus_LV_883-4_0_5_node_128 | 0.4 | n |  | TRUE
140 | bus_LV_883-4_0_5_node_130 | 0.4 | n |  | TRUE
141 | bus_LV_883-4_0_5_node_136 | 0.4 | n |  | TRUE
142 | bus_LV_883-4_0_5_node_137 | 0.4 | n |  | TRUE
143 | bus_LV_883-4_0_5_node_140 | 0.4 | n |  | TRUE
144 | bus_LV_883-4_0_5_node_141 | 0.4 | n |  | TRUE
145 | bus_LV_883-4_0_5_node_146 | 0.4 | n |  | TRUE
146 | bus_LV_883-4_0_5_node_144 | 0.4 | n |  | TRUE
147 | bus_LV_883-4_0_5_node_142 | 0.4 | n |  | TRUE
148 | bus_LV_883-4_0_5_node_143 | 0.4 | n |  | TRUE
149 | bus_LV_883-4_0_5_node_145 | 0.4 | n |  | TRUE
150 | bus_LV_883-4_0_5_node_149 | 0.4 | n |  | TRUE
151 | bus_LV_883-4_0_5_node_151 | 0.4 | n |  | TRUE
152 | bus_LV_883-4_0_5_node_153 | 0.4 | n |  | TRUE
153 | bus_LV_883-4_0_5_node_156 | 0.4 | n |  | TRUE
154 | bus_LV_883-4_0_5_node_157 | 0.4 | n |  | TRUE
155 | bus_LV_883-4_0_5_node_170 | 0.4 | n |  | TRUE
156 | bus_LV_883-4_0_5_node_168 | 0.4 | n |  | TRUE
157 | bus_LV_883-4_0_5_node_158 | 0.4 | n |  | TRUE
158 | bus_LV_883-4_0_5_node_159 | 0.4 | n |  | TRUE
159 | bus_LV_883-4_0_5_node_160 | 0.4 | n |  | TRUE
160 | bus_LV_883-4_0_5_node_161 | 0.4 | n |  | TRUE
161 | bus_LV_883-4_0_5_node_163 | 0.4 | n |  | TRUE
162 | bus_LV_883-4_0_5_node_164 | 0.4 | n |  | TRUE
163 | bus_LV_883-4_0_5_node_162 | 0.4 | n |  | TRUE
164 | bus_LV_883-4_0_5_node_172 | 0.4 | n |  | TRUE
165 | bus_LV_883-4_0_5_node_173 | 0.4 | n |  | TRUE
166 | bus_LV_883-4_0_5_node_167 | 0.4 | n |  | TRUE
167 | bus_LV_883-4_0_5_node_165 | 0.4 | n |  | TRUE
168 | bus_LV_883-4_0_5_node_174 | 0.4 | n |  | TRUE
169 | bus_LV_883-4_0_5_node_169 | 0.4 | n |  | TRUE
170 | bus_LV_883-4_0_5_node_166 | 0.4 | n |  | TRUE
171 | bus_LV_883-4_0_5_node_171 | 0.4 | n |  | TRUE
172 | bus_LV_883-4_0_5_node_175 | 0.4 | n |  | TRUE
173 | bus_MV_122_0_node_141 | 20 | n |  | TRUE

## load
| name | bus | p_mw | q_mvar | const_z_percent | const_i_percent | sn_mva | scaling | in_service | type
0 | LV_883-4_0_5_load_0 | 0 | 0.0043394 | 0.0010875 | 0 | 0 |  | 1 | TRUE | wye
1 | LV_883-4_0_5_load_1 | 1 | 0.0088099 | 0.002208 | 0 | 0 |  | 1 | TRUE | wye
2 | LV_883-4_0_5_load_14 | 6 | 0.0034332 | 0.00086045 | 0 | 0 |  | 1 | TRUE | wye
3 | LV_883-4_0_5_load_15 | 7 | 0.0035989 | 0.00090196 | 0 | 0 |  | 1 | TRUE | wye
4 | LV_883-4_0_5_load_16 | 9 | 0.0063744 | 0.0015976 | 0 | 0 |  | 1 | TRUE | wye
5 | LV_883-4_0_5_load_154 | 10 | 0.0026137 | 0.00065506 | 0 | 0 |  | 1 | TRUE | wye
6 | LV_883-4_0_5_load_129 | 13 | 0.003377 | 0.00084635 | 0 | 0 |  | 1 | TRUE | wye
7 | LV_883-4_0_5_load_17 | 16 | 0.0019422 | 0.00048677 | 0 | 0 |  | 1 | TRUE | wye
8 | LV_883-4_0_5_load_27 | 18 | 0.001182 | 0.00029625 | 0 | 0 |  | 1 | TRUE | wye
9 | LV_883-4_0_5_load_125 | 19 | 0.0059235 | 0.0014846 | 0 | 0 |  | 1 | TRUE | wye
10 | LV_883-4_0_5_load_19 | 20 | 0.0027956 | 0.00070065 | 0 | 0 |  | 1 | TRUE | wye
11 | LV_883-4_0_5_load_133 | 21 | 0.0015612 | 0.00039128 | 0 | 0 |  | 1 | TRUE | wye
12 | LV_883-4_0_5_load_132 | 22 | 0.0044195 | 0.0011076 | 0 | 0 |  | 1 | TRUE | wye
13 | LV_883-4_0_5_load_155 | 23 | 0.0014891 | 0.00037322 | 0 | 0 |  | 1 | TRUE | wye
14 | LV_883-4_0_5_load_147 | 25 | 0.0030519 | 0.00076488 | 0 | 0 |  | 1 | TRUE | wye
15 | LV_883-4_0_5_load_127 | 27 | 0.0020278 | 0.0005082 | 0 | 0 |  | 1 | TRUE | wye
16 | LV_883-4_0_5_load_124 | 28 | 0.0037229 | 0.00093305 | 0 | 0 |  | 1 | TRUE | wye
17 | LV_883-4_0_5_load_25 | 30 | 0.0092847 | 0.002327 | 0 | 0 |  | 1 | TRUE | wye
18 | LV_883-4_0_5_load_20 | 31 | 0.0050204 | 0.0012582 | 0 | 0 |  | 1 | TRUE | wye
19 | LV_883-4_0_5_load_123 | 32 | 0.0067715 | 0.0016971 | 0 | 0 |  | 1 | TRUE | wye
20 | LV_883-4_0_5_load_61 | 33 | 0.006178 | 0.0015484 | 0 | 0 |  | 1 | TRUE | wye
21 | LV_883-4_0_5_load_21 | 34 | 0.0039038 | 0.00097838 | 0 | 0 |  | 1 | TRUE | wye
22 | LV_883-4_0_5_load_134 | 36 | 0.0025192 | 0.00063136 | 0 | 0 |  | 1 | TRUE | wye
23 | LV_883-4_0_5_load_135 | 37 | 0.0056934 | 0.0014269 | 0 | 0 |  | 1 | TRUE | wye
24 | LV_883-4_0_5_load_23 | 38 | 0.0072596 | 0.0018194 | 0 | 0 |  | 1 | TRUE | wye
25 | LV_883-4_0_5_load_24 | 39 | 0.0035897 | 0.00089967 | 0 | 0 |  | 1 | TRUE | wye
26 | LV_883-4_0_5_load_138 | 40 | 0.00092203 | 0.00023108 | 0 | 0 |  | 1 | TRUE | wye
27 | LV_883-4_0_5_load_131 | 41 | 0.0073584 | 0.0018442 | 0 | 0 |  | 1 | TRUE | wye
28 | LV_883-4_0_5_load_26 | 42 | 0.0016418 | 0.00041147 | 0 | 0 |  | 1 | TRUE | wye
29 | LV_883-4_0_5_load_28 | 43 | 0.001385 | 0.00034711 | 0 | 0 |  | 1 | TRUE | wye
30 | LV_883-4_0_5_load_33 | 45 | 0.0020699 | 0.00051878 | 0 | 0 |  | 1 | TRUE | wye
31 | LV_883-4_0_5_load_31 | 46 | 0.0016063 | 0.00040259 | 0 | 0 |  | 1 | TRUE | wye
32 | LV_883-4_0_5_load_34 | 47 | 0.0028789 | 0.00072153 | 0 | 0 |  | 1 | TRUE | wye
33 | LV_883-4_0_5_load_30 | 48 | 0.0030019 | 0.00075236 | 0 | 0 |  | 1 | TRUE | wye
34 | LV_883-4_0_5_load_32 | 49 | 0.0076283 | 0.0019118 | 0 | 0 |  | 1 | TRUE | wye
35 | LV_883-4_0_5_load_35 | 50 | 0.0015813 | 0.00039632 | 0 | 0 |  | 1 | TRUE | wye
36 | LV_883-4_0_5_load_36 | 51 | 0.0014152 | 0.00035467 | 0 | 0 |  | 1 | TRUE | wye
37 | LV_883-4_0_5_load_37 | 52 | 0.0016081 | 0.00040302 | 0 | 0 |  | 1 | TRUE | wye
38 | LV_883-4_0_5_load_38 | 53 | 0.0024856 | 0.00062294 | 0 | 0 |  | 1 | TRUE | wye
39 | LV_883-4_0_5_load_39 | 54 | 0.0050716 | 0.0012711 | 0 | 0 |  | 1 | TRUE | wye
40 | LV_883-4_0_5_load_40 | 55 | 0.0055364 | 0.0013876 | 0 | 0 |  | 1 | TRUE | wye
41 | LV_883-4_0_5_load_41 | 56 | 0.0036794 | 0.00092215 | 0 | 0 |  | 1 | TRUE | wye
42 | LV_883-4_0_5_load_42 | 57 | 0.005553 | 0.0013917 | 0 | 0 |  | 1 | TRUE | wye
43 | LV_883-4_0_5_load_43 | 58 | 0.0036834 | 0.00092314 | 0 | 0 |  | 1 | TRUE | wye
44 | LV_883-4_0_5_load_45 | 60 | 0.0029083 | 0.0007289 | 0 | 0 |  | 1 | TRUE | wye
45 | LV_883-4_0_5_load_46 | 61 | 0.0043638 | 0.0010937 | 0 | 0 |  | 1 | TRUE | wye
46 | LV_883-4_0_5_load_47 | 62 | 0.0036878 | 0.00092425 | 0 | 0 |  | 1 | TRUE | wye
47 | LV_883-4_0_5_load_48 | 63 | 0.010257 | 0.0025708 | 0 | 0 |  | 1 | TRUE | wye
48 | LV_883-4_0_5_load_120 | 64 | 0.0038095 | 0.00095476 | 0 | 0 |  | 1 | TRUE | wye
49 | LV_883-4_0_5_load_118 | 66 | 0.0022581 | 0.00056594 | 0 | 0 |  | 1 | TRUE | wye
50 | LV_883-4_0_5_load_121 | 67 | 0.0029483 | 0.00073891 | 0 | 0 |  | 1 | TRUE | wye
51 | LV_883-4_0_5_load_86 | 68 | 0.0026586 | 0.00066631 | 0 | 0 |  | 1 | TRUE | wye
52 | LV_883-4_0_5_load_49 | 69 | 0.0078422 | 0.0019654 | 0 | 0 |  | 1 | TRUE | wye
53 | LV_883-4_0_5_load_50 | 70 | 0.0029891 | 0.00074914 | 0 | 0 |  | 1 | TRUE | wye
54 | LV_883-4_0_5_load_51 | 72 | 0.0084169 | 0.0021095 | 0 | 0 |  | 1 | TRUE | wye
55 | LV_883-4_0_5_load_53 | 73 | 0.0011568 | 0.00028991 | 0 | 0 |  | 1 | TRUE | wye
56 | LV_883-4_0_5_load_122 | 75 | 0.0039857 | 0.0009989 | 0 | 0 |  | 1 | TRUE | wye
57 | LV_883-4_0_5_load_55 | 76 | 0.013327 | 0.0033401 | 0 | 0 |  | 1 | TRUE | wye
58 | LV_883-4_0_5_load_56 | 77 | 0.0076005 | 0.0019049 | 0 | 0 |  | 1 | TRUE | wye
59 | LV_883-4_0_5_load_57 | 78 | 0.005625 | 0.0014098 | 0 | 0 |  | 1 | TRUE | wye
60 | LV_883-4_0_5_load_58 | 79 | 0.01024 | 0.0025665 | 0 | 0 |  | 1 | TRUE | wye
61 | LV_883-4_0_5_load_59 | 80 | 0.0044851 | 0.0011241 | 0 | 0 |  | 1 | TRUE | wye
62 | LV_883-4_0_5_load_60 | 81 | 0.0058645 | 0.0014698 | 0 | 0 |  | 1 | TRUE | wye
63 | LV_883-4_0_5_load_63 | 82 | 0.0080827 | 0.0020257 | 0 | 0 |  | 1 | TRUE | wye
64 | LV_883-4_0_5_load_64 | 83 | 0.004157 | 0.0010418 | 0 | 0 |  | 1 | TRUE | wye
65 | LV_883-4_0_5_load_65 | 84 | 0.0036272 | 0.00090906 | 0 | 0 |  | 1 | TRUE | wye
66 | LV_883-4_0_5_load_66 | 85 | 0.0077327 | 0.001938 | 0 | 0 |  | 1 | TRUE | wye
67 | LV_883-4_0_5_load_67 | 86 | 0.0053229 | 0.001334 | 0 | 0 |  | 1 | TRUE | wye
68 | LV_883-4_0_5_load_68 | 87 | 0.0028586 | 0.00071644 | 0 | 0 |  | 1 | TRUE | wye
69 | LV_883-4_0_5_load_79 | 88 | 0.0039576 | 0.00099186 | 0 | 0 |  | 1 | TRUE | wye
70 | LV_883-4_0_5_load_80 | 89 | 0.0027568 | 0.00069092 | 0 | 0 |  | 1 | TRUE | wye
71 | LV_883-4_0_5_load_69 | 90 | 0.0020241 | 0.00050728 | 0 | 0 |  | 1 | TRUE | wye
72 | LV_883-4_0_5_load_70 | 91 | 0.0025631 | 0.00064238 | 0 | 0 |  | 1 | TRUE | wye
73 | LV_883-4_0_5_load_71 | 92 | 0.0023211 | 0.00058172 | 0 | 0 |  | 1 | TRUE | wye
74 | LV_883-4_0_5_load_72 | 93 | 0.0020077 | 0.00050317 | 0 | 0 |  | 1 | TRUE | wye
75 | LV_883-4_0_5_load_73 | 94 | 0.0044579 | 0.0011173 | 0 | 0 |  | 1 | TRUE | wye
76 | LV_883-4_0_5_load_74 | 95 | 0.002749 | 0.00068895 | 0 | 0 |  | 1 | TRUE | wye
77 | LV_883-4_0_5_load_75 | 96 | 0.0020914 | 0.00052416 | 0 | 0 |  | 1 | TRUE | wye
78 | LV_883-4_0_5_load_76 | 97 | 0.004043 | 0.0010133 | 0 | 0 |  | 1 | TRUE | wye
79 | LV_883-4_0_5_load_77 | 98 | 0.002879 | 0.00072153 | 0 | 0 |  | 1 | TRUE | wye
80 | LV_883-4_0_5_load_89 | 100 | 0.0023099 | 0.00057891 | 0 | 0 |  | 1 | TRUE | wye
81 | LV_883-4_0_5_load_88 | 101 | 0.0031757 | 0.00079591 | 0 | 0 |  | 1 | TRUE | wye
82 | LV_883-4_0_5_load_90 | 102 | 0.0015771 | 0.00039526 | 0 | 0 |  | 1 | TRUE | wye
83 | LV_883-4_0_5_load_91 | 103 | 0.0015957 | 0.00039991 | 0 | 0 |  | 1 | TRUE | wye
84 | LV_883-4_0_5_load_85 | 104 | 0.0023125 | 0.00057957 | 0 | 0 |  | 1 | TRUE | wye
85 | LV_883-4_0_5_load_81 | 105 | 0.0026563 | 0.00066574 | 0 | 0 |  | 1 | TRUE | wye
86 | LV_883-4_0_5_load_82 | 106 | 0.0022883 | 0.00057349 | 0 | 0 |  | 1 | TRUE | wye
87 | LV_883-4_0_5_load_87 | 109 | 0.0031484 | 0.00078906 | 0 | 0 |  | 1 | TRUE | wye
88 | LV_883-4_0_5_load_92 | 110 | 0.0026979 | 0.00067615 | 0 | 0 |  | 1 | TRUE | wye
89 | LV_883-4_0_5_load_93 | 111 | 0.0023713 | 0.00059431 | 0 | 0 |  | 1 | TRUE | wye
90 | LV_883-4_0_5_load_98 | 112 | 0.002415 | 0.00060525 | 0 | 0 |  | 1 | TRUE | wye
91 | LV_883-4_0_5_load_96 | 113 | 0.002115 | 0.00053007 | 0 | 0 |  | 1 | TRUE | wye
92 | LV_883-4_0_5_load_94 | 114 | 0.0020561 | 0.0005153 | 0 | 0 |  | 1 | TRUE | wye
93 | LV_883-4_0_5_load_112 | 115 | 0.0022854 | 0.00057278 | 0 | 0 |  | 1 | TRUE | wye
94 | LV_883-4_0_5_load_97 | 116 | 0.0021697 | 0.00054378 | 0 | 0 |  | 1 | TRUE | wye
95 | LV_883-4_0_5_load_99 | 117 | 0.0015316 | 0.00038385 | 0 | 0 |  | 1 | TRUE | wye
96 | LV_883-4_0_5_load_100 | 118 | 0.0011977 | 0.00030018 | 0 | 0 |  | 1 | TRUE | wye
97 | LV_883-4_0_5_load_102 | 119 | 0.0011989 | 0.00030047 | 0 | 0 |  | 1 | TRUE | wye
98 | LV_883-4_0_5_load_101 | 120 | 0.0012217 | 0.00030619 | 0 | 0 |  | 1 | TRUE | wye
99 | LV_883-4_0_5_load_104 | 122 | 0.0026227 | 0.0006573 | 0 | 0 |  | 1 | TRUE | wye
100 | LV_883-4_0_5_load_105 | 123 | 0.0025429 | 0.0006373 | 0 | 0 |  | 1 | TRUE | wye
101 | LV_883-4_0_5_load_107 | 125 | 0.0065628 | 0.0016448 | 0 | 0 |  | 1 | TRUE | wye
102 | LV_883-4_0_5_load_109 | 127 | 0.003178 | 0.00079649 | 0 | 0 |  | 1 | TRUE | wye
103 | LV_883-4_0_5_load_110 | 128 | 0.0066763 | 0.0016732 | 0 | 0 |  | 1 | TRUE | wye
104 | LV_883-4_0_5_load_111 | 129 | 0.0045542 | 0.0011414 | 0 | 0 |  | 1 | TRUE | wye
105 | LV_883-4_0_5_load_113 | 130 | 0.0031805 | 0.00079712 | 0 | 0 |  | 1 | TRUE | wye
106 | LV_883-4_0_5_load_114 | 131 | 0.0029426 | 0.00073749 | 0 | 0 |  | 1 | TRUE | wye
107 | LV_883-4_0_5_load_115 | 132 | 0.0057699 | 0.0014461 | 0 | 0 |  | 1 | TRUE | wye
108 | LV_883-4_0_5_load_116 | 133 | 0.0020564 | 0.00051537 | 0 | 0 |  | 1 | TRUE | wye
109 | LV_883-4_0_5_load_117 | 134 | 0.0026524 | 0.00066475 | 0 | 0 |  | 1 | TRUE | wye
110 | LV_883-4_0_5_load_119 | 135 | 0.0021447 | 0.0005375 | 0 | 0 |  | 1 | TRUE | wye
111 | LV_883-4_0_5_load_126 | 136 | 0.0021458 | 0.00053779 | 0 | 0 |  | 1 | TRUE | wye
112 | LV_883-4_0_5_load_139 | 137 | 0.0021528 | 0.00053954 | 0 | 0 |  | 1 | TRUE | wye
113 | LV_883-4_0_5_load_148 | 138 | 0.0053872 | 0.0013502 | 0 | 0 |  | 1 | TRUE | wye
114 | LV_883-4_0_5_load_128 | 139 | 0.0019466 | 0.00048787 | 0 | 0 |  | 1 | TRUE | wye
115 | LV_883-4_0_5_load_130 | 140 | 0.00072261 | 0.0001811 | 0 | 0 |  | 1 | TRUE | wye
116 | LV_883-4_0_5_load_136 | 141 | 0.0031628 | 0.00079268 | 0 | 0 |  | 1 | TRUE | wye
117 | LV_883-4_0_5_load_137 | 142 | 0.0023022 | 0.00057698 | 0 | 0 |  | 1 | TRUE | wye
118 | LV_883-4_0_5_load_140 | 143 | 0.003243 | 0.00081277 | 0 | 0 |  | 1 | TRUE | wye
119 | LV_883-4_0_5_load_141 | 144 | 0.0041542 | 0.0010411 | 0 | 0 |  | 1 | TRUE | wye
120 | LV_883-4_0_5_load_146 | 145 | 0.0033064 | 0.00082866 | 0 | 0 |  | 1 | TRUE | wye
121 | LV_883-4_0_5_load_144 | 146 | 0.0074569 | 0.0018689 | 0 | 0 |  | 1 | TRUE | wye
122 | LV_883-4_0_5_load_142 | 147 | 0.0064138 | 0.0016075 | 0 | 0 |  | 1 | TRUE | wye
123 | LV_883-4_0_5_load_143 | 148 | 0.0039485 | 0.00098959 | 0 | 0 |  | 1 | TRUE | wye
124 | LV_883-4_0_5_load_145 | 149 | 0.0024617 | 0.00061696 | 0 | 0 |  | 1 | TRUE | wye
125 | LV_883-4_0_5_load_149 | 150 | 0.0023207 | 0.00058162 | 0 | 0 |  | 1 | TRUE | wye
126 | LV_883-4_0_5_load_153 | 152 | 0.00041007 | 0.00010277 | 0 | 0 |  | 1 | TRUE | wye
127 | LV_883-4_0_5_load_156 | 153 | 0.005103 | 0.0012789 | 0 | 0 |  | 1 | TRUE | wye
128 | LV_883-4_0_5_load_157 | 154 | 0.0022725 | 0.00056953 | 0 | 0 |  | 1 | TRUE | wye
129 | LV_883-4_0_5_load_170 | 155 | 0.0014913 | 0.00037376 | 0 | 0 |  | 1 | TRUE | wye
130 | LV_883-4_0_5_load_168 | 156 | 0.00049974 | 0.00012525 | 0 | 0 |  | 1 | TRUE | wye
131 | LV_883-4_0_5_load_158 | 157 | 0.0013267 | 0.00033251 | 0 | 0 |  | 1 | TRUE | wye
132 | LV_883-4_0_5_load_159 | 158 | 0.0022705 | 0.00056903 | 0 | 0 |  | 1 | TRUE | wye
133 | LV_883-4_0_5_load_164 | 162 | 0.0010802 | 0.00027072 | 0 | 0 |  | 1 | TRUE | wye
134 | LV_883-4_0_5_load_172 | 164 | 0.0050123 | 0.0012562 | 0 | 0 |  | 1 | TRUE | wye
135 | LV_883-4_0_5_load_173 | 165 | 0.0016122 | 0.00040405 | 0 | 0 |  | 1 | TRUE | wye
136 | LV_883-4_0_5_load_165 | 167 | 0.0030296 | 0.0007593 | 0 | 0 |  | 1 | TRUE | wye
137 | LV_883-4_0_5_load_166 | 170 | 0.0042695 | 0.00107 | 0 | 0 |  | 1 | TRUE | wye
138 | LV_883-4_0_5_load_171 | 171 | 0.00046585 | 0.00011675 | 0 | 0 |  | 1 | TRUE | wye
139 | LV_883-4_0_5_load_175 | 172 | 0.0060291 | 0.001511 | 0 | 0 |  | 1 | TRUE | wye

## ext_grid
| name | bus | vm_pu | va_degree | slack_weight | in_service
0 |  | 80 | 1 | 0 | 1 | TRUE

## line
| name | std_type | from_bus | to_bus | length_km | r_ohm_per_km | x_ohm_per_km | c_nf_per_km | g_us_per_km | max_i_ka | df | parallel | type | in_service
0 | LV_883-4_0_5_line_0 |  | 0 | 1 | 0.015132 | 0.125 | 0.08 | 261 | 0 | 0.364 | 1 | 4 | cs | TRUE
1 | LV_883-4_0_5_line_1 |  | 0 | 2 | 0.00073378 | 0.125 | 0.08 | 261 | 0 | 0.364 | 1 | 4 | cs | TRUE
2 | LV_883-4_0_5_line_2 |  | 1 | 3 | 0.044143 | 0.125 | 0.08 | 261 | 0 | 0.364 | 1 | 4 | cs | TRUE
3 | LV_883-4_0_5_line_3 |  | 2 | 4 | 0.017461 | 0.125 | 0.08 | 261 | 0 | 0.364 | 1 | 4 | cs | TRUE
4 | LV_883-4_0_5_line_4 |  | 3 | 5 | 0.45672 | 0.125 | 0.08 | 261 | 0 | 0.364 | 1 | 4 | cs | TRUE
5 | LV_883-4_0_5_line_5 |  | 4 | 6 | 0.027658 | 0.125 | 0.08 | 261 | 0 | 0.364 | 1 | 1 | cs | TRUE
6 | LV_883-4_0_5_line_6 |  | 4 | 7 | 0.012286 | 0.125 | 0.08 | 261 | 0 | 0.364 | 1 | 4 | cs | TRUE
7 | LV_883-4_0_5_line_7 |  | 5 | 10 | 0.19504 | 0.125 | 0.08 | 261 | 0 | 0.364 | 1 | 3 | cs | TRUE
8 | LV_883-4_0_5_line_8 |  | 6 | 8 | 0.0012969 | 0.125 | 0.08 | 261 | 0 | 0.364 | 1 | 1 | cs | TRUE
9 | LV_883-4_0_5_line_9 |  | 7 | 16 | 0.0086606 | 0.125 | 0.08 | 261 | 0 | 0.364 | 1 | 4 | cs | TRUE
10 | LV_883-4_0_5_line_10 |  | 8 | 9 | 0.01711 | 0.125 | 0.08 | 261 | 0 | 0.364 | 1 | 1 | cs | TRUE
11 | LV_883-4_0_5_line_11 |  | 9 | 20 | 0.0085072 | 0.125 | 0.08 | 261 | 0 | 0.364 | 1 | 1 | cs | TRUE
12 | LV_883-4_0_5_line_12 |  | 10 | 23 | 0.041283 | 0.125 | 0.08 | 261 | 0 | 0.364 | 1 | 2 | cs | TRUE
13 | LV_883-4_0_5_line_13 |  | 11 | 12 | 0.14553 | 0.125 | 0.08 | 261 | 0 | 0.364 | 1 | 1 | cs | TRUE
14 | LV_883-4_0_5_line_14 |  | 11 | 13 | 0.086043 | 0.125 | 0.08 | 261 | 0 | 0.364 | 1 | 1 | cs | TRUE
15 | LV_883-4_0_5_line_15 |  | 12 | 17 | 0.062358 | 0.125 | 0.08 | 261 | 0 | 0.364 | 1 | 1 | cs | TRUE
16 | LV_883-4_0_5_line_16 |  | 12 | 18 | 0.033737 | 0.125 | 0.08 | 261 | 0 | 0.364 | 1 | 1 | cs | TRUE
17 | LV_883-4_0_5_line_17 |  | 13 | 27 | 0.0441 | 0.125 | 0.08 | 261 | 0 | 0.364 | 1 | 1 | cs | TRUE
18 | LV_883-4_0_5_line_18 |  | 14 | 15 | 0.01492 | 0.125 | 0.08 | 261 | 0 | 0.364 | 1 | 4 | cs | TRUE
19 | LV_883-4_0_5_line_19 |  | 14 | 16 | 0.0091635 | 0.125 | 0.08 | 261 | 0 | 0.364 | 1 | 4 | cs | TRUE
20 | LV_883-4_0_5_line_20 |  | 15 | 28 | 0.025167 | 0.125 | 0.08 | 261 | 0 | 0.364 | 1 | 4 | cs | TRUE
21 | LV_883-4_0_5_line_21 |  | 15 | 29 | 0.016124 | 0.125 | 0.08 | 261 | 0 | 0.364 | 1 | 4 | cs | TRUE
22 | LV_883-4_0_5_line_22 |  | 17 | 19 | 0.032895 | 0.125 | 0.08 | 261 | 0 | 0.364 | 1 | 1 | cs | TRUE
23 | LV_883-4_0_5_line_23 |  | 18 | 30 | 0.016414 | 0.125 | 0.08 | 261 | 0 | 0.364 | 1 | 1 | cs | TRUE
24 | LV_883-4_0_5_line_24 |  | 19 | 28 | 0.028284 | 0.125 | 0.08 | 261 | 0 | 0.364 | 1 | 3 | cs | TRUE
25 | LV_883-4_0_5_line_25 |  | 20 | 31 | 0.011708 | 0.125 | 0.08 | 261 | 0 | 0.364 | 1 | 1 | cs | TRUE
26 | LV_883-4_0_5_line_26 |  | 21 | 22 | 0.01492 | 0.125 | 0.08 | 261 | 0 | 0.364 | 1 | 1 | cs | TRUE
27 | LV_883-4_0_5_line_27 |  | 22 | 35 | 0.01232 | 0.125 | 0.08 | 261 | 0 | 0.364 | 1 | 1 | cs | TRUE
28 | LV_883-4_0_5_line_28 |  | 23 | 153 | 0.022356 | 0.125 | 0.08 | 261 | 0 | 0.364 | 1 | 1 | cs | TRUE
29 | LV_883-4_0_5_line_29 |  | 24 | 25 | 0.13707 | 0.125 | 0.08 | 261 | 0 | 0.364 | 1 | 1 | cs | TRUE
30 | LV_883-4_0_5_line_30 |  | 24 | 26 | 0.043858 | 0.125 | 0.08 | 261 | 0 | 0.364 | 1 | 1 | cs | TRUE
31 | LV_883-4_0_5_line_31 |  | 25 | 149 | 0.0081754 | 0.125 | 0.08 | 261 | 0 | 0.364 | 1 | 1 | cs | TRUE
32 | LV_883-4_0_5_line_32 |  | 26 | 151 | 0.13982 | 0.125 | 0.08 | 261 | 0 | 0.364 | 1 | 1 | cs | TRUE
33 | LV_883-4_0_5_line_33 |  | 26 | 150 | 0.053296 | 0.125 | 0.08 | 261 | 0 | 0.364 | 1 | 1 | cs | TRUE
34 | LV_883-4_0_5_line_34 |  | 27 | 139 | 0.068062 | 0.125 | 0.08 | 261 | 0 | 0.364 | 1 | 1 | cs | TRUE
35 | LV_883-4_0_5_line_35 |  | 29 | 32 | 0.0058894 | 0.125 | 0.08 | 261 | 0 | 0.364 | 1 | 4 | cs | TRUE
36 | LV_883-4_0_5_line_36 |  | 29 | 33 | 0.019638 | 0.125 | 0.08 | 261 | 0 | 0.364 | 1 | 4 | cs | TRUE
37 | LV_883-4_0_5_line_37 |  | 30 | 42 | 0.0032981 | 0.125 | 0.08 | 261 | 0 | 0.364 | 1 | 1 | cs | TRUE
38 | LV_883-4_0_5_line_38 |  | 31 | 34 | 0.016381 | 0.125 | 0.08 | 261 | 0 | 0.364 | 1 | 1 | cs | TRUE
39 | LV_883-4_0_5_line_39 |  | 32 | 74 | 0.027399 | 0.125 | 0.08 | 261 | 0 | 0.364 | 1 | 4 | cs | TRUE
40 | LV_883-4_0_5_line_40 |  | 33 | 81 | 0.024947 | 0.125 | 0.08 | 261 | 0 | 0.364 | 1 | 4 | cs | TRUE
41 | LV_883-4_0_5_line_41 |  | 34 | 35 | 0.0099049 | 0.125 | 0.08 | 261 | 0 | 0.364 | 1 | 1 | cs | TRUE
42 | LV_883-4_0_5_line_42 |  | 35 | 36 | 0.016401 | 0.125 | 0.08 | 261 | 0 | 0.364 | 1 | 1 | cs | TRUE
43 | LV_883-4_0_5_line_43 |  | 36 | 37 | 0.012822 | 0.125 | 0.08 | 261 | 0 | 0.364 | 1 | 1 | cs | TRUE
44 | LV_883-4_0_5_line_44 |  | 37 | 141 | 0.0023289 | 0.125 | 0.08 | 261 | 0 | 0.364 | 1 | 1 | cs | TRUE
45 | LV_883-4_0_5_line_45 |  | 38 | 39 | 0.005617 | 0.125 | 0.08 | 261 | 0 | 0.364 | 1 | 1 | cs | TRUE
46 | LV_883-4_0_5_line_46 |  | 38 | 40 | 0.32718 | 0.125 | 0.08 | 261 | 0 | 0.364 | 1 | 1 | cs | TRUE
47 | LV_883-4_0_5_line_47 |  | 40 | 41 | 0.010249 | 0.125 | 0.08 | 261 | 0 | 0.364 | 1 | 1 | cs | TRUE
48 | LV_883-4_0_5_line_48 |  | 41 | 140 | 0.13604 | 0.125 | 0.08 | 261 | 0 | 0.364 | 1 | 1 | cs | TRUE
49 | LV_883-4_0_5_line_49 |  | 42 | 43 | 0.01993 | 0.125 | 0.08 | 261 | 0 | 0.364 | 1 | 1 | cs | TRUE
50 | LV_883-4_0_5_line_50 |  | 43 | 44 | 0.0045157 | 0.125 | 0.08 | 261 | 0 | 0.364 | 1 | 1 | cs | TRUE
51 | LV_883-4_0_5_line_51 |  | 44 | 45 | 0.0035278 | 0.125 | 0.08 | 261 | 0 | 0.364 | 1 | 1 | cs | TRUE
52 | LV_883-4_0_5_line_52 |  | 44 | 46 | 0.010966 | 0.125 | 0.08 | 261 | 0 | 0.364 | 1 | 1 | cs | TRUE
53 | LV_883-4_0_5_line_53 |  | 45 | 47 | 0.025672 | 0.125 | 0.08 | 261 | 0 | 0.364 | 1 | 1 | cs | TRUE
54 | LV_883-4_0_5_line_54 |  | 46 | 48 | 0.013441 | 0.125 | 0.08 | 261 | 0 | 0.364 | 1 | 1 | cs | TRUE
55 | LV_883-4_0_5_line_55 |  | 47 | 50 | 0.0092781 | 0.125 | 0.08 | 261 | 0 | 0.364 | 1 | 1 | cs | TRUE
56 | LV_883-4_0_5_line_56 |  | 48 | 49 | 0.018517 | 0.125 | 0.08 | 261 | 0 | 0.364 | 1 | 1 | cs | TRUE
57 | LV_883-4_0_5_line_57 |  | 50 | 51 | 0.00010376 | 0.125 | 0.08 | 261 | 0 | 0.364 | 1 | 1 | cs | TRUE
58 | LV_883-4_0_5_line_58 |  | 51 | 52 | 0.0095193 | 0.125 | 0.08 | 261 | 0 | 0.364 | 1 | 1 | cs | TRUE
59 | LV_883-4_0_5_line_59 |  | 52 | 53 | 0.04079 | 0.125 | 0.08 | 261 | 0 | 0.364 | 1 | 1 | cs | TRUE
60 | LV_883-4_0_5_line_60 |  | 54 | 55 | 0.0019125 | 0.125 | 0.08 | 261 | 0 | 0.364 | 1 | 1 | cs | TRUE
61 | LV_883-4_0_5_line_61 |  | 54 | 56 | 0.0086315 | 0.125 | 0.08 | 261 | 0 | 0.364 | 1 | 1 | cs | TRUE
62 | LV_883-4_0_5_line_62 |  | 55 | 57 | 0.010788 | 0.125 | 0.08 | 261 | 0 | 0.364 | 1 | 1 | cs | TRUE
63 | LV_883-4_0_5_line_63 |  | 56 | 58 | 0.011947 | 0.125 | 0.08 | 261 | 0 | 0.364 | 1 | 1 | cs | TRUE
64 | LV_883-4_0_5_line_64 |  | 58 | 59 | 0.017777 | 0.125 | 0.08 | 261 | 0 | 0.364 | 1 | 1 | cs | TRUE
65 | LV_883-4_0_5_line_65 |  | 59 | 60 | 0.0015728 | 0.125 | 0.08 | 261 | 0 | 0.364 | 1 | 1 | cs | TRUE
66 | LV_883-4_0_5_line_66 |  | 59 | 61 | 0.024547 | 0.125 | 0.08 | 261 | 0 | 0.364 | 1 | 1 | cs | TRUE
67 | LV_883-4_0_5_line_67 |  | 60 | 62 | 0.020181 | 0.125 | 0.08 | 261 | 0 | 0.364 | 1 | 1 | cs | TRUE
68 | LV_883-4_0_5_line_68 |  | 61 | 63 | 0.041566 | 0.125 | 0.08 | 261 | 0 | 0.364 | 1 | 1 | cs | TRUE
69 | LV_883-4_0_5_line_69 |  | 62 | 64 | 0.012004 | 0.125 | 0.08 | 261 | 0 | 0.364 | 1 | 1 | cs | TRUE
70 | LV_883-4_0_5_line_70 |  | 63 | 65 | 0.029718 | 0.125 | 0.08 | 261 | 0 | 0.364 | 1 | 1 | cs | TRUE
71 | LV_883-4_0_5_line_71 |  | 64 | 66 | 0.0084008 | 0.125 | 0.08 | 261 | 0 | 0.364 | 1 | 1 | cs | TRUE
72 | LV_883-4_0_5_line_72 |  | 65 | 67 | 0.010423 | 0.125 | 0.08 | 261 | 0 | 0.364 | 1 | 2 | cs | TRUE
73 | LV_883-4_0_5_line_73 |  | 65 | 68 | 0.019602 | 0.125 | 0.08 | 261 | 0 | 0.364 | 1 | 1 | cs | TRUE
74 | LV_883-4_0_5_line_74 |  | 66 | 133 | 0.0096669 | 0.125 | 0.08 | 261 | 0 | 0.364 | 1 | 1 | cs | TRUE
75 | LV_883-4_0_5_line_75 |  | 67 | 75 | 0.012228 | 0.125 | 0.08 | 261 | 0 | 0.364 | 1 | 4 | cs | TRUE
76 | LV_883-4_0_5_line_76 |  | 68 | 108 | 0.015535 | 0.125 | 0.08 | 261 | 0 | 0.364 | 1 | 1 | cs | TRUE
77 | LV_883-4_0_5_line_77 |  | 69 | 70 | 0.0031236 | 0.125 | 0.08 | 261 | 0 | 0.364 | 1 | 1 | cs | TRUE
78 | LV_883-4_0_5_line_78 |  | 70 | 71 | 0.044229 | 0.125 | 0.08 | 261 | 0 | 0.364 | 1 | 1 | cs | TRUE
79 | LV_883-4_0_5_line_79 |  | 71 | 73 | 0.068392 | 0.125 | 0.08 | 261 | 0 | 0.364 | 1 | 1 | cs | TRUE
80 | LV_883-4_0_5_line_80 |  | 71 | 74 | 0.028304 | 0.125 | 0.08 | 261 | 0 | 0.364 | 1 | 1 | cs | TRUE
81 | LV_883-4_0_5_line_81 |  | 71 | 72 | 0.022794 | 0.125 | 0.08 | 261 | 0 | 0.364 | 1 | 1 | cs | TRUE
82 | LV_883-4_0_5_line_82 |  | 74 | 75 | 0.0050975 | 0.125 | 0.08 | 261 | 0 | 0.364 | 1 | 4 | cs | TRUE
83 | LV_883-4_0_5_line_83 |  | 76 | 77 | 0.0053861 | 0.125 | 0.08 | 261 | 0 | 0.364 | 1 | 1 | cs | TRUE
84 | LV_883-4_0_5_line_84 |  | 76 | 78 | 0.022057 | 0.125 | 0.08 | 261 | 0 | 0.364 | 1 | 1 | cs | TRUE
85 | LV_883-4_0_5_line_85 |  | 77 | 79 | 0.017364 | 0.125 | 0.08 | 261 | 0 | 0.364 | 1 | 1 | cs | TRUE
86 | LV_883-4_0_5_line_86 |  | 78 | 80 | 0.009735 | 0.125 | 0.08 | 261 | 0 | 0.364 | 1 | 1 | cs | TRUE
87 | LV_883-4_0_5_line_87 |  | 80 | 81 | 0.022424 | 0.125 | 0.08 | 261 | 0 | 0.364 | 1 | 4 | cs | TRUE
88 | LV_883-4_0_5_line_88 |  | 82 | 83 | 0.00011983 | 0.125 | 0.08 | 261 | 0 | 0.364 | 1 | 1 | cs | TRUE
89 | LV_883-4_0_5_line_89 |  | 82 | 84 | 0.022659 | 0.125 | 0.08 | 261 | 0 | 0.364 | 1 | 1 | cs | TRUE
90 | LV_883-4_0_5_line_90 |  | 83 | 85 | 0.013896 | 0.125 | 0.08 | 261 | 0 | 0.364 | 1 | 1 | cs | TRUE
91 | LV_883-4_0_5_line_91 |  | 84 | 86 | 0.0023483 | 0.125 | 0.08 | 261 | 0 | 0.364 | 1 | 1 | cs | TRUE
92 | LV_883-4_0_5_line_92 |  | 86 | 87 | 0.01876 | 0.125 | 0.08 | 261 | 0 | 0.364 | 1 | 1 | cs | TRUE
93 | LV_883-4_0_5_line_93 |  | 87 | 88 | 0.0025787 | 0.125 | 0.08 | 261 | 0 | 0.364 | 1 | 1 | cs | TRUE
94 | LV_883-4_0_5_line_94 |  | 88 | 89 | 0.017333 | 0.125 | 0.08 | 261 | 0 | 0.364 | 1 | 1 | cs | TRUE
95 | LV_883-4_0_5_line_95 |  | 89 | 105 | 0.0063911 | 0.125 | 0.08 | 261 | 0 | 0.364 | 1 | 1 | cs | TRUE
96 | LV_883-4_0_5_line_96 |  | 90 | 91 | 0.0084886 | 0.125 | 0.08 | 261 | 0 | 0.364 | 1 | 1 | cs | TRUE
97 | LV_883-4_0_5_line_97 |  | 91 | 92 | 0.014225 | 0.125 | 0.08 | 261 | 0 | 0.364 | 1 | 1 | cs | TRUE
98 | LV_883-4_0_5_line_98 |  | 92 | 93 | 0.0088484 | 0.125 | 0.08 | 261 | 0 | 0.364 | 1 | 1 | cs | TRUE
99 | LV_883-4_0_5_line_99 |  | 93 | 94 | 0.015869 | 0.125 | 0.08 | 261 | 0 | 0.364 | 1 | 1 | cs | TRUE
100 | LV_883-4_0_5_line_100 |  | 94 | 95 | 0.010964 | 0.125 | 0.08 | 261 | 0 | 0.364 | 1 | 1 | cs | TRUE
101 | LV_883-4_0_5_line_101 |  | 95 | 96 | 0.0054425 | 0.125 | 0.08 | 261 | 0 | 0.364 | 1 | 1 | cs | TRUE
102 | LV_883-4_0_5_line_102 |  | 96 | 97 | 0.023022 | 0.125 | 0.08 | 261 | 0 | 0.364 | 1 | 1 | cs | TRUE
103 | LV_883-4_0_5_line_103 |  | 97 | 98 | 0.00055427 | 0.125 | 0.08 | 261 | 0 | 0.364 | 1 | 1 | cs | TRUE
104 | LV_883-4_0_5_line_104 |  | 98 | 99 | 0.016407 | 0.125 | 0.08 | 261 | 0 | 0.364 | 1 | 1 | cs | TRUE
105 | LV_883-4_0_5_line_105 |  | 99 | 100 | 0.015398 | 0.125 | 0.08 | 261 | 0 | 0.364 | 1 | 1 | cs | TRUE
106 | LV_883-4_0_5_line_106 |  | 99 | 101 | 0.018861 | 0.125 | 0.08 | 261 | 0 | 0.364 | 1 | 1 | cs | TRUE
107 | LV_883-4_0_5_line_107 |  | 99 | 102 | 0.009797 | 0.125 | 0.08 | 261 | 0 | 0.364 | 1 | 1 | cs | TRUE
108 | LV_883-4_0_5_line_108 |  | 100 | 103 | 0.023787 | 0.125 | 0.08 | 261 | 0 | 0.364 | 1 | 1 | cs | TRUE
109 | LV_883-4_0_5_line_109 |  | 101 | 104 | 0.018768 | 0.125 | 0.08 | 261 | 0 | 0.364 | 1 | 1 | cs | TRUE
110 | LV_883-4_0_5_line_110 |  | 103 | 112 | 0.0013888 | 0.125 | 0.08 | 261 | 0 | 0.364 | 1 | 1 | cs | TRUE
111 | LV_883-4_0_5_line_111 |  | 104 | 107 | 0.019447 | 0.125 | 0.08 | 261 | 0 | 0.364 | 1 | 1 | cs | TRUE
112 | LV_883-4_0_5_line_112 |  | 105 | 106 | 0.012637 | 0.125 | 0.08 | 261 | 0 | 0.364 | 1 | 1 | cs | TRUE
113 | LV_883-4_0_5_line_113 |  | 106 | 107 | 0.012933 | 0.125 | 0.08 | 261 | 0 | 0.364 | 1 | 1 | cs | TRUE
114 | LV_883-4_0_5_line_114 |  | 107 | 108 | 0.007343 | 0.125 | 0.08 | 261 | 0 | 0.364 | 1 | 1 | cs | TRUE
115 | LV_883-4_0_5_line_115 |  | 108 | 109 | 0.019662 | 0.125 | 0.08 | 261 | 0 | 0.364 | 1 | 1 | cs | TRUE
116 | LV_883-4_0_5_line_116 |  | 109 | 110 | 0.021247 | 0.125 | 0.08 | 261 | 0 | 0.364 | 1 | 1 | cs | TRUE
117 | LV_883-4_0_5_line_117 |  | 110 | 111 | 0.019363 | 0.125 | 0.08 | 261 | 0 | 0.364 | 1 | 1 | cs | TRUE
118 | LV_883-4_0_5_line_118 |  | 111 | 114 | 0.0032041 | 0.125 | 0.08 | 261 | 0 | 0.364 | 1 | 1 | cs | TRUE
119 | LV_883-4_0_5_line_119 |  | 112 | 113 | 0.018002 | 0.125 | 0.08 | 261 | 0 | 0.364 | 1 | 1 | cs | TRUE
120 | LV_883-4_0_5_line_120 |  | 113 | 116 | 0.0095969 | 0.125 | 0.08 | 261 | 0 | 0.364 | 1 | 1 | cs | TRUE
121 | LV_883-4_0_5_line_121 |  | 114 | 115 | 0.0035354 | 0.125 | 0.08 | 261 | 0 | 0.364 | 1 | 1 | cs | TRUE
122 | LV_883-4_0_5_line_122 |  | 116 | 117 | 0.01317 | 0.125 | 0.08 | 261 | 0 | 0.364 | 1 | 1 | cs | TRUE
123 | LV_883-4_0_5_line_123 |  | 117 | 118 | 0.0068827 | 0.125 | 0.08 | 261 | 0 | 0.364 | 1 | 1 | cs | TRUE
124 | LV_883-4_0_5_line_124 |  | 118 | 119 | 0.0070182 | 0.125 | 0.08 | 261 | 0 | 0.364 | 1 | 1 | cs | TRUE
125 | LV_883-4_0_5_line_125 |  | 119 | 120 | 0.0071525 | 0.125 | 0.08 | 261 | 0 | 0.364 | 1 | 1 | cs | TRUE
126 | LV_883-4_0_5_line_126 |  | 120 | 121 | 0.025548 | 0.125 | 0.08 | 261 | 0 | 0.364 | 1 | 1 | cs | TRUE
127 | LV_883-4_0_5_line_127 |  | 121 | 122 | 0.025749 | 0.125 | 0.08 | 261 | 0 | 0.364 | 1 | 1 | cs | TRUE
128 | LV_883-4_0_5_line_128 |  | 121 | 123 | 0.013465 | 0.125 | 0.08 | 261 | 0 | 0.364 | 1 | 1 | cs | TRUE
129 | LV_883-4_0_5_line_129 |  | 122 | 124 | 0.01203 | 0.125 | 0.08 | 261 | 0 | 0.364 | 1 | 1 | cs | TRUE
130 | LV_883-4_0_5_line_130 |  | 123 | 125 | 0.0013715 | 0.125 | 0.08 | 261 | 0 | 0.364 | 1 | 1 | cs | TRUE
131 | LV_883-4_0_5_line_131 |  | 124 | 126 | 0.002705 | 0.125 | 0.08 | 261 | 0 | 0.364 | 1 | 1 | cs | TRUE
132 | LV_883-4_0_5_line_132 |  | 124 | 127 | 0.017515 | 0.125 | 0.08 | 261 | 0 | 0.364 | 1 | 1 | cs | TRUE
133 | LV_883-4_0_5_line_133 |  | 126 | 128 | 0.059194 | 0.125 | 0.08 | 261 | 0 | 0.364 | 1 | 1 | cs | TRUE
134 | LV_883-4_0_5_line_134 |  | 127 | 129 | 0.018185 | 0.125 | 0.08 | 261 | 0 | 0.364 | 1 | 1 | cs | TRUE
135 | LV_883-4_0_5_line_135 |  | 130 | 131 | 0.046832 | 0.125 | 0.08 | 261 | 0 | 0.364 | 1 | 1 | cs | TRUE
136 | LV_883-4_0_5_line_136 |  | 130 | 132 | 0.016351 | 0.125 | 0.08 | 261 | 0 | 0.364 | 1 | 1 | cs | TRUE
137 | LV_883-4_0_5_line_137 |  | 131 | 133 | 0.0077879 | 0.125 | 0.08 | 261 | 0 | 0.364 | 1 | 1 | cs | TRUE
138 | LV_883-4_0_5_line_138 |  | 132 | 134 | 0.020732 | 0.125 | 0.08 | 261 | 0 | 0.364 | 1 | 1 | cs | TRUE
139 | LV_883-4_0_5_line_139 |  | 134 | 135 | 0.0058083 | 0.125 | 0.08 | 261 | 0 | 0.364 | 1 | 1 | cs | TRUE
140 | LV_883-4_0_5_line_140 |  | 135 | 136 | 0.012104 | 0.125 | 0.08 | 261 | 0 | 0.364 | 1 | 1 | cs | TRUE
141 | LV_883-4_0_5_line_141 |  | 136 | 137 | 0.0058878 | 0.125 | 0.08 | 261 | 0 | 0.364 | 1 | 1 | cs | TRUE
142 | LV_883-4_0_5_line_142 |  | 137 | 138 | 0.0080175 | 0.125 | 0.08 | 261 | 0 | 0.364 | 1 | 1 | cs | TRUE
143 | LV_883-4_0_5_line_143 |  | 139 | 140 | 0.014072 | 0.125 | 0.08 | 261 | 0 | 0.364 | 1 | 1 | cs | TRUE
144 | LV_883-4_0_5_line_144 |  | 141 | 142 | 0.018409 | 0.125 | 0.08 | 261 | 0 | 0.364 | 1 | 1 | cs | TRUE
145 | LV_883-4_0_5_line_145 |  | 142 | 143 | 0.015381 | 0.125 | 0.08 | 261 | 0 | 0.364 | 1 | 1 | cs | TRUE
146 | LV_883-4_0_5_line_146 |  | 143 | 144 | 0.0031865 | 0.125 | 0.08 | 261 | 0 | 0.364 | 1 | 1 | cs | TRUE
147 | LV_883-4_0_5_line_147 |  | 144 | 145 | 0.025076 | 0.125 | 0.08 | 261 | 0 | 0.364 | 1 | 1 | cs | TRUE
148 | LV_883-4_0_5_line_148 |  | 145 | 146 | 0.018771 | 0.125 | 0.08 | 261 | 0 | 0.364 | 1 | 1 | cs | TRUE
149 | LV_883-4_0_5_line_149 |  | 146 | 147 | 0.0016322 | 0.125 | 0.08 | 261 | 0 | 0.364 | 1 | 1 | cs | TRUE
150 | LV_883-4_0_5_line_150 |  | 147 | 148 | 0.01855 | 0.125 | 0.08 | 261 | 0 | 0.364 | 1 | 1 | cs | TRUE
151 | LV_883-4_0_5_line_151 |  | 148 | 149 | 0.02548 | 0.125 | 0.08 | 261 | 0 | 0.364 | 1 | 1 | cs | TRUE
152 | LV_883-4_0_5_line_152 |  | 151 | 152 | 0.011647 | 0.125 | 0.08 | 261 | 0 | 0.364 | 1 | 1 | cs | TRUE
153 | LV_883-4_0_5_line_153 |  | 153 | 154 | 0.034357 | 0.125 | 0.08 | 261 | 0 | 0.364 | 1 | 1 | cs | TRUE
154 | LV_883-4_0_5_line_154 |  | 154 | 155 | 0.07841 | 0.125 | 0.08 | 261 | 0 | 0.364 | 1 | 1 | cs | TRUE
155 | LV_883-4_0_5_line_155 |  | 155 | 156 | 0.058251 | 0.125 | 0.08 | 261 | 0 | 0.364 | 1 | 1 | cs | TRUE
156 | LV_883-4_0_5_line_156 |  | 156 | 161 | 0.14685 | 0.125 | 0.08 | 261 | 0 | 0.364 | 1 | 1 | cs | TRUE
157 | LV_883-4_0_5_line_157 |  | 157 | 158 | 0.015548 | 0.125 | 0.08 | 261 | 0 | 0.364 | 1 | 1 | cs | TRUE
158 | LV_883-4_0_5_line_158 |  | 157 | 159 | 0.035405 | 0.125 | 0.08 | 261 | 0 | 0.364 | 1 | 1 | cs | TRUE
159 | LV_883-4_0_5_line_159 |  | 158 | 160 | 0.019261 | 0.125 | 0.08 | 261 | 0 | 0.364 | 1 | 1 | cs | TRUE
160 | LV_883-4_0_5_line_160 |  | 159 | 161 | 0.37213 | 0.125 | 0.08 | 261 | 0 | 0.364 | 1 | 1 | cs | TRUE
161 | LV_883-4_0_5_line_161 |  | 160 | 162 | 0.054599 | 0.125 | 0.08 | 261 | 0 | 0.364 | 1 | 1 | cs | TRUE
162 | LV_883-4_0_5_line_162 |  | 161 | 167 | 0.036174 | 0.125 | 0.08 | 261 | 0 | 0.364 | 1 | 1 | cs | TRUE
163 | LV_883-4_0_5_line_163 |  | 163 | 164 | 0.014235 | 0.125 | 0.08 | 261 | 0 | 0.364 | 1 | 1 | cs | TRUE
164 | LV_883-4_0_5_line_164 |  | 163 | 165 | 0.023246 | 0.125 | 0.08 | 261 | 0 | 0.364 | 1 | 1 | cs | TRUE
165 | LV_883-4_0_5_line_165 |  | 163 | 166 | 0.073126 | 0.125 | 0.08 | 261 | 0 | 0.364 | 1 | 1 | cs | TRUE
166 | LV_883-4_0_5_line_166 |  | 165 | 168 | 0.078223 | 0.125 | 0.08 | 261 | 0 | 0.364 | 1 | 1 | cs | TRUE
167 | LV_883-4_0_5_line_167 |  | 166 | 169 | 0.064306 | 0.125 | 0.08 | 261 | 0 | 0.364 | 1 | 1 | cs | TRUE
168 | LV_883-4_0_5_line_168 |  | 166 | 170 | 0.071364 | 0.125 | 0.08 | 261 | 0 | 0.364 | 1 | 1 | cs | TRUE
169 | LV_883-4_0_5_line_169 |  | 167 | 170 | 0.0017732 | 0.125 | 0.08 | 261 | 0 | 0.364 | 1 | 1 | cs | TRUE
170 | LV_883-4_0_5_line_170 |  | 168 | 172 | 0.060604 | 0.125 | 0.08 | 261 | 0 | 0.364 | 1 | 1 | cs | TRUE
171 | LV_883-4_0_5_line_171 |  | 169 | 171 | 0.028987 | 0.125 | 0.08 | 261 | 0 | 0.364 | 1 | 1 | cs | TRUE

## trafo
| name | std_type | hv_bus | lv_bus | sn_mva | vn_hv_kv | vn_lv_kv | vk_percent | vkr_percent | pfe_kw | i0_percent | shift_degree | tap_side | tap_neutral | tap_min | tap_max | tap_step_percent | tap_step_degree | tap_pos | tap_phase_shifter | parallel | df | in_service
0 | LV_883-4_0_5_trafo_59 | 0.63 MVA 20/0.4 kV | 173 | 80 | 0.63 | 20 | 0.4 | 6 | 1.206 | 1.65 | 0.2619 | 150 | hv | 0 | -2 | 2 | 2.5 | 0 | 0 | FALSE | 1 | 1 | TRUE

## line_geodata
| x0 | y0 | x1 | y1 | x2 | y2 | x3 | y3 | x4 | y4 | x5 | y5 | x6 | y6 | x7 | y7 | x8 | y8 | x9 | y9 | x10 | y10 | x11 | y11 | x12 | y12 | x13 | y13 | x14 | y14 | x15 | y15 | x16 | y16 | x17 | y17 | x18 | y18 | x19 | y19 | x20 | y20 | x21 | y21 | x22 | y22 | x23 | y23 | x24 | y24 | x25 | y25 | x26 | y26 | x27 | y27 | x28 | y28 | x29 | y29 | x30 | y30 | x31 | y31 | x32 | y32 | x33 | y33 | x34 | y34 | x35 | y35 | x36 | y36 | x37 | y37 | x38 | y38 | x39 | y39
0 | 2607687.6242 | 1181792.5064 | 2607688.7968 | 1181796.5722 | 2607695.6758 | 1181805.0277
1 | 2607687.4208 | 1181791.8013 | 2607687.6242 | 1181792.5064
2 | 2607722.2776 | 1181840.2261 | 2607714.7552 | 1181829.1886 | 2607709.5027 | 1181822.4785 | 2607696.619 | 1181806.1871 | 2607695.6758 | 1181805.0277
3 | 2607687.4208 | 1181791.8013 | 2607685.1933 | 1181784.1168 | 2607682.1351 | 1181775.1638
4 | 2607722.2776 | 1181840.2261 | 2607725.2981 | 1181842.798 | 2607728.1673 | 1181844.2023 | 2607736.4811 | 1181845.4581 | 2607743.1861 | 1181850.7805 | 2607765.2154 | 1181850.6976 | 2607791.1058 | 1181852.5652 | 2607792.9614 | 1181876.1908 | 2607793.5006 | 1181890.321 | 2607793.2425 | 1181901.0039 | 2607792.7524 | 1181908.0069 | 2607791.668 | 1181914.0308 | 2607790.4474 | 1181919.0429 | 2607798.7755 | 1181920.9435 | 2607822.6745 | 1181927.3777 | 2607834.7792 | 1181931.551 | 2607842.358 | 1181934.1955 | 2607849.9513 | 1181937.4182 | 2607857.2233 | 1181941.0295 | 2607864.2578 | 1181945.3186 | 2607878.3271 | 1181953.6412 | 2607892.2347 | 1181962.9085 | 2607902.1204 | 1181970.6365 | 2607907.3286 | 1181975.8905 | 2607912.3913 | 1181981.5222 | 2607914.6626 | 1181984.6823 | 2607916.7581 | 1181987.8867 | 2607924.6204 | 1182001.3595 | 2607931.4395 | 1182012.6075 | 2607935.2725 | 1182018.3933 | 2607939.2366 | 1182023.3122 | 2607947.3173 | 1182033.1723 | 2607951.6325 | 1182038.0582 | 2607956.9419 | 1182041.8338 | 2607967.6687 | 1182048.4514 | 2607986.374 | 1182055.4908 | 2608010.4354 | 1182059.8026 | 2608030.2229 | 1182062.5525 | 2608048.6784 | 1182062.188 | 2608056.1614 | 1182062.0312
5 | 2607682.1351 | 1181775.1638 | 2607671.2891 | 1181777.5958 | 2607655.1334 | 1181781.1524
6 | 2607682.1351 | 1181775.1638 | 2607681.2766 | 1181771.6832 | 2607678.504 | 1181763.4361
7 | 2608056.1614 | 1182062.0312 | 2608066.3245 | 1182061.8224 | 2608089.8534 | 1182064.5775 | 2608103.76 | 1182068.4981 | 2608122.1695 | 1182073.9479 | 2608141.3928 | 1182081.7111 | 2608159.8005 | 1182088.3615 | 2608171.2713 | 1182092.2901 | 2608181.8334 | 1182096.2176 | 2608231.7969 | 1182109.5478 | 2608243.6772 | 1182111.9976
8 | 2607653.8668 | 1181781.4312 | 2607655.1334 | 1181781.1524
9 | 2607678.504 | 1181763.4361 | 2607675.7441 | 1181755.2269
10 | 2607653.8668 | 1181781.4312 | 2607642.1731 | 1181783.9844 | 2607637.1587 | 1181785.1184
11 | 2607628.8565 | 1181786.9743 | 2607630.6855 | 1181786.5823 | 2607637.1587 | 1181785.1184
12 | 2608243.6772 | 1182111.9976 | 2608267.887 | 1182116.9898 | 2608284.3151 | 1182119.1025
13 | 2607957.0567 | 1181745.9489 | 2607946.0431 | 1181742.1436 | 2607922.573 | 1181734.3532 | 2607917.1535 | 1181732.8231 | 2607912.626 | 1181732.3392 | 2607908.6552 | 1181732.4785 | 2607903.0714 | 1181733.9608 | 2607898.2954 | 1181736.6893 | 2607895.8155 | 1181735.2965 | 2607892.7322 | 1181734.0362 | 2607889.4877 | 1181733.5095 | 2607884.5096 | 1181733.125 | 2607815.2513 | 1181733.5909
14 | 2607957.0567 | 1181745.9489 | 2607958.7431 | 1181741.0153 | 2607959.9521 | 1181739.0714 | 2607961.5046 | 1181737.2614 | 2607970.0343 | 1181731.1584 | 2607983.014 | 1181720.6591 | 2607989.8401 | 1181703.6482 | 2607991.7732 | 1181685.397 | 2607992.6031 | 1181673.1352
15 | 2607752.7128 | 1181733.855 | 2607761.9216 | 1181733.9335 | 2607791.9541 | 1181733.5719 | 2607815.2513 | 1181733.5909
16 | 2607815.2513 | 1181733.5909 | 2607810.3204 | 1181714.3525 | 2607806.7811 | 1181700.9351
17 | 2607995.645 | 1181629.1404 | 2607993.7203 | 1181656.6293 | 2607992.6031 | 1181673.1352
18 | 2607667.1921 | 1181732.7231 | 2607669.2766 | 1181738.8289 | 2607670.997 | 1181743.0221 | 2607672.4813 | 1181746.6703
19 | 2607672.4813 | 1181746.6703 | 2607674.4454 | 1181751.3641 | 2607675.7441 | 1181755.2269
20 | 2607667.1921 | 1181732.7231 | 2607682.012 | 1181733.8536 | 2607692.225 | 1181735.2228
21 | 2607667.1921 | 1181732.7231 | 2607662.6072 | 1181717.2649
22 | 2607752.7128 | 1181733.855 | 2607740.4802 | 1181733.7504 | 2607735.7427 | 1181736.3456 | 2607720.4858 | 1181736.0319
23 | 2607806.7811 | 1181700.9351 | 2607806.5363 | 1181700.0069 | 2607805.6731 | 1181694.3362 | 2607805.7037 | 1181688.3554 | 2607806.6051 | 1181684.7286
24 | 2607692.225 | 1181735.2228 | 2607694.235 | 1181735.4922 | 2607720.4858 | 1181736.0319
25 | 2607617.3443 | 1181789.0779 | 2607618.9769 | 1181788.8799 | 2607624.8578 | 1181787.8312 | 2607628.8565 | 1181786.9743
26 | 2607575.0684 | 1181808.8374 | 2607581.1554 | 1181802.0168 | 2607584.941 | 1181797.651
27 | 2607591.2838 | 1181787.1886 | 2607589.2698 | 1181791.7996 | 2607586.3935 | 1181795.9759 | 2607584.941 | 1181797.651
28 | 2608306.427 | 1182122.334 | 2608300.6525 | 1182121.2036 | 2608284.3151 | 1182119.1025
29 | 2607297.491 | 1181727.2074 | 2607306.8946 | 1181724.0727 | 2607316.6787 | 1181721.9612 | 2607326.9731 | 1181721.0065 | 2607337.3505 | 1181720.8857 | 2607344.8633 | 1181721.6396 | 2607352.3374 | 1181722.8493 | 2607376.0089 | 1181729.0369 | 2607398.436 | 1181734.8895 | 2607427.7944 | 1181742.4182 | 2607431.0422 | 1181743.2555
30 | 2607297.491 | 1181727.2074 | 2607293.8134 | 1181718.4095 | 2607292.5583 | 1181714.4171 | 2607291.4577 | 1181708.9352 | 2607291.1979 | 1181702.765 | 2607291.04 | 1181694.3939 | 2607289.0588 | 1181684.5976
31 | 2607438.9587 | 1181745.2966 | 2607431.0422 | 1181743.2555
32 | 2607150.0907 | 1181698.45 | 2607164.2141 | 1181694.6425 | 2607177.8938 | 1181691.5238 | 2607193.4973 | 1181688.8521 | 2607207.5801 | 1181687.0568 | 2607221.6315 | 1181686.0508 | 2607257.9947 | 1181685.4607 | 2607289.0588 | 1181684.5976
33 | 2607289.0588 | 1181684.5976 | 2607281.7896 | 1181671.7044 | 2607271.0213 | 1181660.3746 | 2607253.5439 | 1181645.6332
34 | 2607995.645 | 1181629.1404 | 2607996.3199 | 1181619.5026 | 2607983.8052 | 1181601.5435 | 2607962.4907 | 1181571.9002
35 | 2607662.6072 | 1181717.2649 | 2607660.9029 | 1181711.6275
36 | 2607662.6072 | 1181717.2649 | 2607680.4876 | 1181709.1441
37 | 2607807.6084 | 1181681.5953 | 2607807.024 | 1181683.0433 | 2607806.6051 | 1181684.7286
38 | 2607617.3443 | 1181789.0779 | 2607613.8066 | 1181789.507 | 2607608.6141 | 1181789.6116 | 2607603.6512 | 1181789.3052 | 2607601.0196 | 1181788.9816
39 | 2607653.0416 | 1181685.3809 | 2607659.4972 | 1181706.9779 | 2607660.9029 | 1181711.6275
40 | 2607703.2017 | 1181698.8277 | 2607680.4876 | 1181709.1441
41 | 2607591.2838 | 1181787.1886 | 2607598.7193 | 1181788.6987 | 2607601.0196 | 1181788.9816
42 | 2607591.2838 | 1181787.1886 | 2607585.0021 | 1181785.1686 | 2607578.8579 | 1181783.0487 | 2607575.7279 | 1181781.993
43 | 2607563.5478 | 1181777.9901 | 2607567.9738 | 1181779.3776 | 2607575.7279 | 1181781.993
44 | 2607563.5478 | 1181777.9901 | 2607562.2415 | 1181777.5806 | 2607561.3209 | 1181777.3086
45 | 2608163.9359 | 1181299.685 | 2608167.4045 | 1181304.1031 | 2608167.4045 | 1181304.1031
46 | 2607870.1035 | 1181443.6023 | 2608163.9359 | 1181299.685
47 | 2607870.1035 | 1181443.6023 | 2607873.7149 | 1181453.1943
48 | 2607873.7149 | 1181453.1943 | 2607874.7684 | 1181455.9925 | 2607879.5727 | 1181472.7407 | 2607888.9361 | 1181483.3806 | 2607907.0131 | 1181499.3457 | 2607927.8049 | 1181523.8188 | 2607941.3813 | 1181541.7792 | 2607954.3389 | 1181560.4297
49 | 2607816.6996 | 1181663.8833 | 2607813.1491 | 1181670.4336 | 2607809.1229 | 1181677.8433 | 2607807.6084 | 1181681.5953
50 | 2607818.8515 | 1181659.9134 | 2607816.6996 | 1181663.8833
51 | 2607818.8515 | 1181659.9134 | 2607820.3071 | 1181656.6998
52 | 2607818.8515 | 1181659.9134 | 2607809.2894 | 1181654.5449
53 | 2607830.1009 | 1181632.9813 | 2607824.8553 | 1181646.6588 | 2607820.3071 | 1181656.6998
54 | 2607802.111 | 1181645.6019 | 2607801.6448 | 1181650.2528 | 2607809.2894 | 1181654.5449
55 | 2607830.1009 | 1181632.9813 | 2607833.4233 | 1181624.3185
56 | 2607803.9577 | 1181627.1773 | 2607802.111 | 1181645.6019
57 | 2607833.4605 | 1181624.2216 | 2607833.4233 | 1181624.3185
58 | 2607836.8692 | 1181615.3336 | 2607833.4605 | 1181624.2216
59 | 2607851.4425 | 1181577.2354 | 2607842.9834 | 1181599.3914 | 2607836.8692 | 1181615.3336
60 | 2607555.3667 | 1181688.4438 | 2607557.2718 | 1181688.6127
61 | 2607555.3667 | 1181688.4438 | 2607546.769 | 1181687.6819
62 | 2607568.0175 | 1181689.565 | 2607557.2718 | 1181688.6127
63 | 2607546.769 | 1181687.6819 | 2607546.769 | 1181687.6819 | 2607547.2105 | 1181675.7435
64 | 2607547.8674 | 1181657.9791 | 2607547.2105 | 1181675.7435
65 | 2607547.8674 | 1181657.9791 | 2607546.2958 | 1181657.9183
66 | 2607547.8674 | 1181657.9791 | 2607569.7594 | 1181658.3178 | 2607572.4121 | 1181658.3465
67 | 2607526.1298 | 1181657.1383 | 2607546.2958 | 1181657.9183
68 | 2607613.9755 | 1181658.8329 | 2607606.7172 | 1181658.731 | 2607602.2731 | 1181658.6699 | 2607572.4121 | 1181658.3465
69 | 2607514.137 | 1181656.6236 | 2607523.2196 | 1181657.0257 | 2607526.1298 | 1181657.1383
70 | 2607643.6901 | 1181659.2557 | 2607635.4433 | 1181659.1341 | 2607613.9755 | 1181658.8329
71 | 2607514.137 | 1181656.6236 | 2607505.7445 | 1181656.2521
72 | 2607643.6901 | 1181659.2557 | 2607647.2028 | 1181669.0691
73 | 2607643.6901 | 1181659.2557 | 2607638.324 | 1181640.402
74 | 2607496.087 | 1181655.8245 | 2607505.7445 | 1181656.2521
75 | 2607647.2028 | 1181669.0691 | 2607651.3237 | 1181680.5817
76 | 2607635.3946 | 1181625.1722 | 2607635.567 | 1181627.7626 | 2607637.996 | 1181639.2494 | 2607638.324 | 1181640.402
77 | 2607605.2226 | 1181716.1059 | 2607608.3295 | 1181716.4288
78 | 2607624.7027 | 1181686.8014 | 2607623.9072 | 1181693.9707 | 2607621.3268 | 1181717.7797 | 2607616.3488 | 1181717.2621 | 2607608.3295 | 1181716.4288
79 | 2607624.7027 | 1181686.8014 | 2607625.3817 | 1181681.2327 | 2607612.2357 | 1181678.7927 | 2607592.8957 | 1181677.2231 | 2607591.1823 | 1181691.7618 | 2607585.4303 | 1181699.4807 | 2607585.3387 | 1181705.2226
80 | 2607624.7027 | 1181686.8014 | 2607634.4397 | 1181685.9244 | 2607653.0416 | 1181685.3809
81 | 2607624.7027 | 1181686.8014 | 2607625.3817 | 1181681.2327 | 2607612.2357 | 1181678.7927 | 2607608.4347 | 1181678.4842
82 | 2607653.0416 | 1181685.3809 | 2607651.3237 | 1181680.5817
83 | 2607752.6448 | 1181676.5891 | 2607757.5779 | 1181674.4271
84 | 2607752.6448 | 1181676.5891 | 2607738.9804 | 1181682.5778 | 2607732.4819 | 1181685.5293
85 | 2607757.5779 | 1181674.4271 | 2607773.4816 | 1181667.457
86 | 2607723.6182 | 1181689.555 | 2607732.4819 | 1181685.5293
87 | 2607723.6182 | 1181689.555 | 2607703.2017 | 1181698.8277
88 | 2607730.3714 | 1181612.7617 | 2607730.2563 | 1181612.7951
89 | 2607730.2563 | 1181612.7951 | 2607728.073 | 1181613.4284 | 2607715.4176 | 1181615.391 | 2607707.8662 | 1181616.0402
90 | 2607743.7175 | 1181608.8905 | 2607730.3714 | 1181612.7617
91 | 2607707.8662 | 1181616.0402 | 2607705.5265 | 1181616.2414
92 | 2607686.7979 | 1181617.0765 | 2607697.3258 | 1181616.9465 | 2607705.5265 | 1181616.2414
93 | 2607686.7979 | 1181617.0765 | 2607684.2194 | 1181617.1084
94 | 2607666.8877 | 1181617.3266 | 2607667.9494 | 1181617.3094 | 2607684.2194 | 1181617.1084
95 | 2607666.8877 | 1181617.3266 | 2607660.4974 | 1181617.4304
96 | 2607729.4026 | 1181545.4974 | 2607737.5672 | 1181543.1747
97 | 2607729.4026 | 1181545.4974 | 2607715.7208 | 1181549.3897
98 | 2607715.7208 | 1181549.3897 | 2607714.8219 | 1181549.6454 | 2607707.1742 | 1181551.6805
99 | 2607691.8391 | 1181555.7611 | 2607707.1742 | 1181551.6805
100 | 2607680.9117 | 1181556.6499 | 2607691.8293 | 1181555.7637 | 2607691.8391 | 1181555.7611
101 | 2607680.9117 | 1181556.6499 | 2607675.4871 | 1181557.0902
102 | 2607675.4871 | 1181557.0902 | 2607660.6783 | 1181558.2921 | 2607652.556 | 1181559.1199
103 | 2607652.556 | 1181559.1199 | 2607652.0046 | 1181559.1761
104 | 2607635.682 | 1181560.8396 | 2607652.0046 | 1181559.1761
105 | 2607635.682 | 1181560.8396 | 2607620.4113 | 1181562.8174
106 | 2607635.682 | 1181560.8396 | 2607634.2685 | 1181579.6475 | 2607634.2685 | 1181579.6475
107 | 2607635.682 | 1181560.8396 | 2607636.2024 | 1181553.9034 | 2607636.6082 | 1181551.0912
108 | 2607596.7663 | 1181565.0929 | 2607599.123 | 1181564.7289 | 2607606.9502 | 1181564.5609 | 2607620.4113 | 1181562.8174
109 | 2607634.2448 | 1181598.4153 | 2607634.2685 | 1181579.6475
110 | 2607596.7663 | 1181565.0929 | 2607595.3939 | 1181565.3049
111 | 2607634.9304 | 1181617.8456 | 2607634.2382 | 1181603.6041 | 2607634.2448 | 1181598.4153
112 | 2607647.862 | 1181617.6356 | 2607660.4974 | 1181617.4304
113 | 2607634.9304 | 1181617.8456 | 2607647.862 | 1181617.6356
114 | 2607634.9304 | 1181617.8456 | 2607635.0348 | 1181619.8357 | 2607635.3946 | 1181625.1722
115 | 2607635.3946 | 1181625.1722 | 2607627.8196 | 1181625.1738 | 2607615.9533 | 1181622.874
116 | 2607615.9533 | 1181622.874 | 2607605.2454 | 1181620.7986 | 2607595.1039 | 1181618.7812
117 | 2607576.1184 | 1181614.9774 | 2607581.1749 | 1181616.0104 | 2607595.1039 | 1181618.7812
118 | 2607576.1184 | 1181614.9774 | 2607572.9792 | 1181614.336
119 | 2607577.7368 | 1181568.793 | 2607591.9131 | 1181565.8426 | 2607595.3939 | 1181565.3049
120 | 2607577.7368 | 1181568.793 | 2607577.7368 | 1181568.793 | 2607568.6218 | 1181571.7959
121 | 2607569.5153 | 1181613.6283 | 2607572.9792 | 1181614.336
122 | 2607556.1879 | 1181576.1261 | 2607560.6936 | 1181574.4079 | 2607568.6218 | 1181571.7959
123 | 2607549.7569 | 1181578.5785 | 2607556.1879 | 1181576.1261
124 | 2607543.1993 | 1181581.0791 | 2607549.7569 | 1181578.5785
125 | 2607536.5074 | 1181583.6041 | 2607540.0051 | 1181582.2972 | 2607543.1993 | 1181581.0791
126 | 2607522.9813 | 1181603.0644 | 2607524.8938 | 1181594.1623 | 2607530.4861 | 1181585.8538 | 2607536.5074 | 1181583.6041
127 | 2607522.9813 | 1181603.0644 | 2607508.7066 | 1181599.2892 | 2607498.3171 | 1181595.7268
128 | 2607522.9813 | 1181603.0644 | 2607536.0552 | 1181606.2878
129 | 2607486.9377 | 1181591.8251 | 2607498.3171 | 1181595.7268
130 | 2607536.0552 | 1181606.2878 | 2607537.3868 | 1181606.6161
131 | 2607486.9377 | 1181591.8251 | 2607484.3731 | 1181590.9437
132 | 2607486.9377 | 1181591.8251 | 2607481.8718 | 1181608.5917
133 | 2607484.3731 | 1181590.9437 | 2607480.4447 | 1181575.2196 | 2607478.1674 | 1181564.2668 | 2607478.6397 | 1181552.8615 | 2607475.4421 | 1181545.1091 | 2607470.8714 | 1181542.3576 | 2607469.2568 | 1181535.8922
134 | 2607494.3125 | 1181617.8031 | 2607482.748 | 1181614.4648 | 2607481.6362 | 1181612.0177 | 2607481.6395 | 1181609.3608 | 2607481.8718 | 1181608.5917
135 | 2607445.035 | 1181638.0526 | 2607445.035 | 1181638.0526 | 2607454.3838 | 1181642.3997 | 2607475.8364 | 1181652.3201 | 2607487.3095 | 1181655.4359 | 2607488.3067 | 1181655.48
136 | 2607445.035 | 1181638.0526 | 2607441.1953 | 1181649.4982 | 2607439.7141 | 1181653.5126
137 | 2607496.087 | 1181655.8245 | 2607488.3067 | 1181655.48
138 | 2607439.7141 | 1181653.5126 | 2607436.2919 | 1181662.7878 | 2607433.1073 | 1181663.0952 | 2607426.0329 | 1181660.1938
139 | 2607420.6591 | 1181657.9898 | 2607426.0329 | 1181660.1938
140 | 2607409.4603 | 1181653.3969 | 2607420.6591 | 1181657.9898
141 | 2607409.4603 | 1181653.3969 | 2607404.0129 | 1181651.1628
142 | 2607396.595 | 1181648.1205 | 2607404.0129 | 1181651.1628
143 | 2607962.4907 | 1181571.9002 | 2607957.082 | 1181564.3781 | 2607954.3389 | 1181560.4297
144 | 2607543.5882 | 1181772.3692 | 2607554.6085 | 1181775.3255 | 2607561.3209 | 1181777.3086
145 | 2607543.5882 | 1181772.3692 | 2607533.6245 | 1181769.6964 | 2607528.7194 | 1181768.4355
146 | 2607525.6332 | 1181767.6421 | 2607528.7194 | 1181768.4355
147 | 2607525.6332 | 1181767.6421 | 2607511.9838 | 1181764.1333 | 2607501.3433 | 1181761.4139
148 | 2607501.3433 | 1181761.4139 | 2607486.7628 | 1181757.6876 | 2607483.1602 | 1181756.752
149 | 2607483.1602 | 1181756.752 | 2607481.5805 | 1181756.3417
150 | 2607463.6262 | 1181751.6787 | 2607481.5805 | 1181756.3417
151 | 2607463.6262 | 1181751.6787 | 2607451.8399 | 1181748.6176 | 2607438.9587 | 1181745.2966
152 | 2607150.0907 | 1181698.45 | 2607148.4317 | 1181686.9216
153 | 2608306.427 | 1182122.334 | 2608307.7439 | 1182122.5918 | 2608316.2771 | 1182124.8491 | 2608323.1482 | 1182125.4144 | 2608330.585 | 1182125.4914 | 2608340.4096 | 1182124.6996
154 | 2608340.4096 | 1182124.6996 | 2608346.8579 | 1182124.1799 | 2608388.3629 | 1182119.4683 | 2608393.326 | 1182119.4196 | 2608398.2342 | 1182120.4269 | 2608417.7908 | 1182125.4643
155 | 2608475.545 | 1182132.843 | 2608468.601 | 1182132.1756 | 2608454.188 | 1182130.2433 | 2608441.7216 | 1182128.714 | 2608431.1251 | 1182127.6542 | 2608420.0178 | 1182126.0379 | 2608417.7908 | 1182125.4643
156 | 2608618.2734 | 1182113.8334 | 2608601.8743 | 1182112.5761 | 2608597.4454 | 1182112.8143 | 2608593.2976 | 1182114.0535 | 2608587.3073 | 1182116.9687 | 2608572.3382 | 1182124.9627 | 2608562.781 | 1182128.6399 | 2608553.287 | 1182130.9165 | 2608542.7707 | 1182132.558 | 2608531.0563 | 1182133.7754 | 2608516.8764 | 1182134.4558 | 2608502.7738 | 1182134.4915 | 2608479.5181 | 1182133.2248 | 2608475.545 | 1182132.843
157 | 2608416.3684 | 1182208.7376 | 2608408.746 | 1182209.6651 | 2608400.9332 | 1182210.6105
158 | 2608451.5906 | 1182207.5794 | 2608445.2088 | 1182206.6811 | 2608438.8564 | 1182206.5388 | 2608430.6936 | 1182206.9943 | 2608416.3684 | 1182208.7376
159 | 2608384.0691 | 1182203.9279 | 2608386.4853 | 1182206.8994 | 2608390.7953 | 1182209.7513 | 2608395.5125 | 1182210.814 | 2608400.2083 | 1182210.6982 | 2608400.9332 | 1182210.6105
160 | 2608451.5906 | 1182207.5794 | 2608457.305 | 1182210.7668 | 2608465.2855 | 1182215.058 | 2608469.8114 | 1182216.3983 | 2608476.6354 | 1182217.7864 | 2608504.2777 | 1182221.4271 | 2608547.7353 | 1182228.5365 | 2608594.3075 | 1182236.0176 | 2608604.2535 | 1182237.9105 | 2608612.9009 | 1182240.3129 | 2608621.3482 | 1182243.749 | 2608635.9743 | 1182251.1959 | 2608639.4945 | 1182245.6759 | 2608642.2288 | 1182239.7323 | 2608659.4483 | 1182190.3983 | 2608663.4521 | 1182177.7865 | 2608666.9903 | 1182164.9961 | 2608669.036 | 1182154.816 | 2608672.3185 | 1182134.0434 | 2608663.3195 | 1182131.8405 | 2608658.1303 | 1182129.8098 | 2608639.7566 | 1182121.1901 | 2608625.5395 | 1182115.8226 | 2608618.2734 | 1182113.8334
161 | 2608384.0691 | 1182203.9279 | 2608368.0715 | 1182205.0618 | 2608343.1333 | 1182206.0278 | 2608333.5881 | 1182206.7817 | 2608329.5776 | 1182207.1719
162 | 2608618.2734 | 1182113.8334 | 2608626.5904 | 1182078.6284
163 | 2608690.7561 | 1182066.3907 | 2608693.7352 | 1182060.2141 | 2608696.5844 | 1182053.4088
164 | 2608690.7561 | 1182066.3907 | 2608696.5865 | 1182073.8252 | 2608701.5092 | 1182080.6469 | 2608704.4849 | 1182085.1363
165 | 2608690.7561 | 1182066.3907 | 2608669.2096 | 1182039.2458 | 2608651.0019 | 1182015.7744 | 2608645.9652 | 1182008.519
166 | 2608738.8227 | 1182155.239 | 2608731.4506 | 1182136.8523 | 2608727.5392 | 1182127.7308 | 2608723.3833 | 1182118.6868 | 2608717.5588 | 1182107.2281 | 2608711.2834 | 1182095.9466 | 2608706.591 | 1182088.3137 | 2608704.4849 | 1182085.1363
167 | 2608645.9652 | 1182008.519 | 2608641.5552 | 1182000.8754 | 2608638.6929 | 1181994.7793 | 2608635.8547 | 1181987.8939 | 2608633.5743 | 1181980.7314 | 2608631.6148 | 1181973.3471 | 2608626.3941 | 1181950.5724 | 2608625.5274 | 1181947.9253
168 | 2608645.9652 | 1182008.519 | 2608641.8705 | 1182015.2833 | 2608639.8323 | 1182020.2718 | 2608631.663 | 1182057.1568 | 2608626.9981 | 1182076.9026
169 | 2608626.5904 | 1182078.6284 | 2608626.9981 | 1182076.9026
170 | 2608759.2511 | 1182100.0292 | 2608755.4758 | 1182123.3912 | 2608747.2415 | 1182146.7802 | 2608745.3814 | 1182149.9792 | 2608743.3549 | 1182152.1662 | 2608738.8227 | 1182155.239
171 | 2608625.5274 | 1181947.9253 | 2608629.3774 | 1181941.472 | 2608632.7001 | 1181935.2624 | 2608638.7382 | 1181922.1565

## bus_geodata
| x | y | coords
0 | 2607687.6242 | 1181792.5064
1 | 2607695.6758 | 1181805.0277
2 | 2607687.4208 | 1181791.8013
3 | 2607722.2776 | 1181840.2261
4 | 2607682.1351 | 1181775.1638
5 | 2608056.1614 | 1182062.0312
6 | 2607655.1334 | 1181781.1524
7 | 2607678.504 | 1181763.4361
8 | 2607653.8668 | 1181781.4312
9 | 2607637.1587 | 1181785.1184
10 | 2608243.6772 | 1182111.9976
11 | 2607957.0567 | 1181745.9489
12 | 2607815.2513 | 1181733.5909
13 | 2607992.6031 | 1181673.1352
14 | 2607672.4813 | 1181746.6703
15 | 2607667.1921 | 1181732.7231
16 | 2607675.7441 | 1181755.2269
17 | 2607752.7128 | 1181733.855
18 | 2607806.7811 | 1181700.9351
19 | 2607720.4858 | 1181736.0319
20 | 2607628.8565 | 1181786.9743
21 | 2607575.0684 | 1181808.8374
22 | 2607584.941 | 1181797.651
23 | 2608284.3151 | 1182119.1025
24 | 2607297.491 | 1181727.2074
25 | 2607431.0422 | 1181743.2555
26 | 2607289.0588 | 1181684.5976
27 | 2607995.645 | 1181629.1404
28 | 2607692.225 | 1181735.2228
29 | 2607662.6072 | 1181717.2649
30 | 2607806.6051 | 1181684.7286
31 | 2607617.3443 | 1181789.0779
32 | 2607660.9029 | 1181711.6275
33 | 2607680.4876 | 1181709.1441
34 | 2607601.0196 | 1181788.9816
35 | 2607591.2838 | 1181787.1886
36 | 2607575.7279 | 1181781.993
37 | 2607563.5478 | 1181777.9901
38 | 2608163.9359 | 1181299.685
39 | 2608167.4045 | 1181304.1031
40 | 2607870.1035 | 1181443.6023
41 | 2607873.7149 | 1181453.1943
42 | 2607807.6084 | 1181681.5953
43 | 2607816.6996 | 1181663.8833
44 | 2607818.8515 | 1181659.9134
45 | 2607820.3071 | 1181656.6998
46 | 2607809.2894 | 1181654.5449
47 | 2607830.1009 | 1181632.9813
48 | 2607802.111 | 1181645.6019
49 | 2607803.9577 | 1181627.1773
50 | 2607833.4233 | 1181624.3185
51 | 2607833.4605 | 1181624.2216
52 | 2607836.8692 | 1181615.3336
53 | 2607851.4425 | 1181577.2354
54 | 2607555.3667 | 1181688.4438
55 | 2607557.2718 | 1181688.6127
56 | 2607546.769 | 1181687.6819
57 | 2607568.0175 | 1181689.565
58 | 2607547.2105 | 1181675.7435
59 | 2607547.8674 | 1181657.9791
60 | 2607546.2958 | 1181657.9183
61 | 2607572.4121 | 1181658.3465
62 | 2607526.1298 | 1181657.1383
63 | 2607613.9755 | 1181658.8329
64 | 2607514.137 | 1181656.6236
65 | 2607643.6901 | 1181659.2557
66 | 2607505.7445 | 1181656.2521
67 | 2607647.2028 | 1181669.0691
68 | 2607638.324 | 1181640.402
69 | 2607605.2226 | 1181716.1059
70 | 2607608.3295 | 1181716.4288
71 | 2607624.7027 | 1181686.8014
72 | 2607608.4347 | 1181678.4842
73 | 2607585.3387 | 1181705.2226
74 | 2607653.0416 | 1181685.3809
75 | 2607651.3237 | 1181680.5817
76 | 2607752.6448 | 1181676.5891
77 | 2607757.5779 | 1181674.4271
78 | 2607732.4819 | 1181685.5293
79 | 2607773.4816 | 1181667.457
80 | 2607723.6182 | 1181689.555
81 | 2607703.2017 | 1181698.8277
82 | 2607730.2563 | 1181612.7951
83 | 2607730.3714 | 1181612.7617
84 | 2607707.8662 | 1181616.0402
85 | 2607743.7175 | 1181608.8905
86 | 2607705.5265 | 1181616.2414
87 | 2607686.7979 | 1181617.0765
88 | 2607684.2194 | 1181617.1084
89 | 2607666.8877 | 1181617.3266
90 | 2607737.5672 | 1181543.1747
91 | 2607729.4026 | 1181545.4974
92 | 2607715.7208 | 1181549.3897
93 | 2607707.1742 | 1181551.6805
94 | 2607691.8391 | 1181555.7611
95 | 2607680.9117 | 1181556.6499
96 | 2607675.4871 | 1181557.0902
97 | 2607652.556 | 1181559.1199
98 | 2607652.0046 | 1181559.1761
99 | 2607635.682 | 1181560.8396
100 | 2607620.4113 | 1181562.8174
101 | 2607634.2685 | 1181579.6475
102 | 2607636.6082 | 1181551.0912
103 | 2607596.7663 | 1181565.0929
104 | 2607634.2448 | 1181598.4153
105 | 2607660.4974 | 1181617.4304
106 | 2607647.862 | 1181617.6356
107 | 2607634.9304 | 1181617.8456
108 | 2607635.3946 | 1181625.1722
109 | 2607615.9533 | 1181622.874
110 | 2607595.1039 | 1181618.7812
111 | 2607576.1184 | 1181614.9774
112 | 2607595.3939 | 1181565.3049
113 | 2607577.7368 | 1181568.793
114 | 2607572.9792 | 1181614.336
115 | 2607569.5153 | 1181613.6283
116 | 2607568.6218 | 1181571.7959
117 | 2607556.1879 | 1181576.1261
118 | 2607549.7569 | 1181578.5785
119 | 2607543.1993 | 1181581.0791
120 | 2607536.5074 | 1181583.6041
121 | 2607522.9813 | 1181603.0644
122 | 2607498.3171 | 1181595.7268
123 | 2607536.0552 | 1181606.2878
124 | 2607486.9377 | 1181591.8251
125 | 2607537.3868 | 1181606.6161
126 | 2607484.3731 | 1181590.9437
127 | 2607481.8718 | 1181608.5917
128 | 2607469.2568 | 1181535.8922
129 | 2607494.3125 | 1181617.8031
130 | 2607445.035 | 1181638.0526
131 | 2607488.3067 | 1181655.48
132 | 2607439.7141 | 1181653.5126
133 | 2607496.087 | 1181655.8245
134 | 2607426.0329 | 1181660.1938
135 | 2607420.6591 | 1181657.9898
136 | 2607409.4603 | 1181653.3969
137 | 2607404.0129 | 1181651.1628
138 | 2607396.595 | 1181648.1205
139 | 2607962.4907 | 1181571.9002
140 | 2607954.3389 | 1181560.4297
141 | 2607561.3209 | 1181777.3086
142 | 2607543.5882 | 1181772.3692
143 | 2607528.7194 | 1181768.4355
144 | 2607525.6332 | 1181767.6421
145 | 2607501.3433 | 1181761.4139
146 | 2607483.1602 | 1181756.752
147 | 2607481.5805 | 1181756.3417
148 | 2607463.6262 | 1181751.6787
149 | 2607438.9587 | 1181745.2966
150 | 2607253.5439 | 1181645.6332
151 | 2607150.0907 | 1181698.45
152 | 2607148.4317 | 1181686.9216
153 | 2608306.427 | 1182122.334
154 | 2608340.4096 | 1182124.6996
155 | 2608417.7908 | 1182125.4643
156 | 2608475.545 | 1182132.843
157 | 2608416.3684 | 1182208.7376
158 | 2608400.9332 | 1182210.6105
159 | 2608451.5906 | 1182207.5794
160 | 2608384.0691 | 1182203.9279
161 | 2608618.2734 | 1182113.8334
162 | 2608329.5776 | 1182207.1719
163 | 2608690.7561 | 1182066.3907
164 | 2608696.5844 | 1182053.4088
165 | 2608704.4849 | 1182085.1363
166 | 2608645.9652 | 1182008.519
167 | 2608626.5904 | 1182078.6284
168 | 2608738.8227 | 1182155.239
169 | 2608625.5274 | 1181947.9253
170 | 2608626.9981 | 1182076.9026
171 | 2608638.7382 | 1181922.1565
172 | 2608759.2511 | 1182100.0292
173 | 2607662.6072 | 1181717.2649

## line_std_types
| c_nf_per_km | r_ohm_per_km | x_ohm_per_km | max_i_ka | type | q_mm2 | alpha | voltage_rating
NAYY 4x50 SE | 210 | 0.642 | 0.083 | 0.142 | cs | 50 | 0.00403 | LV
NAYY 4x120 SE | 264 | 0.225 | 0.08 | 0.242 | cs | 120 | 0.00403 | LV
NAYY 4x150 SE | 261 | 0.208 | 0.08 | 0.27 | cs | 150 | 0.00403 | LV
NA2XS2Y 1x95 RM/25 12/20 kV | 216 | 0.313 | 0.132 | 0.252 | cs | 95 | 0.00403 | MV
NA2XS2Y 1x185 RM/25 12/20 kV | 273 | 0.161 | 0.117 | 0.362 | cs | 185 | 0.00403 | MV
NA2XS2Y 1x240 RM/25 12/20 kV | 304 | 0.122 | 0.112 | 0.421 | cs | 240 | 0.00403 | MV
NA2XS2Y 1x95 RM/25 6/10 kV | 315 | 0.313 | 0.123 | 0.249 | cs | 95 | 0.00403 | MV
NA2XS2Y 1x185 RM/25 6/10 kV | 406 | 0.161 | 0.11 | 0.358 | cs | 185 | 0.00403 | MV
NA2XS2Y 1x240 RM/25 6/10 kV | 456 | 0.122 | 0.105 | 0.416 | cs | 240 | 0.00403 | MV
NA2XS2Y 1x150 RM/25 12/20 kV | 250 | 0.206 | 0.116 | 0.319 | cs | 150 | 0.00403 | MV
NA2XS2Y 1x120 RM/25 12/20 kV | 230 | 0.253 | 0.119 | 0.283 | cs | 120 | 0.00403 | MV
NA2XS2Y 1x70 RM/25 12/20 kV | 190 | 0.443 | 0.132 | 0.22 | cs | 70 | 0.00403 | MV
NA2XS2Y 1x150 RM/25 6/10 kV | 360 | 0.206 | 0.11 | 0.315 | cs | 150 | 0.00403 | MV
NA2XS2Y 1x120 RM/25 6/10 kV | 340 | 0.253 | 0.113 | 0.28 | cs | 120 | 0.00403 | MV
NA2XS2Y 1x70 RM/25 6/10 kV | 280 | 0.443 | 0.123 | 0.217 | cs | 70 | 0.00403 | MV
N2XS(FL)2Y 1x120 RM/35 64/110 kV | 112 | 0.153 | 0.166 | 0.366 | cs | 120 | 0.00393 | HV
N2XS(FL)2Y 1x185 RM/35 64/110 kV | 125 | 0.099 | 0.156 | 0.457 | cs | 185 | 0.00393 | HV
N2XS(FL)2Y 1x240 RM/35 64/110 kV | 135 | 0.075 | 0.149 | 0.526 | cs | 240 | 0.00393 | HV
N2XS(FL)2Y 1x300 RM/35 64/110 kV | 144 | 0.06 | 0.144 | 0.588 | cs | 300 | 0.00393 | HV
15-AL1/3-ST1A 0.4 | 11 | 1.8769 | 0.35 | 0.105 | ol | 16 | 0.00403 | LV
24-AL1/4-ST1A 0.4 | 11.25 | 1.2012 | 0.335 | 0.14 | ol | 24 | 0.00403 | LV
48-AL1/8-ST1A 0.4 | 12.2 | 0.5939 | 0.3 | 0.21 | ol | 48 | 0.00403 | LV
94-AL1/15-ST1A 0.4 | 13.2 | 0.306 | 0.29 | 0.35 | ol | 94 | 0.00403 | LV
34-AL1/6-ST1A 10.0 | 9.7 | 0.8342 | 0.36 | 0.17 | ol | 34 | 0.00403 | MV
48-AL1/8-ST1A 10.0 | 10.1 | 0.5939 | 0.35 | 0.21 | ol | 48 | 0.00403 | MV
70-AL1/11-ST1A 10.0 | 10.4 | 0.4132 | 0.339 | 0.29 | ol | 70 | 0.00403 | MV
94-AL1/15-ST1A 10.0 | 10.75 | 0.306 | 0.33 | 0.35 | ol | 94 | 0.00403 | MV
122-AL1/20-ST1A 10.0 | 11.1 | 0.2376 | 0.323 | 0.41 | ol | 122 | 0.00403 | MV
149-AL1/24-ST1A 10.0 | 11.25 | 0.194 | 0.315 | 0.47 | ol | 149 | 0.00403 | MV
34-AL1/6-ST1A 20.0 | 9.15 | 0.8342 | 0.382 | 0.17 | ol | 34 | 0.00403 | MV
48-AL1/8-ST1A 20.0 | 9.5 | 0.5939 | 0.372 | 0.21 | ol | 48 | 0.00403 | MV
70-AL1/11-ST1A 20.0 | 9.7 | 0.4132 | 0.36 | 0.29 | ol | 70 | 0.00403 | MV
94-AL1/15-ST1A 20.0 | 10 | 0.306 | 0.35 | 0.35 | ol | 94 | 0.00403 | MV
122-AL1/20-ST1A 20.0 | 10.3 | 0.2376 | 0.344 | 0.41 | ol | 122 | 0.00403 | MV
149-AL1/24-ST1A 20.0 | 10.5 | 0.194 | 0.337 | 0.47 | ol | 149 | 0.00403 | MV
184-AL1/30-ST1A 20.0 | 10.75 | 0.1571 | 0.33 | 0.535 | ol | 184 | 0.00403 | MV
243-AL1/39-ST1A 20.0 | 11 | 0.1188 | 0.32 | 0.645 | ol | 243 | 0.00403 | MV
48-AL1/8-ST1A 110.0 | 8 | 0.5939 | 0.46 | 0.21 | ol | 48 | 0.00403 | HV
70-AL1/11-ST1A 110.0 | 8.4 | 0.4132 | 0.45 | 0.29 | ol | 70 | 0.00403 | HV
94-AL1/15-ST1A 110.0 | 8.65 | 0.306 | 0.44 | 0.35 | ol | 94 | 0.00403 | HV
122-AL1/20-ST1A 110.0 | 8.5 | 0.2376 | 0.43 | 0.41 | ol | 122 | 0.00403 | HV
149-AL1/24-ST1A 110.0 | 8.75 | 0.194 | 0.41 | 0.47 | ol | 149 | 0.00403 | HV
184-AL1/30-ST1A 110.0 | 8.8 | 0.1571 | 0.4 | 0.535 | ol | 184 | 0.00403 | HV
243-AL1/39-ST1A 110.0 | 9 | 0.1188 | 0.39 | 0.645 | ol | 243 | 0.00403 | HV
305-AL1/39-ST1A 110.0 | 9.2 | 0.0949 | 0.38 | 0.74 | ol | 305 | 0.00403 | HV
490-AL1/64-ST1A 110.0 | 9.75 | 0.059 | 0.37 | 0.96 | ol | 490 | 0.00403 | HV
679-AL1/86-ST1A 110.0 | 9.95 | 0.042 | 0.36 | 1.15 | ol | 679 | 0.00403 | HV
490-AL1/64-ST1A 220.0 | 10 | 0.059 | 0.285 | 0.96 | ol | 490 | 0.00403 | HV
679-AL1/86-ST1A 220.0 | 11.7 | 0.042 | 0.275 | 1.15 | ol | 679 | 0.00403 | HV
490-AL1/64-ST1A 380.0 | 11 | 0.059 | 0.253 | 0.96 | ol | 490 | 0.00403 | HV
679-AL1/86-ST1A 380.0 | 14.6 | 0.042 | 0.25 | 1.15 | ol | 679 | 0.00403 | HV

## trafo_std_types
| i0_percent | pfe_kw | vkr_percent | sn_mva | vn_lv_kv | vn_hv_kv | vk_percent | shift_degree | vector_group | tap_side | tap_neutral | tap_min | tap_max | tap_step_degree | tap_step_percent | tap_phase_shifter
160 MVA 380/110 kV | 0.06 | 60 | 0.25 | 160 | 110 | 380 | 12.2 | 0 | Yy0 | hv | 0 | -9 | 9 | 0 | 1.5 | FALSE
100 MVA 220/110 kV | 0.06 | 55 | 0.26 | 100 | 110 | 220 | 12 | 0 | Yy0 | hv | 0 | -9 | 9 | 0 | 1.5 | FALSE
63 MVA 110/20 kV | 0.04 | 22 | 0.32 | 63 | 20 | 110 | 18 | 150 | YNd5 | hv | 0 | -9 | 9 | 0 | 1.5 | FALSE
40 MVA 110/20 kV | 0.05 | 18 | 0.34 | 40 | 20 | 110 | 16.2 | 150 | YNd5 | hv | 0 | -9 | 9 | 0 | 1.5 | FALSE
25 MVA 110/20 kV | 0.07 | 14 | 0.41 | 25 | 20 | 110 | 12 | 150 | YNd5 | hv | 0 | -9 | 9 | 0 | 1.5 | FALSE
63 MVA 110/10 kV | 0.04 | 22 | 0.32 | 63 | 10 | 110 | 18 | 150 | YNd5 | hv | 0 | -9 | 9 | 0 | 1.5 | FALSE
40 MVA 110/10 kV | 0.05 | 18 | 0.34 | 40 | 10 | 110 | 16.2 | 150 | YNd5 | hv | 0 | -9 | 9 | 0 | 1.5 | FALSE
25 MVA 110/10 kV | 0.07 | 14 | 0.41 | 25 | 10 | 110 | 12 | 150 | YNd5 | hv | 0 | -9 | 9 | 0 | 1.5 | FALSE
0.25 MVA 20/0.4 kV | 0.32 | 0.8 | 1.44 | 0.25 | 0.4 | 20 | 6 | 150 | Yzn5 | hv | 0 | -2 | 2 | 0 | 2.5 | FALSE
0.4 MVA 20/0.4 kV | 0.3375 | 1.35 | 1.425 | 0.4 | 0.4 | 20 | 6 | 150 | Dyn5 | hv | 0 | -2 | 2 | 0 | 2.5 | FALSE
0.63 MVA 20/0.4 kV | 0.2619 | 1.65 | 1.206 | 0.63 | 0.4 | 20 | 6 | 150 | Dyn5 | hv | 0 | -2 | 2 | 0 | 2.5 | FALSE
0.25 MVA 10/0.4 kV | 0.24 | 0.6 | 1.2 | 0.25 | 0.4 | 10 | 4 | 150 | Dyn5 | hv | 0 | -2 | 2 | 0 | 2.5 | FALSE
0.4 MVA 10/0.4 kV | 0.2375 | 0.95 | 1.325 | 0.4 | 0.4 | 10 | 4 | 150 | Dyn5 | hv | 0 | -2 | 2 | 0 | 2.5 | FALSE
0.63 MVA 10/0.4 kV | 0.1873 | 1.18 | 1.0794 | 0.63 | 0.4 | 10 | 4 | 150 | Dyn5 | hv | 0 | -2 | 2 | 0 | 2.5 | FALSE

## trafo3w_std_types
| sn_hv_mva | sn_mv_mva | sn_lv_mva | vn_hv_kv | vn_mv_kv | vn_lv_kv | vk_hv_percent | vk_mv_percent | vk_lv_percent | vkr_hv_percent | vkr_mv_percent | vkr_lv_percent | pfe_kw | i0_percent | shift_mv_degree | shift_lv_degree | vector_group | tap_side | tap_neutral | tap_min | tap_max | tap_step_percent
63/25/38 MVA 110/20/10 kV | 63 | 25 | 38 | 110 | 20 | 10 | 10.4 | 10.4 | 10.4 | 0.28 | 0.32 | 0.35 | 35 | 0.89 | 0 | 0 | YN0yn0yn0 | hv | 0 | -10 | 10 | 1.2
63/25/38 MVA 110/10/10 kV | 63 | 25 | 38 | 110 | 10 | 10 | 10.4 | 10.4 | 10.4 | 0.28 | 0.32 | 0.35 | 35 | 0.89 | 0 | 0 | YN0yn0yn0 | hv | 0 | -10 | 10 | 1.2

## fuse_std_types
| fuse_type | i_rated_a | t_avg | t_min | t_total | x_avg | x_min | x_total
HV 100A | HV 100A | 100 | 0 | [10.0, 3.64, 0.854, 0.281, 0.1, 0.0531, 0.022, 0.01] | [10.0, 4.267, 1.21, 0.403, 0.1, 0.058, 0.022, 0.01] | 0 | [300.0, 350.0, 450.0, 550.0, 700.0, 850.0, 1200.0, 1752.0] | [600.0, 700.0, 900.0, 1150.0, 1665.0, 2000.0, 3000.0, 4313.0]
HV 10A | HV 10A | 10 | 0 | [10.0, 1675.0, 0.344, 0.156, 0.1, 0.0417, 0.0171, 0.01] | [10.0, 1.3, 0.3, 0.155, 0.1, 0.0555, 0.023, 0.01] | 0 | [30.0, 32.0, 35.0, 37.0, 39.0, 50.0, 70.0, 88.0] | [60.0, 70.0, 80.0, 87.0, 94.0, 110.0, 150.0, 216.0]
HV 125A | HV 125A | 125 | 0 | [10.0, 1.82, 0.344, 0.1, 0.0467, 0.0269, 0.01] | [10.0, 2.478, 0.426, 0.1, 0.0427, 0.0211, 0.01] | 0 | [375.0, 500.0, 700.0, 925.0, 1200.0, 1500.0, 2341.0] | [750.0, 1000.0, 1500.0, 2200.0, 3000.0, 4000.0, 5765.0]
HV 160A | HV 160A | 160 | 0 | [10.0, 4.15, 1.03, 0.198, 0.1, 0.051, 0.0172, 0.01] | [10.0, 2.3, 0.734, 0.274, 0.1, 0.046, 0.0177, 0.01] | 0 | [480.0, 550.0, 700.0, 1000.0, 1260.0, 1600.0, 2500.0, 3227.0] | [960.0, 1300.0, 1700.0, 2200.0, 2996.0, 4000.0, 6000.0, 7946.0]
HV 16A | HV 16A | 16 | 0 | [10.0, 0.352, 0.164, 0.1, 0.0649, 0.0342, 0.01] | [10.0, 2.34, 0.722, 0.181, 0.1, 0.055, 0.0296, 0.01] | 0 | [48.0, 60.0, 65.0, 71.0, 80.0, 100.0, 162.0] | [96.0, 110.0, 125.0, 150.0, 168.0, 200.0, 250.0, 398.0]
HV 200A | HV 200A | 200 | 0 | [10.0, 4.267, 1.21, 0.403, 0.1, 0.058, 0.022, 0.01] | [10.0, 3.73, 1.654, 0.328, 0.1, 0.0531, 0.019, 0.01] | 0 | [600.0, 700.0, 900.0, 1150.0, 1665.0, 2000.0, 3000.0, 4313.0] | [1200.0, 1500.0, 1800.0, 2700.0, 3960.0, 5000.0, 7500.0, 10620.0]
HV 20A | HV 20A | 20 | 0 | [10.0, 1.3, 0.3, 0.155, 0.1, 0.0555, 0.023, 0.01] | [10.0, 1.3, 0.161, 0.1, 0.0611, 0.0399, 0.0141, 0.01] | 0 | [60.0, 70.0, 80.0, 87.0, 94.0, 110.0, 150.0, 216.0] | [120.0, 150.0, 200.0, 223.0, 260.0, 300.0, 450.0, 532.0]
HV 25A | HV 25A | 25 | 0 | [10.0, 2.512, 0.833, 0.299, 0.1, 0.0372, 0.0223, 0.01] | [10.0, 3.125, 0.597, 0.198, 0.1, 0.0378, 0.022, 0.01] | 0 | [75.0, 82.0, 90.0, 100.0, 124.0, 170.0, 200.0, 289.0] | [150.0, 170.0, 210.0, 250.0, 294.0, 400.0, 500.0, 711.0]
HV 31.5A | HV 31.5A | 31.5 | 0 | [10.0, 2.34, 0.722, 0.181, 0.1, 0.055, 0.0296, 0.01] | [10.0, 2.84, 0.368, 0.164, 0.1, 0.0621, 0.0378, 0.0195, 0.01] | 0 | [95.0, 110.0, 125.0, 150.0, 165.0, 200.0, 250.0, 390.0] | [189.0, 220.0, 300.0, 350.0, 393.0, 450.0, 530.0, 700.0, 960.0]
HV 40A | HV 40A | 40 | 0 | [10.0, 1.3, 0.161, 0.1, 0.0611, 0.0399, 0.0141, 0.01] | [10.0, 2.05, 0.369, 0.198, 0.1, 0.051, 0.0298, 0.01] | 0 | [120.0, 150.0, 200.0, 223.0, 260.0, 300.0, 450.0, 532.0] | [240.0, 300.0, 400.0, 450.0, 530.0, 650.0, 800.0, 1311.0]
HV 50A | HV 50A | 50 | 0 | [10.0, 3.215, 0.597, 0.198, 0.1, 0.0378, 0.022, 0.01] | [10.0, 3.64, 0.854, 0.281, 0.1, 0.0531, 0.022, 0.01] | 0 | [150.0, 170.0, 210.0, 250.0, 294.0, 400.0, 500.0, 711.0] | [300.0, 350.0, 450.0, 550.0, 700.0, 850.0, 1200.0, 1752.0]
HV 6.3A | HV 6.3A | 6.3 | 0 | [10.0, 1.39, 0.344, 0.168, 0.1, 0.056, 0.0263, 0.01] | [10.0, 1.711, 0.516, 0.198, 0.1, 0.0634, 0.0303, 0.01] | 0 | [19.0, 19.5, 20.4, 20.8, 22.0, 25.0, 32.0, 48.0] | [38.0, 40.0, 43.0, 48.0, 53.0, 60.0, 75.0, 118.0]
HV 63A | HV 63A | 63 | 0 | [10.0, 2.84, 0.368, 0.164, 0.1, 0.0621, 0.0378, 0.0195, 0.01] | [10.0, 1.82, 0.344, 0.1, 0.0467, 0.0269, 0.01] | 0 | [189.0, 220.0, 300.0, 350.0, 393.0, 450.0, 530.0, 700.0, 961.0] | [378.0, 500.0, 700.0, 934.0, 1200.0, 1500.0, 2366.0]
HV 80A | HV 80A | 80 | 0 | [10.0, 2.05, 0.369, 0.198, 0.1, 0.051, 0.0298, 0.01] | [10.0, 4.15, 1.03, 0.198, 0.1, 0.051, 0.0172, 0.01] | 0 | [240.0, 300.0, 400.0, 450.0, 530.0, 650.0, 800.0, 1311.0] | [480.0, 550.0, 700.0, 1000.0, 1260.0, 1600.0, 2500.0, 3227.0]
Siemens NH-1-100 | Siemens NH-1-100 | 100 | [5400.0, 2000.0, 400.0, 20.0, 1.0, 0.2, 0.012, 0.004] | 0 | 0 | [150.0, 190.0, 250.0, 430.0, 900.0, 1250.0, 2700.0, 3600.0] | 0 | 0
Siemens NH-1-125 | Siemens NH-1-125 | 125 | [4800.0, 120.0, 7.0, 0.1, 0.004] | 0 | 0 | [180.0, 400.0, 740.0, 2000.0, 4250.0] | 0 | 0
Siemens NH-1-16 | Siemens NH-1-16 | 16 | [4000.0, 400.0, 2.0, 0.1, 0.04, 0.01] | 0 | 0 | [26.0, 35.0, 75.0, 150.0, 200.0, 300.0] | 0 | 0
Siemens NH-1-160 | Siemens NH-1-160 | 160 | [4800.0, 120.0, 7.0, 0.1, 0.004] | 0 | 0 | [210.0, 500.0, 900.0, 2300.0, 5000.0] | 0 | 0
Siemens NH-1-25 | Siemens NH-1-25 | 25 | [4000.0, 1000.0, 10.0, 0.2, 0.02, 0.01] | 0 | 0 | [40.0, 50.0, 100.0, 210.0, 400.0, 500.0] | 0 | 0
Siemens NH-1-50 | Siemens NH-1-50 | 50 | [4000.0, 40.0, 4.0, 1.0, 0.02, 0.01] | 0 | 0 | [86.0, 200.0, 300.0, 400.0, 1000.0, 1280.0] | 0 | 0
Siemens NH-1-63 | Siemens NH-1-63 | 63 | [4000.0, 100.0, 10.0, 2.0, 0.04, 0.01] | 0 | 0 | [100.0, 200.0, 300.0, 400.0, 1000.0, 1500.0] | 0 | 0
Siemens NH-1-80 | Siemens NH-1-80 | 80 | [4800.0, 120.0, 7.0, 0.1, 0.01] | 0 | 0 | [150.58, 250.0, 450.0, 1150.0, 2470.0] | 0 | 0
Siemens NH-2-1000 | Siemens NH-2-1000 | 1000 | [4800.0, 120.0, 7.0, 0.1, 0.004] | 0 | 0 | [1900.0, 3500.0, 8400.0, 24000.0, 52000.0] | 0 | 0
Siemens NH-2-200 | Siemens NH-2-200 | 200 | [4800.0, 120.0, 7.0, 0.1, 0.004] | 0 | 0 | [280.0, 650.0, 1200.0, 3000.0, 7000.0] | 0 | 0
Siemens NH-2-224 | Siemens NH-2-224 | 224 | [4800.0, 120.0, 7.0, 0.2, 0.04, 0.004] | 0 | 0 | [400.0, 750.0, 1453.0, 3025.0, 4315.0, 7600.0] | 0 | 0
Siemens NH-2-250 | Siemens NH-2-250 | 250 | [4800.0, 120.0, 7.0, 0.1, 0.004] | 0 | 0 | [450.0, 800.0, 1650.0, 4000.0, 8500.0] | 0 | 0
Siemens NH-2-315 | Siemens NH-2-315 | 315 | [4800.0, 120.0, 7.0, 0.1, 0.004] | 0 | 0 | [550.0, 920.0, 1900.0, 5000.0, 11000.0] | 0 | 0
Siemens NH-2-355 | Siemens NH-2-355 | 355 | [4800.0, 120.0, 6.0, 0.1, 0.004] | 0 | 0 | [650.0, 1116.27, 2350.0, 5840.0, 12790.0] | 0 | 0
Siemens NH-2-400 | Siemens NH-2-400 | 400 | [4800.0, 120.0, 7.0, 0.1, 0.004] | 0 | 0 | [720.0, 1350.0, 2800.0, 6500.0, 15000.0] | 0 | 0
Siemens NH-2-425 | Siemens NH-2-425 | 425 | [4800.0, 120.0, 7.0, 0.1, 0.004] | 0 | 0 | [850.0, 1500.0, 3050.0, 7500.0, 16500.0] | 0 | 0
Siemens NH-2-630 | Siemens NH-2-630 | 630 | [4800.0, 120.0, 7.0, 0.1, 0.004] | 0 | 0 | [1200.0, 2000.0, 4800.0, 12000.0, 26000.0] | 0 | 0

## dtypes
| element | column | dtype
0 | bus | name | object
1 | bus | vn_kv | float64
2 | bus | type | object
3 | bus | zone | object
4 | bus | in_service | bool
5 | load | name | object
6 | load | bus | uint32
7 | load | p_mw | float64
8 | load | q_mvar | float64
9 | load | const_z_percent | float64
10 | load | const_i_percent | float64
11 | load | sn_mva | float64
12 | load | scaling | float64
13 | load | in_service | bool
14 | load | type | object
15 | ext_grid | name | object
16 | ext_grid | bus | uint32
17 | ext_grid | vm_pu | float64
18 | ext_grid | va_degree | float64
19 | ext_grid | slack_weight | float64
20 | ext_grid | in_service | bool
21 | line | name | object
22 | line | std_type | object
23 | line | from_bus | uint32
24 | line | to_bus | uint32
25 | line | length_km | float64
26 | line | r_ohm_per_km | float64
27 | line | x_ohm_per_km | float64
28 | line | c_nf_per_km | float64
29 | line | g_us_per_km | float64
30 | line | max_i_ka | float64
31 | line | df | float64
32 | line | parallel | uint32
33 | line | type | object
34 | line | in_service | bool
35 | trafo | name | object
36 | trafo | std_type | object
37 | trafo | hv_bus | uint32
38 | trafo | lv_bus | uint32
39 | trafo | sn_mva | float64
40 | trafo | vn_hv_kv | float64
41 | trafo | vn_lv_kv | float64
42 | trafo | vk_percent | float64
43 | trafo | vkr_percent | float64
44 | trafo | pfe_kw | float64
45 | trafo | i0_percent | float64
46 | trafo | shift_degree | float64
47 | trafo | tap_side | object
48 | trafo | tap_neutral | int32
49 | trafo | tap_min | int32
50 | trafo | tap_max | int32
51 | trafo | tap_step_percent | float64
52 | trafo | tap_step_degree | float64
53 | trafo | tap_pos | int32
54 | trafo | tap_phase_shifter | bool
55 | trafo | parallel | uint32
56 | trafo | df | float64
57 | trafo | in_service | bool
58 | line_geodata | coords | object
59 | bus_geodata | x | float64
60 | bus_geodata | y | float64
61 | bus_geodata | coords | object

## parameters
| version | format_version | converged | OPF_converged | name | f_hz | sn_mva
0 | 2.14.6 | 2.14.0 | FALSE | FALSE |  | 50 | 1