## bus
| name | vn_kv | type | zone | in_service
0 | bus_LV_1039-5_1_3_node_120 | 0.4 | n |  | TRUE
1 | bus_LV_1039-5_1_3_node_127 | 0.4 | n |  | TRUE
2 | bus_LV_1039-5_1_3_node_19 | 0.4 | n |  | TRUE
3 | bus_LV_1039-5_1_3_node_20 | 0.4 | n |  | TRUE
4 | bus_LV_1039-5_1_3_node_21 | 0.4 | n |  | TRUE
5 | bus_LV_1039-5_1_3_node_28 | 0.4 | n |  | TRUE
6 | bus_LV_1039-5_1_3_node_22 | 0.4 | n |  | TRUE
7 | bus_LV_1039-5_1_3_node_23 | 0.4 | n |  | TRUE
8 | bus_LV_1039-5_1_3_node_34 | 0.4 | n |  | TRUE
9 | bus_LV_1039-5_1_3_node_37 | 0.4 | n |  | TRUE
10 | bus_LV_1039-5_1_3_node_36 | 0.4 | n |  | TRUE
11 | bus_LV_1039-5_1_3_node_32 | 0.4 | n |  | TRUE
12 | bus_LV_1039-5_1_3_node_107 | 0.4 | n |  | TRUE
13 | bus_LV_1039-5_1_3_node_99 | 0.4 | n |  | TRUE
14 | bus_LV_1039-5_1_3_node_29 | 0.4 | n |  | TRUE
15 | bus_LV_1039-5_1_3_node_30 | 0.4 | n |  | TRUE
16 | bus_LV_1039-5_1_3_node_24 | 0.4 | n |  | TRUE
17 | bus_LV_1039-5_1_3_node_26 | 0.4 | n |  | TRUE
18 | bus_LV_1039-5_1_3_node_27 | 0.4 | n |  | TRUE
19 | bus_LV_1039-5_1_3_node_31 | 0.4 | n |  | TRUE
20 | bus_LV_1039-5_1_3_node_141 | 0.4 | n |  | TRUE
21 | bus_LV_1039-5_1_3_node_38 | 0.4 | n |  | TRUE
22 | bus_LV_1039-5_1_3_node_94 | 0.4 | n |  | TRUE
23 | bus_LV_1039-5_1_3_node_35 | 0.4 | n |  | TRUE
24 | bus_LV_1039-5_1_3_node_39 | 0.4 | n |  | TRUE
25 | bus_LV_1039-5_1_3_node_40 | 0.4 | n |  | TRUE
26 | bus_LV_1039-5_1_3_node_41 | 0.4 | n |  | TRUE
27 | bus_LV_1039-5_1_3_node_42 | 0.4 | n |  | TRUE
28 | bus_LV_1039-5_1_3_node_43 | 0.4 | n |  | TRUE
29 | bus_LV_1039-5_1_3_node_44 | 0.4 | n |  | TRUE
30 | bus_LV_1039-5_1_3_node_65 | 0.4 | n |  | TRUE
31 | bus_LV_1039-5_1_3_node_67 | 0.4 | n |  | TRUE
32 | bus_LV_1039-5_1_3_node_64 | 0.4 | n |  | TRUE
33 | bus_LV_1039-5_1_3_node_75 | 0.4 | n |  | TRUE
34 | bus_LV_1039-5_1_3_node_74 | 0.4 | n |  | TRUE
35 | bus_LV_1039-5_1_3_node_101 | 0.4 | n |  | TRUE
36 | bus_LV_1039-5_1_3_node_72 | 0.4 | n |  | TRUE
37 | bus_LV_1039-5_1_3_node_45 | 0.4 | n |  | TRUE
38 | bus_LV_1039-5_1_3_node_46 | 0.4 | n |  | TRUE
39 | bus_LV_1039-5_1_3_node_47 | 0.4 | n |  | TRUE
40 | bus_LV_1039-5_1_3_node_48 | 0.4 | n |  | TRUE
41 | bus_LV_1039-5_1_3_node_49 | 0.4 | n |  | TRUE
42 | bus_LV_1039-5_1_3_node_110 | 0.4 | n |  | TRUE
43 | bus_LV_1039-5_1_3_node_106 | 0.4 | n |  | TRUE
44 | bus_LV_1039-5_1_3_node_103 | 0.4 | n |  | TRUE
45 | bus_LV_1039-5_1_3_node_50 | 0.4 | n |  | TRUE
46 | bus_LV_1039-5_1_3_node_51 | 0.4 | n |  | TRUE
47 | bus_LV_1039-5_1_3_node_52 | 0.4 | n |  | TRUE
48 | bus_LV_1039-5_1_3_node_53 | 0.4 | n |  | TRUE
49 | bus_LV_1039-5_1_3_node_54 | 0.4 | n |  | TRUE
50 | bus_LV_1039-5_1_3_node_60 | 0.4 | n |  | TRUE
51 | bus_LV_1039-5_1_3_node_86 | 0.4 | n |  | TRUE
52 | bus_LV_1039-5_1_3_node_59 | 0.4 | n |  | TRUE
53 | bus_LV_1039-5_1_3_node_87 | 0.4 | n |  | TRUE
54 | bus_LV_1039-5_1_3_node_55 | 0.4 | n |  | TRUE
55 | bus_LV_1039-5_1_3_node_56 | 0.4 | n |  | TRUE
56 | bus_LV_1039-5_1_3_node_57 | 0.4 | n |  | TRUE
57 | bus_LV_1039-5_1_3_node_58 | 0.4 | n |  | TRUE
58 | bus_LV_1039-5_1_3_node_71 | 0.4 | n |  | TRUE
59 | bus_LV_1039-5_1_3_node_61 | 0.4 | n |  | TRUE
60 | bus_LV_1039-5_1_3_node_62 | 0.4 | n |  | TRUE
61 | bus_LV_1039-5_1_3_node_63 | 0.4 | n |  | TRUE
62 | bus_LV_1039-5_1_3_node_70 | 0.4 | n |  | TRUE
63 | bus_LV_1039-5_1_3_node_85 | 0.4 | n |  | TRUE
64 | bus_LV_1039-5_1_3_node_82 | 0.4 | n |  | TRUE
65 | bus_LV_1039-5_1_3_node_109 | 0.4 | n |  | TRUE
66 | bus_LV_1039-5_1_3_node_108 | 0.4 | n |  | TRUE
67 | bus_LV_1039-5_1_3_node_83 | 0.4 | n |  | TRUE
68 | bus_LV_1039-5_1_3_node_66 | 0.4 | n |  | TRUE
69 | bus_LV_1039-5_1_3_node_100 | 0.4 | n |  | TRUE
70 | bus_LV_1039-5_1_3_node_73 | 0.4 | n |  | TRUE
71 | bus_LV_1039-5_1_3_node_93 | 0.4 | n |  | TRUE
72 | bus_LV_1039-5_1_3_node_90 | 0.4 | n |  | TRUE
73 | bus_LV_1039-5_1_3_node_91 | 0.4 | n |  | TRUE
74 | bus_LV_1039-5_1_3_node_92 | 0.4 | n |  | TRUE
75 | bus_LV_1039-5_1_3_node_102 | 0.4 | n |  | TRUE
76 | bus_LV_1039-5_1_3_node_104 | 0.4 | n |  | TRUE
77 | bus_LV_1039-5_1_3_node_105 | 0.4 | n |  | TRUE
78 | bus_LV_1039-5_1_3_node_76 | 0.4 | n |  | TRUE
79 | bus_LV_1039-5_1_3_node_77 | 0.4 | n |  | TRUE
80 | bus_LV_1039-5_1_3_node_78 | 0.4 | n |  | TRUE
81 | bus_LV_1039-5_1_3_node_79 | 0.4 | n |  | TRUE
82 | bus_LV_1039-5_1_3_node_80 | 0.4 | n |  | TRUE
83 | bus_LV_1039-5_1_3_node_81 | 0.4 | n |  | TRUE
84 | bus_LV_1039-5_1_3_node_96 | 0.4 | n |  | TRUE
85 | bus_LV_1039-5_1_3_node_111 | 0.4 | n |  | TRUE
86 | bus_LV_1039-5_1_3_node_119 | 0.4 | n |  | TRUE
87 | bus_LV_1039-5_1_3_node_95 | 0.4 | n |  | TRUE
88 | bus_LV_1039-5_1_3_node_112 | 0.4 | n |  | TRUE
89 | bus_LV_1039-5_1_3_node_139 | 0.4 | n |  | TRUE
90 | bus_LV_1039-5_1_3_node_84 | 0.4 | n |  | TRUE
91 | bus_LV_1039-5_1_3_node_118 | 0.4 | n |  | TRUE
92 | bus_LV_1039-5_1_3_node_117 | 0.4 | n |  | TRUE
93 | bus_LV_1039-5_1_3_node_88 | 0.4 | n |  | TRUE
94 | bus_LV_1039-5_1_3_node_89 | 0.4 | n |  | TRUE
95 | bus_LV_1039-5_1_3_node_97 | 0.4 | n |  | TRUE
96 | bus_LV_1039-5_1_3_node_98 | 0.4 | n |  | TRUE
97 | bus_LV_1039-5_1_3_node_114 | 0.4 | n |  | TRUE
98 | bus_LV_1039-5_1_3_node_113 | 0.4 | n |  | TRUE
99 | bus_LV_1039-5_1_3_node_115 | 0.4 | n |  | TRUE
100 | bus_LV_1039-5_1_3_node_116 | 0.4 | n |  | TRUE
101 | bus_LV_1039-5_1_3_node_138 | 0.4 | n |  | TRUE
102 | bus_LV_1039-5_1_3_node_126 | 0.4 | n |  | TRUE
103 | bus_LV_1039-5_1_3_node_121 | 0.4 | n |  | TRUE
104 | bus_LV_1039-5_1_3_node_122 | 0.4 | n |  | TRUE
105 | bus_LV_1039-5_1_3_node_123 | 0.4 | n |  | TRUE
106 | bus_LV_1039-5_1_3_node_124 | 0.4 | n |  | TRUE
107 | bus_LV_1039-5_1_3_node_125 | 0.4 | n |  | TRUE
108 | bus_LV_1039-5_1_3_node_134 | 0.4 | n |  | TRUE
109 | bus_LV_1039-5_1_3_node_135 | 0.4 | n |  | TRUE
110 | bus_LV_1039-5_1_3_node_129 | 0.4 | n |  | TRUE
111 | bus_LV_1039-5_1_3_node_136 | 0.4 | n |  | TRUE
112 | bus_LV_1039-5_1_3_node_128 | 0.4 | n |  | TRUE
113 | bus_LV_1039-5_1_3_node_131 | 0.4 | n |  | TRUE
114 | bus_LV_1039-5_1_3_node_130 | 0.4 | n |  | TRUE
115 | bus_LV_1039-5_1_3_node_132 | 0.4 | n |  | TRUE
116 | bus_LV_1039-5_1_3_node_133 | 0.4 | n |  | TRUE
117 | bus_LV_1039-5_1_3_node_140 | 0.4 | n |  | TRUE
118 | bus_LV_1039-5_1_3_node_137 | 0.4 | n |  | TRUE
119 | bus_MV_470_2_node_92 | 20 | n |  | TRUE

## load
| name | bus | p_mw | q_mvar | const_z_percent | const_i_percent | sn_mva | scaling | in_service | type
0 | LV_1039-5_1_3_load_120 | 0 | 0.00050671 | 0.00012699 | 0 | 0 |  | 1 | TRUE | wye
1 | LV_1039-5_1_3_load_127 | 1 | 0.0002427 | 6.0827e-05 | 0 | 0 |  | 1 | TRUE | wye
2 | LV_1039-5_1_3_load_19 | 2 | 0.00033251 | 8.3335e-05 | 0 | 0 |  | 1 | TRUE | wye
3 | LV_1039-5_1_3_load_20 | 3 | 0.00016073 | 4.0283e-05 | 0 | 0 |  | 1 | TRUE | wye
4 | LV_1039-5_1_3_load_28 | 5 | 0.00010433 | 2.6147e-05 | 0 | 0 |  | 1 | TRUE | wye
5 | LV_1039-5_1_3_load_22 | 6 | 0.00051155 | 0.00012821 | 0 | 0 |  | 1 | TRUE | wye
6 | LV_1039-5_1_3_load_23 | 7 | 0.0009076 | 0.00022747 | 0 | 0 |  | 1 | TRUE | wye
7 | LV_1039-5_1_3_load_37 | 9 | 0.00062217 | 0.00015593 | 0 | 0 |  | 1 | TRUE | wye
8 | LV_1039-5_1_3_load_36 | 10 | 0.00032025 | 8.0261e-05 | 0 | 0 |  | 1 | TRUE | wye
9 | LV_1039-5_1_3_load_32 | 11 | 0.00029239 | 7.328e-05 | 0 | 0 |  | 1 | TRUE | wye
10 | LV_1039-5_1_3_load_107 | 12 | 7.3994e-05 | 1.8545e-05 | 0 | 0 |  | 1 | TRUE | wye
11 | LV_1039-5_1_3_load_99 | 13 | 0.00014198 | 3.5583e-05 | 0 | 0 |  | 1 | TRUE | wye
12 | LV_1039-5_1_3_load_29 | 14 | 0.00066805 | 0.00016743 | 0 | 0 |  | 1 | TRUE | wye
13 | LV_1039-5_1_3_load_30 | 15 | 0.00013673 | 3.4267e-05 | 0 | 0 |  | 1 | TRUE | wye
14 | LV_1039-5_1_3_load_24 | 16 | 6.9426e-05 | 1.74e-05 | 0 | 0 |  | 1 | TRUE | wye
15 | LV_1039-5_1_3_load_26 | 17 | 6.7595e-05 | 1.6941e-05 | 0 | 0 |  | 1 | TRUE | wye
16 | LV_1039-5_1_3_load_27 | 18 | 0.00011036 | 2.7659e-05 | 0 | 0 |  | 1 | TRUE | wye
17 | LV_1039-5_1_3_load_31 | 19 | 0.00017014 | 4.2642e-05 | 0 | 0 |  | 1 | TRUE | wye
18 | LV_1039-5_1_3_load_141 | 20 | 6.7678e-05 | 1.6962e-05 | 0 | 0 |  | 1 | TRUE | wye
19 | LV_1039-5_1_3_load_38 | 21 | 0.00027763 | 6.958e-05 | 0 | 0 |  | 1 | TRUE | wye
20 | LV_1039-5_1_3_load_94 | 22 | 0.00057199 | 0.00014335 | 0 | 0 |  | 1 | TRUE | wye
21 | LV_1039-5_1_3_load_35 | 23 | 0.00023763 | 5.9555e-05 | 0 | 0 |  | 1 | TRUE | wye
22 | LV_1039-5_1_3_load_40 | 25 | 0.00028822 | 7.2236e-05 | 0 | 0 |  | 1 | TRUE | wye
23 | LV_1039-5_1_3_load_41 | 26 | 0.00024438 | 6.1247e-05 | 0 | 0 |  | 1 | TRUE | wye
24 | LV_1039-5_1_3_load_42 | 27 | 0.00028822 | 7.2236e-05 | 0 | 0 |  | 1 | TRUE | wye
25 | LV_1039-5_1_3_load_43 | 28 | 0.00028829 | 7.2252e-05 | 0 | 0 |  | 1 | TRUE | wye
26 | LV_1039-5_1_3_load_44 | 29 | 0.00028818 | 7.2225e-05 | 0 | 0 |  | 1 | TRUE | wye
27 | LV_1039-5_1_3_load_65 | 30 | 0.00028875 | 7.2368e-05 | 0 | 0 |  | 1 | TRUE | wye
28 | LV_1039-5_1_3_load_64 | 32 | 0.00028732 | 7.2009e-05 | 0 | 0 |  | 1 | TRUE | wye
29 | LV_1039-5_1_3_load_75 | 33 | 0.00017984 | 4.5071e-05 | 0 | 0 |  | 1 | TRUE | wye
30 | LV_1039-5_1_3_load_74 | 34 | 0.00028822 | 7.2236e-05 | 0 | 0 |  | 1 | TRUE | wye
31 | LV_1039-5_1_3_load_101 | 35 | 0.0008576 | 0.00021494 | 0 | 0 |  | 1 | TRUE | wye
32 | LV_1039-5_1_3_load_45 | 37 | 8.0436e-05 | 2.0159e-05 | 0 | 0 |  | 1 | TRUE | wye
33 | LV_1039-5_1_3_load_46 | 38 | 0.00054433 | 0.00013642 | 0 | 0 |  | 1 | TRUE | wye
34 | LV_1039-5_1_3_load_47 | 39 | 0.00012834 | 3.2165e-05 | 0 | 0 |  | 1 | TRUE | wye
35 | LV_1039-5_1_3_load_48 | 40 | 0.00018052 | 4.5242e-05 | 0 | 0 |  | 1 | TRUE | wye
36 | LV_1039-5_1_3_load_49 | 41 | 0.00013541 | 3.3938e-05 | 0 | 0 |  | 1 | TRUE | wye
37 | LV_1039-5_1_3_load_110 | 42 | 0.0003786 | 9.4887e-05 | 0 | 0 |  | 1 | TRUE | wye
38 | LV_1039-5_1_3_load_106 | 43 | 0.00016178 | 4.0545e-05 | 0 | 0 |  | 1 | TRUE | wye
39 | LV_1039-5_1_3_load_103 | 44 | 0.0037519 | 0.00094032 | 0 | 0 |  | 1 | TRUE | wye
40 | LV_1039-5_1_3_load_50 | 45 | 0.0023733 | 0.00059482 | 0 | 0 |  | 1 | TRUE | wye
41 | LV_1039-5_1_3_load_51 | 46 | 0.0023724 | 0.00059459 | 0 | 0 |  | 1 | TRUE | wye
42 | LV_1039-5_1_3_load_52 | 47 | 0.0033884 | 0.00084921 | 0 | 0 |  | 1 | TRUE | wye
43 | LV_1039-5_1_3_load_53 | 48 | 0.0025446 | 0.00063772 | 0 | 0 |  | 1 | TRUE | wye
44 | LV_1039-5_1_3_load_54 | 49 | 0.003607 | 0.000904 | 0 | 0 |  | 1 | TRUE | wye
45 | LV_1039-5_1_3_load_60 | 50 | 0.0023724 | 0.00059459 | 0 | 0 |  | 1 | TRUE | wye
46 | LV_1039-5_1_3_load_86 | 51 | 0.0033884 | 0.00084921 | 0 | 0 |  | 1 | TRUE | wye
47 | LV_1039-5_1_3_load_59 | 52 | 0.001199 | 0.00030049 | 0 | 0 |  | 1 | TRUE | wye
48 | LV_1039-5_1_3_load_87 | 53 | 0.0036079 | 0.00090422 | 0 | 0 |  | 1 | TRUE | wye
49 | LV_1039-5_1_3_load_55 | 54 | 0.00015035 | 3.7682e-05 | 0 | 0 |  | 1 | TRUE | wye
50 | LV_1039-5_1_3_load_56 | 55 | 0.00026932 | 6.7497e-05 | 0 | 0 |  | 1 | TRUE | wye
51 | LV_1039-5_1_3_load_57 | 56 | 0.0001564 | 3.9198e-05 | 0 | 0 |  | 1 | TRUE | wye
52 | LV_1039-5_1_3_load_58 | 57 | 0.00034523 | 8.6523e-05 | 0 | 0 |  | 1 | TRUE | wye
53 | LV_1039-5_1_3_load_71 | 58 | 0.00050391 | 0.00012629 | 0 | 0 |  | 1 | TRUE | wye
54 | LV_1039-5_1_3_load_62 | 60 | 0.0019476 | 0.00048811 | 0 | 0 |  | 1 | TRUE | wye
55 | LV_1039-5_1_3_load_70 | 62 | 0.0012699 | 0.00031826 | 0 | 0 |  | 1 | TRUE | wye
56 | LV_1039-5_1_3_load_82 | 64 | 0.0012113 | 0.00030358 | 0 | 0 |  | 1 | TRUE | wye
57 | LV_1039-5_1_3_load_109 | 65 | 0.0046353 | 0.0011617 | 0 | 0 |  | 1 | TRUE | wye
58 | LV_1039-5_1_3_load_108 | 66 | 0.0023228 | 0.00058215 | 0 | 0 |  | 1 | TRUE | wye
59 | LV_1039-5_1_3_load_83 | 67 | 0.0016785 | 0.00042067 | 0 | 0 |  | 1 | TRUE | wye
60 | LV_1039-5_1_3_load_100 | 69 | 0.00016361 | 4.1004e-05 | 0 | 0 |  | 1 | TRUE | wye
61 | LV_1039-5_1_3_load_93 | 71 | 0.00012686 | 3.1793e-05 | 0 | 0 |  | 1 | TRUE | wye
62 | LV_1039-5_1_3_load_90 | 72 | 0.00010588 | 2.6535e-05 | 0 | 0 |  | 1 | TRUE | wye
63 | LV_1039-5_1_3_load_91 | 73 | 0.00016208 | 4.0621e-05 | 0 | 0 |  | 1 | TRUE | wye
64 | LV_1039-5_1_3_load_92 | 74 | 0.00019877 | 4.9816e-05 | 0 | 0 |  | 1 | TRUE | wye
65 | LV_1039-5_1_3_load_102 | 75 | 0.0010531 | 0.00026394 | 0 | 0 |  | 1 | TRUE | wye
66 | LV_1039-5_1_3_load_105 | 77 | 0.0029185 | 0.00073144 | 0 | 0 |  | 1 | TRUE | wye
67 | LV_1039-5_1_3_load_76 | 78 | 0.00013836 | 3.4677e-05 | 0 | 0 |  | 1 | TRUE | wye
68 | LV_1039-5_1_3_load_77 | 79 | 0.00015039 | 3.7692e-05 | 0 | 0 |  | 1 | TRUE | wye
69 | LV_1039-5_1_3_load_79 | 81 | 0.00014709 | 3.6865e-05 | 0 | 0 |  | 1 | TRUE | wye
70 | LV_1039-5_1_3_load_80 | 82 | 0.00020381 | 5.1079e-05 | 0 | 0 |  | 1 | TRUE | wye
71 | LV_1039-5_1_3_load_81 | 83 | 0.00014641 | 3.6695e-05 | 0 | 0 |  | 1 | TRUE | wye
72 | LV_1039-5_1_3_load_96 | 84 | 0.00015907 | 3.9867e-05 | 0 | 0 |  | 1 | TRUE | wye
73 | LV_1039-5_1_3_load_111 | 85 | 0.0013167 | 0.00032999 | 0 | 0 |  | 1 | TRUE | wye
74 | LV_1039-5_1_3_load_95 | 87 | 0.00014715 | 3.688e-05 | 0 | 0 |  | 1 | TRUE | wye
75 | LV_1039-5_1_3_load_112 | 88 | 0.0042619 | 0.0010681 | 0 | 0 |  | 1 | TRUE | wye
76 | LV_1039-5_1_3_load_139 | 89 | 0.0057441 | 0.0014396 | 0 | 0 |  | 1 | TRUE | wye
77 | LV_1039-5_1_3_load_84 | 90 | 0.001148 | 0.00028772 | 0 | 0 |  | 1 | TRUE | wye
78 | LV_1039-5_1_3_load_117 | 92 | 0.0013145 | 0.00032946 | 0 | 0 |  | 1 | TRUE | wye
79 | LV_1039-5_1_3_load_88 | 93 | 0.0039165 | 0.00098158 | 0 | 0 |  | 1 | TRUE | wye
80 | LV_1039-5_1_3_load_89 | 94 | 0.003605 | 0.0009035 | 0 | 0 |  | 1 | TRUE | wye
81 | LV_1039-5_1_3_load_97 | 95 | 0.00017706 | 4.4375e-05 | 0 | 0 |  | 1 | TRUE | wye
82 | LV_1039-5_1_3_load_98 | 96 | 0.0001421 | 3.5615e-05 | 0 | 0 |  | 1 | TRUE | wye
83 | LV_1039-5_1_3_load_114 | 97 | 0.001091 | 0.00027344 | 0 | 0 |  | 1 | TRUE | wye
84 | LV_1039-5_1_3_load_113 | 98 | 0.0013144 | 0.00032943 | 0 | 0 |  | 1 | TRUE | wye
85 | LV_1039-5_1_3_load_115 | 99 | 0.0011208 | 0.00028091 | 0 | 0 |  | 1 | TRUE | wye
86 | LV_1039-5_1_3_load_116 | 100 | 0.0013144 | 0.00032942 | 0 | 0 |  | 1 | TRUE | wye
87 | LV_1039-5_1_3_load_138 | 101 | 0.0072239 | 0.0018105 | 0 | 0 |  | 1 | TRUE | wye
88 | LV_1039-5_1_3_load_126 | 102 | 0.00031732 | 7.9527e-05 | 0 | 0 |  | 1 | TRUE | wye
89 | LV_1039-5_1_3_load_121 | 103 | 0.0035981 | 0.00090177 | 0 | 0 |  | 1 | TRUE | wye
90 | LV_1039-5_1_3_load_122 | 104 | 0.00046051 | 0.00011541 | 0 | 0 |  | 1 | TRUE | wye
91 | LV_1039-5_1_3_load_124 | 106 | 0.0030119 | 0.00075486 | 0 | 0 |  | 1 | TRUE | wye
92 | LV_1039-5_1_3_load_125 | 107 | 0.003005 | 0.00075311 | 0 | 0 |  | 1 | TRUE | wye
93 | LV_1039-5_1_3_load_134 | 108 | 0.00032566 | 8.1618e-05 | 0 | 0 |  | 1 | TRUE | wye
94 | LV_1039-5_1_3_load_135 | 109 | 0.0016275 | 0.00040789 | 0 | 0 |  | 1 | TRUE | wye
95 | LV_1039-5_1_3_load_136 | 111 | 0.0035212 | 0.00088249 | 0 | 0 |  | 1 | TRUE | wye
96 | LV_1039-5_1_3_load_128 | 112 | 0.00058968 | 0.00014779 | 0 | 0 |  | 1 | TRUE | wye
97 | LV_1039-5_1_3_load_131 | 113 | 0.00056847 | 0.00014247 | 0 | 0 |  | 1 | TRUE | wye
98 | LV_1039-5_1_3_load_130 | 114 | 0.0010936 | 0.00027407 | 0 | 0 |  | 1 | TRUE | wye
99 | LV_1039-5_1_3_load_132 | 115 | 0.003492 | 0.00087518 | 0 | 0 |  | 1 | TRUE | wye
100 | LV_1039-5_1_3_load_133 | 116 | 0.00070201 | 0.00017594 | 0 | 0 |  | 1 | TRUE | wye
101 | LV_1039-5_1_3_load_137 | 118 | 0.0017113 | 0.00042889 | 0 | 0 |  | 1 | TRUE | wye

## ext_grid
| name | bus | vm_pu | va_degree | slack_weight | in_service
0 |  | 84 | 1 | 0 | 1 | TRUE

## line
| name | std_type | from_bus | to_bus | length_km | r_ohm_per_km | x_ohm_per_km | c_nf_per_km | g_us_per_km | max_i_ka | df | parallel | type | in_service
0 | LV_1039-5_1_3_line_0 | NAYY 4x150 SE | 0 | 1 | 0.031102 | 0.208 | 0.08 | 261 | 0 | 0.27 | 1 | 1 | cs | TRUE
1 | LV_1039-5_1_3_line_1 | NAYY 4x150 SE | 1 | 102 | 0.0075007 | 0.208 | 0.08 | 261 | 0 | 0.27 | 1 | 1 | cs | TRUE
2 | LV_1039-5_1_3_line_2 | NAYY 4x150 SE | 2 | 3 | 0.044505 | 0.208 | 0.08 | 261 | 0 | 0.27 | 1 | 1 | cs | TRUE
3 | LV_1039-5_1_3_line_3 | NAYY 4x150 SE | 2 | 4 | 0.01931 | 0.208 | 0.08 | 261 | 0 | 0.27 | 1 | 1 | cs | TRUE
4 | LV_1039-5_1_3_line_4 | NAYY 4x150 SE | 3 | 5 | 0.25735 | 0.208 | 0.08 | 261 | 0 | 0.27 | 1 | 1 | cs | TRUE
5 | LV_1039-5_1_3_line_5 | NAYY 4x150 SE | 4 | 6 | 0.015391 | 0.208 | 0.08 | 261 | 0 | 0.27 | 1 | 1 | cs | TRUE
6 | LV_1039-5_1_3_line_6 | NAYY 4x150 SE | 4 | 7 | 0.016675 | 0.208 | 0.08 | 261 | 0 | 0.27 | 1 | 1 | cs | TRUE
7 | LV_1039-5_1_3_line_7 | NAYY 4x150 SE | 5 | 14 | 0.023657 | 0.208 | 0.08 | 261 | 0 | 0.27 | 1 | 1 | cs | TRUE
8 | LV_1039-5_1_3_line_8 | NAYY 4x150 SE | 6 | 16 | 0.018702 | 0.208 | 0.08 | 261 | 0 | 0.27 | 1 | 1 | cs | TRUE
9 | LV_1039-5_1_3_line_9 | NAYY 4x150 SE | 7 | 17 | 0.0067236 | 0.208 | 0.08 | 261 | 0 | 0.27 | 1 | 1 | cs | TRUE
10 | LV_1039-5_1_3_line_10 | NAYY 4x150 SE | 8 | 9 | 0.053109 | 0.208 | 0.08 | 261 | 0 | 0.27 | 1 | 1 | cs | TRUE
11 | LV_1039-5_1_3_line_11 | NAYY 4x150 SE | 8 | 10 | 0.34807 | 0.208 | 0.08 | 261 | 0 | 0.27 | 1 | 1 | cs | TRUE
12 | LV_1039-5_1_3_line_12 | NAYY 4x150 SE | 8 | 11 | 0.049483 | 0.208 | 0.08 | 261 | 0 | 0.27 | 1 | 1 | cs | TRUE
13 | LV_1039-5_1_3_line_13 | NAYY 4x150 SE | 9 | 24 | 0.038972 | 0.208 | 0.08 | 261 | 0 | 0.27 | 1 | 1 | cs | TRUE
14 | LV_1039-5_1_3_line_14 | NAYY 4x150 SE | 10 | 15 | 0.0097878 | 0.208 | 0.08 | 261 | 0 | 0.27 | 1 | 1 | cs | TRUE
15 | LV_1039-5_1_3_line_15 | NAYY 4x150 SE | 11 | 19 | 0.037376 | 0.208 | 0.08 | 261 | 0 | 0.27 | 1 | 1 | cs | TRUE
16 | LV_1039-5_1_3_line_16 | NAYY 4x150 SE | 12 | 13 | 0.11184 | 0.208 | 0.08 | 261 | 0 | 0.27 | 1 | 1 | cs | TRUE
17 | LV_1039-5_1_3_line_17 | NAYY 4x150 SE | 13 | 69 | 0.0017601 | 0.208 | 0.08 | 261 | 0 | 0.27 | 1 | 2 | cs | TRUE
18 | LV_1039-5_1_3_line_18 | NAYY 4x150 SE | 13 | 68 | 0.14181 | 0.208 | 0.08 | 261 | 0 | 0.27 | 1 | 2 | cs | TRUE
19 | LV_1039-5_1_3_line_19 | NAYY 4x150 SE | 14 | 15 | 0.030582 | 0.208 | 0.08 | 261 | 0 | 0.27 | 1 | 1 | cs | TRUE
20 | LV_1039-5_1_3_line_20 | NAYY 4x150 SE | 17 | 18 | 0.016363 | 0.208 | 0.08 | 261 | 0 | 0.27 | 1 | 1 | cs | TRUE
21 | LV_1039-5_1_3_line_21 | NAYY 4x150 SE | 20 | 21 | 0.24261 | 0.208 | 0.08 | 261 | 0 | 0.27 | 1 | 1 | cs | TRUE
22 | LV_1039-5_1_3_line_22 | NAYY 4x150 SE | 20 | 22 | 0.23002 | 0.208 | 0.08 | 261 | 0 | 0.27 | 1 | 1 | cs | TRUE
23 | LV_1039-5_1_3_line_23 | NAYY 4x150 SE | 21 | 24 | 0.014254 | 0.208 | 0.08 | 261 | 0 | 0.27 | 1 | 1 | cs | TRUE
24 | LV_1039-5_1_3_line_24 | NAYY 4x150 SE | 21 | 23 | 0.02846 | 0.208 | 0.08 | 261 | 0 | 0.27 | 1 | 1 | cs | TRUE
25 | LV_1039-5_1_3_line_25 | NAYY 4x150 SE | 22 | 74 | 0.0088463 | 0.208 | 0.08 | 261 | 0 | 0.27 | 1 | 1 | cs | TRUE
26 | LV_1039-5_1_3_line_26 | NAYY 4x150 SE | 25 | 26 | 0.017039 | 0.208 | 0.08 | 261 | 0 | 0.27 | 1 | 1 | cs | TRUE
27 | LV_1039-5_1_3_line_27 | NAYY 4x150 SE | 25 | 27 | 0.0014832 | 0.208 | 0.08 | 261 | 0 | 0.27 | 1 | 1 | cs | TRUE
28 | LV_1039-5_1_3_line_28 | NAYY 4x150 SE | 26 | 28 | 0.0022384 | 0.208 | 0.08 | 261 | 0 | 0.27 | 1 | 1 | cs | TRUE
29 | LV_1039-5_1_3_line_29 | NAYY 4x150 SE | 27 | 29 | 0.008579 | 0.208 | 0.08 | 261 | 0 | 0.27 | 1 | 1 | cs | TRUE
30 | LV_1039-5_1_3_line_30 | NAYY 4x150 SE | 28 | 33 | 0.064317 | 0.208 | 0.08 | 261 | 0 | 0.27 | 1 | 1 | cs | TRUE
31 | LV_1039-5_1_3_line_31 | NAYY 4x150 SE | 29 | 34 | 0.0047006 | 0.208 | 0.08 | 261 | 0 | 0.27 | 1 | 1 | cs | TRUE
32 | LV_1039-5_1_3_line_32 | NAYY 4x150 SE | 30 | 31 | 0.2957 | 0.208 | 0.08 | 261 | 0 | 0.27 | 1 | 1 | cs | TRUE
33 | LV_1039-5_1_3_line_33 | NAYY 4x150 SE | 30 | 32 | 0.026054 | 0.208 | 0.08 | 261 | 0 | 0.27 | 1 | 1 | cs | TRUE
34 | LV_1039-5_1_3_line_34 | NAYY 4x150 SE | 31 | 44 | 0.29798 | 0.208 | 0.08 | 261 | 0 | 0.27 | 1 | 1 | cs | TRUE
35 | LV_1039-5_1_3_line_35 | NAYY 4x150 SE | 31 | 40 | 0.050454 | 0.208 | 0.08 | 261 | 0 | 0.27 | 1 | 1 | cs | TRUE
36 | LV_1039-5_1_3_line_36 | NAYY 4x150 SE | 32 | 68 | 0.027896 | 0.208 | 0.08 | 261 | 0 | 0.27 | 1 | 1 | cs | TRUE
37 | LV_1039-5_1_3_line_37 | NAYY 4x150 SE | 33 | 35 | 0.039095 | 0.208 | 0.08 | 261 | 0 | 0.27 | 1 | 1 | cs | TRUE
38 | LV_1039-5_1_3_line_38 | NAYY 4x150 SE | 34 | 36 | 0.040975 | 0.208 | 0.08 | 261 | 0 | 0.27 | 1 | 1 | cs | TRUE
39 | LV_1039-5_1_3_line_39 | NAYY 4x150 SE | 35 | 42 | 0.023286 | 0.208 | 0.08 | 261 | 0 | 0.27 | 1 | 1 | cs | TRUE
40 | LV_1039-5_1_3_line_40 | NAYY 4x150 SE | 36 | 70 | 0.004337 | 0.208 | 0.08 | 261 | 0 | 0.27 | 1 | 1 | cs | TRUE
41 | LV_1039-5_1_3_line_41 | NAYY 4x150 SE | 36 | 58 | 0.043015 | 0.208 | 0.08 | 261 | 0 | 0.27 | 1 | 1 | cs | TRUE
42 | LV_1039-5_1_3_line_42 | NAYY 4x150 SE | 37 | 38 | 0.021573 | 0.208 | 0.08 | 261 | 0 | 0.27 | 1 | 1 | cs | TRUE
43 | LV_1039-5_1_3_line_43 | NAYY 4x150 SE | 37 | 39 | 0.0034252 | 0.208 | 0.08 | 261 | 0 | 0.27 | 1 | 1 | cs | TRUE
44 | LV_1039-5_1_3_line_44 | NAYY 4x150 SE | 38 | 40 | 0.014451 | 0.208 | 0.08 | 261 | 0 | 0.27 | 1 | 1 | cs | TRUE
45 | LV_1039-5_1_3_line_45 | NAYY 4x150 SE | 39 | 41 | 0.0063872 | 0.208 | 0.08 | 261 | 0 | 0.27 | 1 | 1 | cs | TRUE
46 | LV_1039-5_1_3_line_46 | NAYY 4x150 SE | 41 | 43 | 0.00079736 | 0.208 | 0.08 | 261 | 0 | 0.27 | 1 | 1 | cs | TRUE
47 | LV_1039-5_1_3_line_47 | NAYY 4x150 SE | 42 | 43 | 0.18302 | 0.208 | 0.08 | 261 | 0 | 0.27 | 1 | 1 | cs | TRUE
48 | LV_1039-5_1_3_line_48 | NAYY 4x150 SE | 44 | 75 | 0.0087284 | 0.208 | 0.08 | 261 | 0 | 0.27 | 1 | 1 | cs | TRUE
49 | LV_1039-5_1_3_line_49 | NAYY 4x150 SE | 45 | 46 | 0.02408 | 0.208 | 0.08 | 261 | 0 | 0.27 | 1 | 1 | cs | TRUE
50 | LV_1039-5_1_3_line_50 | NAYY 4x150 SE | 45 | 47 | 0.022829 | 0.208 | 0.08 | 261 | 0 | 0.27 | 1 | 1 | cs | TRUE
51 | LV_1039-5_1_3_line_51 | NAYY 4x150 SE | 46 | 48 | 0.0008183 | 0.208 | 0.08 | 261 | 0 | 0.27 | 1 | 1 | cs | TRUE
52 | LV_1039-5_1_3_line_52 | NAYY 4x150 SE | 47 | 49 | 0.0052253 | 0.208 | 0.08 | 261 | 0 | 0.27 | 1 | 1 | cs | TRUE
53 | LV_1039-5_1_3_line_53 | NAYY 4x150 SE | 48 | 50 | 0.021125 | 0.208 | 0.08 | 261 | 0 | 0.27 | 1 | 1 | cs | TRUE
54 | LV_1039-5_1_3_line_54 | NAYY 4x150 SE | 49 | 51 | 0.019304 | 0.208 | 0.08 | 261 | 0 | 0.27 | 1 | 1 | cs | TRUE
55 | LV_1039-5_1_3_line_55 | NAYY 4x150 SE | 50 | 52 | 0.0083572 | 0.208 | 0.08 | 261 | 0 | 0.27 | 1 | 1 | cs | TRUE
56 | LV_1039-5_1_3_line_56 | NAYY 4x150 SE | 51 | 53 | 0.0048798 | 0.208 | 0.08 | 261 | 0 | 0.27 | 1 | 1 | cs | TRUE
57 | LV_1039-5_1_3_line_57 | NAYY 4x150 SE | 52 | 59 | 0.01129 | 0.208 | 0.08 | 261 | 0 | 0.27 | 1 | 1 | cs | TRUE
58 | LV_1039-5_1_3_line_58 | NAYY 4x150 SE | 53 | 93 | 0.018731 | 0.208 | 0.08 | 261 | 0 | 0.27 | 1 | 1 | cs | TRUE
59 | LV_1039-5_1_3_line_59 | NAYY 4x150 SE | 54 | 55 | 0.032375 | 0.208 | 0.08 | 261 | 0 | 0.27 | 1 | 1 | cs | TRUE
60 | LV_1039-5_1_3_line_60 | NAYY 4x150 SE | 54 | 56 | 0.010507 | 0.208 | 0.08 | 261 | 0 | 0.27 | 1 | 1 | cs | TRUE
61 | LV_1039-5_1_3_line_61 | NAYY 4x150 SE | 55 | 57 | 0.020467 | 0.208 | 0.08 | 261 | 0 | 0.27 | 1 | 1 | cs | TRUE
62 | LV_1039-5_1_3_line_62 | NAYY 4x150 SE | 57 | 58 | 0.0041512 | 0.208 | 0.08 | 261 | 0 | 0.27 | 1 | 1 | cs | TRUE
63 | LV_1039-5_1_3_line_63 | NAYY 4x150 SE | 59 | 60 | 0.025613 | 0.208 | 0.08 | 261 | 0 | 0.27 | 1 | 1 | cs | TRUE
64 | LV_1039-5_1_3_line_64 | NAYY 4x150 SE | 59 | 61 | 0.035312 | 0.208 | 0.08 | 261 | 0 | 0.27 | 1 | 1 | cs | TRUE
65 | LV_1039-5_1_3_line_65 | NAYY 4x150 SE | 60 | 62 | 0.0074168 | 0.208 | 0.08 | 261 | 0 | 0.27 | 1 | 1 | cs | TRUE
66 | LV_1039-5_1_3_line_66 | NAYY 4x150 SE | 61 | 63 | 0.027226 | 0.208 | 0.08 | 261 | 0 | 0.27 | 1 | 1 | cs | TRUE
67 | LV_1039-5_1_3_line_67 | NAYY 4x150 SE | 61 | 64 | 0.016345 | 0.208 | 0.08 | 261 | 0 | 0.27 | 1 | 1 | cs | TRUE
68 | LV_1039-5_1_3_line_68 | NAYY 4x150 SE | 63 | 65 | 0.011001 | 0.208 | 0.08 | 261 | 0 | 0.27 | 1 | 1 | cs | TRUE
69 | LV_1039-5_1_3_line_69 | NAYY 4x150 SE | 63 | 66 | 0.006384 | 0.208 | 0.08 | 261 | 0 | 0.27 | 1 | 1 | cs | TRUE
70 | LV_1039-5_1_3_line_70 | NAYY 4x150 SE | 64 | 67 | 0.025758 | 0.208 | 0.08 | 261 | 0 | 0.27 | 1 | 1 | cs | TRUE
71 | LV_1039-5_1_3_line_71 | NAYY 4x150 SE | 67 | 90 | 0.016386 | 0.208 | 0.08 | 261 | 0 | 0.27 | 1 | 1 | cs | TRUE
72 | LV_1039-5_1_3_line_72 | NAYY 4x150 SE | 69 | 96 | 0.021013 | 0.208 | 0.08 | 261 | 0 | 0.27 | 1 | 2 | cs | TRUE
73 | LV_1039-5_1_3_line_73 | NAYY 4x150 SE | 70 | 71 | 0.062717 | 0.208 | 0.08 | 261 | 0 | 0.27 | 1 | 1 | cs | TRUE
74 | LV_1039-5_1_3_line_74 | NAYY 4x150 SE | 70 | 72 | 0.056045 | 0.208 | 0.08 | 261 | 0 | 0.27 | 1 | 1 | cs | TRUE
75 | LV_1039-5_1_3_line_75 | NAYY 4x150 SE | 72 | 73 | 0.011707 | 0.208 | 0.08 | 261 | 0 | 0.27 | 1 | 1 | cs | TRUE
76 | LV_1039-5_1_3_line_76 | NAYY 4x150 SE | 73 | 74 | 0.0024828 | 0.208 | 0.08 | 261 | 0 | 0.27 | 1 | 1 | cs | TRUE
77 | LV_1039-5_1_3_line_77 | NAYY 4x150 SE | 75 | 76 | 0.037069 | 0.208 | 0.08 | 261 | 0 | 0.27 | 1 | 1 | cs | TRUE
78 | LV_1039-5_1_3_line_78 | NAYY 4x150 SE | 76 | 77 | 0.036224 | 0.208 | 0.08 | 261 | 0 | 0.27 | 1 | 1 | cs | TRUE
79 | LV_1039-5_1_3_line_79 | NAYY 4x150 SE | 78 | 79 | 0.019268 | 0.208 | 0.08 | 261 | 0 | 0.27 | 1 | 1 | cs | TRUE
80 | LV_1039-5_1_3_line_80 | NAYY 4x150 SE | 78 | 80 | 0.015424 | 0.208 | 0.08 | 261 | 0 | 0.27 | 1 | 1 | cs | TRUE
81 | LV_1039-5_1_3_line_81 | NAYY 4x150 SE | 79 | 81 | 0.0060324 | 0.208 | 0.08 | 261 | 0 | 0.27 | 1 | 1 | cs | TRUE
82 | LV_1039-5_1_3_line_82 | NAYY 4x150 SE | 80 | 82 | 0.0073399 | 0.208 | 0.08 | 261 | 0 | 0.27 | 1 | 1 | cs | TRUE
83 | LV_1039-5_1_3_line_83 | NAYY 4x150 SE | 80 | 83 | 0.019364 | 0.208 | 0.08 | 261 | 0 | 0.27 | 1 | 1 | cs | TRUE
84 | LV_1039-5_1_3_line_84 | NAYY 4x150 SE | 81 | 84 | 0.01933 | 0.208 | 0.08 | 261 | 0 | 0.27 | 1 | 1 | cs | TRUE
85 | LV_1039-5_1_3_line_85 | NAYY 4x150 SE | 82 | 85 | 0.0084464 | 0.208 | 0.08 | 261 | 0 | 0.27 | 1 | 1 | cs | TRUE
86 | LV_1039-5_1_3_line_86 | NAYY 4x150 SE | 83 | 86 | 0.031002 | 0.208 | 0.08 | 261 | 0 | 0.27 | 1 | 1 | cs | TRUE
87 | LV_1039-5_1_3_line_87 | NAYY 4x150 SE | 84 | 87 | 0.0023939 | 0.208 | 0.08 | 261 | 0 | 0.27 | 1 | 2 | cs | TRUE
88 | LV_1039-5_1_3_line_88 | NAYY 4x150 SE | 85 | 88 | 0.018145 | 0.208 | 0.08 | 261 | 0 | 0.27 | 1 | 1 | cs | TRUE
89 | LV_1039-5_1_3_line_89 | NAYY 4x150 SE | 86 | 89 | 0.023211 | 0.208 | 0.08 | 261 | 0 | 0.27 | 1 | 1 | cs | TRUE
90 | LV_1039-5_1_3_line_90 | NAYY 4x150 SE | 87 | 95 | 0.021003 | 0.208 | 0.08 | 261 | 0 | 0.27 | 1 | 2 | cs | TRUE
91 | LV_1039-5_1_3_line_91 | NAYY 4x150 SE | 88 | 97 | 0.0097457 | 0.208 | 0.08 | 261 | 0 | 0.27 | 1 | 1 | cs | TRUE
92 | LV_1039-5_1_3_line_92 | NAYY 4x150 SE | 89 | 101 | 0.028935 | 0.208 | 0.08 | 261 | 0 | 0.27 | 1 | 1 | cs | TRUE
93 | LV_1039-5_1_3_line_93 | NAYY 4x150 SE | 90 | 91 | 0.02137 | 0.208 | 0.08 | 261 | 0 | 0.27 | 1 | 1 | cs | TRUE
94 | LV_1039-5_1_3_line_94 | NAYY 4x150 SE | 91 | 92 | 0.0063656 | 0.208 | 0.08 | 261 | 0 | 0.27 | 1 | 1 | cs | TRUE
95 | LV_1039-5_1_3_line_95 | NAYY 4x150 SE | 92 | 100 | 0.019884 | 0.208 | 0.08 | 261 | 0 | 0.27 | 1 | 1 | cs | TRUE
96 | LV_1039-5_1_3_line_96 | NAYY 4x150 SE | 93 | 94 | 0.0057555 | 0.208 | 0.08 | 261 | 0 | 0.27 | 1 | 1 | cs | TRUE
97 | LV_1039-5_1_3_line_97 | NAYY 4x150 SE | 95 | 96 | 0.0024766 | 0.208 | 0.08 | 261 | 0 | 0.27 | 1 | 2 | cs | TRUE
98 | LV_1039-5_1_3_line_98 | NAYY 4x150 SE | 97 | 98 | 0.011026 | 0.208 | 0.08 | 261 | 0 | 0.27 | 1 | 1 | cs | TRUE
99 | LV_1039-5_1_3_line_99 | NAYY 4x150 SE | 98 | 99 | 0.0015043 | 0.208 | 0.08 | 261 | 0 | 0.27 | 1 | 1 | cs | TRUE
100 | LV_1039-5_1_3_line_100 | NAYY 4x150 SE | 99 | 100 | 0.021451 | 0.208 | 0.08 | 261 | 0 | 0.27 | 1 | 1 | cs | TRUE
101 | LV_1039-5_1_3_line_101 | NAYY 4x150 SE | 101 | 117 | 0.024135 | 0.208 | 0.08 | 261 | 0 | 0.27 | 1 | 1 | cs | TRUE
102 | LV_1039-5_1_3_line_102 | NAYY 4x150 SE | 102 | 112 | 0.030103 | 0.208 | 0.08 | 261 | 0 | 0.27 | 1 | 1 | cs | TRUE
103 | LV_1039-5_1_3_line_103 | NAYY 4x150 SE | 103 | 104 | 0.0044228 | 0.208 | 0.08 | 261 | 0 | 0.27 | 1 | 1 | cs | TRUE
104 | LV_1039-5_1_3_line_104 | NAYY 4x150 SE | 103 | 105 | 0.019466 | 0.208 | 0.08 | 261 | 0 | 0.27 | 1 | 1 | cs | TRUE
105 | LV_1039-5_1_3_line_105 | NAYY 4x150 SE | 104 | 106 | 0.01104 | 0.208 | 0.08 | 261 | 0 | 0.27 | 1 | 1 | cs | TRUE
106 | LV_1039-5_1_3_line_106 | NAYY 4x150 SE | 105 | 107 | 0.011629 | 0.208 | 0.08 | 261 | 0 | 0.27 | 1 | 1 | cs | TRUE
107 | LV_1039-5_1_3_line_107 | NAYY 4x150 SE | 106 | 108 | 0.029254 | 0.208 | 0.08 | 261 | 0 | 0.27 | 1 | 1 | cs | TRUE
108 | LV_1039-5_1_3_line_108 | NAYY 4x150 SE | 107 | 109 | 0.022385 | 0.208 | 0.08 | 261 | 0 | 0.27 | 1 | 1 | cs | TRUE
109 | LV_1039-5_1_3_line_109 | NAYY 4x150 SE | 108 | 110 | 0.013635 | 0.208 | 0.08 | 261 | 0 | 0.27 | 1 | 1 | cs | TRUE
110 | LV_1039-5_1_3_line_110 | NAYY 4x150 SE | 109 | 111 | 0.014621 | 0.208 | 0.08 | 261 | 0 | 0.27 | 1 | 1 | cs | TRUE
111 | LV_1039-5_1_3_line_111 | NAYY 4x150 SE | 110 | 113 | 0.0028764 | 0.208 | 0.08 | 261 | 0 | 0.27 | 1 | 1 | cs | TRUE
112 | LV_1039-5_1_3_line_112 | NAYY 4x150 SE | 110 | 112 | 0.004575 | 0.208 | 0.08 | 261 | 0 | 0.27 | 1 | 1 | cs | TRUE
113 | LV_1039-5_1_3_line_113 | NAYY 4x150 SE | 111 | 118 | 0.02955 | 0.208 | 0.08 | 261 | 0 | 0.27 | 1 | 1 | cs | TRUE
114 | LV_1039-5_1_3_line_114 | NAYY 4x150 SE | 113 | 114 | 0.019485 | 0.208 | 0.08 | 261 | 0 | 0.27 | 1 | 1 | cs | TRUE
115 | LV_1039-5_1_3_line_115 | NAYY 4x150 SE | 114 | 115 | 0.012364 | 0.208 | 0.08 | 261 | 0 | 0.27 | 1 | 1 | cs | TRUE
116 | LV_1039-5_1_3_line_116 | NAYY 4x150 SE | 115 | 116 | 0.032932 | 0.208 | 0.08 | 261 | 0 | 0.27 | 1 | 1 | cs | TRUE
117 | LV_1039-5_1_3_line_117 | NAYY 4x150 SE | 116 | 117 | 0.025638 | 0.208 | 0.08 | 261 | 0 | 0.27 | 1 | 1 | cs | TRUE

## trafo
| name | std_type | hv_bus | lv_bus | sn_mva | vn_hv_kv | vn_lv_kv | vk_percent | vkr_percent | pfe_kw | i0_percent | shift_degree | tap_side | tap_neutral | tap_min | tap_max | tap_step_percent | tap_step_degree | tap_pos | tap_phase_shifter | parallel | df | in_service
0 | LV_1039-5_1_3_trafo_96 | 0.25 MVA 20/0.4 kV | 119 | 84 | 0.25 | 20 | 0.4 | 6 | 1.44 | 0.8 | 0.32 | 150 | hv | 0 | -2 | 2 | 2.5 | 0 | 0 | FALSE | 1 | 1 | TRUE

## line_geodata
| x0 | y0 | x1 | y1 | x2 | y2 | x3 | y3 | x4 | y4 | x5 | y5
0 | 2660439.3768 | 1226782.9309 | 2660433.2695 | 1226808.8177 | 2660432.2349 | 1226813.2022
1 | 2660439.3768 | 1226782.9309 | 2660441.0991 | 1226775.6306
2 | 2661456.5591 | 1226603.3297 | 2661468.4836 | 1226606.955 | 2661477.1129 | 1226605.1096 | 2661484.0694 | 1226599.3889 | 2661489.3828 | 1226592.7729 | 2661492.5989 | 1226588.0362
3 | 2661438.8114 | 1226598.0096 | 2661445.5547 | 1226602.6489 | 2661453.9086 | 1226602.5239 | 2661456.5591 | 1226603.3297
4 | 2661492.5989 | 1226588.0362 | 2661589.935 | 1226349.8031
5 | 2661438.8114 | 1226598.0096 | 2661430.7977 | 1226611.1494
6 | 2661438.8114 | 1226598.0096 | 2661425.0798 | 1226588.5487
7 | 2661589.935 | 1226349.8031 | 2661600.7772 | 1226328.7773
8 | 2661423.5799 | 1226627.9146 | 2661423.9465 | 1226622.3829 | 2661430.7977 | 1226611.1494
9 | 2661419.5431 | 1226584.7341 | 2661425.0798 | 1226588.5487
10 | 2661366.2797 | 1226053.8471 | 2661358.8826 | 1226049.3235 | 2661351.3113 | 1226038.1717 | 2661350.3529 | 1226020.8508 | 2661353.2994 | 1226011.5085 | 2661354.3181 | 1226007.8314
11 | 2661366.2797 | 1226053.8471 | 2661619.2795 | 1226292.8967
12 | 2661366.2797 | 1226053.8471 | 2661389.6371 | 1226010.2242
13 | 2661356.5719 | 1225969.8156 | 2661354.5229 | 1225975.1868 | 2661356.411 | 1225985.4239 | 2661357.1416 | 1225997.6393 | 2661354.3181 | 1226007.8314
14 | 2661619.2795 | 1226292.8967 | 2661614.7936 | 1226301.5961
15 | 2661406.1947 | 1225976.7951 | 2661403.5961 | 1225984.1541 | 2661389.6371 | 1226010.2242
16 | 2660612.2652 | 1226572.9685 | 2660705.2989 | 1226510.8901
17 | 2660611.753 | 1226574.6524 | 2660612.2652 | 1226572.9685
18 | 2660612.2652 | 1226572.9685 | 2660515.8072 | 1226469.0171
19 | 2661600.7772 | 1226328.7773 | 2661614.7936 | 1226301.5961
20 | 2661419.5431 | 1226584.7341 | 2661413.2382 | 1226580.39 | 2661405.3123 | 1226576.7872
21 | 2661153.1513 | 1225837.4382 | 2661363.9146 | 1225957.5985
22 | 2660947.3254 | 1225734.7511 | 2661153.1513 | 1225837.4382
23 | 2661356.5719 | 1225969.8156 | 2661363.9146 | 1225957.5985
24 | 2661363.9146 | 1225957.5985 | 2661365.5572 | 1225954.8654 | 2661375.8456 | 1225951.0023 | 2661382.9744 | 1225949.9418 | 2661386.3017 | 1225943.6984
25 | 2660947.3254 | 1225734.7511 | 2660939.9512 | 1225729.8646
26 | 2660844.0611 | 1225771.1143 | 2660834.0208 | 1225784.8813
27 | 2660844.0611 | 1225771.1143 | 2660844.9351 | 1225769.916
28 | 2660834.0208 | 1225784.8813 | 2660832.7018 | 1225786.6898
29 | 2660844.9351 | 1225769.916 | 2660849.9902 | 1225762.9846 | 2660849.9902 | 1225762.9846
30 | 2660832.7018 | 1225786.6898 | 2660794.8032 | 1225838.6552
31 | 2660852.1276 | 1225758.7981 | 2660849.9902 | 1225762.9846
32 | 2660528.4099 | 1226416.5593 | 2660648.7675 | 1226146.4645
33 | 2660522.3237 | 1226441.8925 | 2660528.4099 | 1226416.5593
34 | 2660648.7675 | 1226146.4645 | 2660405.4648 | 1225974.4297
35 | 2660648.7675 | 1226146.4645 | 2660674.8054 | 1226103.2485
36 | 2660515.8072 | 1226469.0171 | 2660522.3237 | 1226441.8925
37 | 2660771.7668 | 1225870.2421 | 2660794.8032 | 1225838.6552
38 | 2660870.7601 | 1225722.3043 | 2660869.0428 | 1225725.6667 | 2660852.1276 | 1225758.7981
39 | 2660771.7668 | 1225870.2421 | 2660767.3959 | 1225876.2353 | 2660764.712 | 1225880.733 | 2660759.2716 | 1225889.8662
40 | 2660870.7601 | 1225722.3043 | 2660872.3629 | 1225718.2737
41 | 2660870.7601 | 1225722.3043 | 2660845.6299 | 1225726.0609 | 2660828.0755 | 1225724.7142
42 | 2660690.3138 | 1226070.7886 | 2660681.5813 | 1226090.5156
43 | 2660690.3138 | 1226070.7886 | 2660691.7003 | 1226067.6566
44 | 2660674.8054 | 1226103.2485 | 2660679.1008 | 1226096.1193 | 2660681.5813 | 1226090.5156
45 | 2660694.2857 | 1226061.816 | 2660691.7003 | 1226067.6566
46 | 2660694.2857 | 1226061.816 | 2660694.6085 | 1226061.0869
47 | 2660759.2716 | 1225889.8662 | 2660694.6085 | 1226061.0869
48 | 2660396.7631 | 1225974.623 | 2660402.7555 | 1225974.187 | 2660405.4648 | 1225974.4297
49 | 2660630.4106 | 1226807.0537 | 2660618.2203 | 1226827.82
50 | 2660630.4106 | 1226807.0537 | 2660641.9679 | 1226787.3657
51 | 2660617.806 | 1226828.5257 | 2660618.2203 | 1226827.82
52 | 2660644.6131 | 1226782.8595 | 2660641.9679 | 1226787.3657
53 | 2660617.806 | 1226828.5257 | 2660608.2087 | 1226844.8748 | 2660607.0025 | 1226846.6748
54 | 2660654.3855 | 1226766.2121 | 2660644.6131 | 1226782.8595
55 | 2660602.3499 | 1226853.6171 | 2660607.0025 | 1226846.6748
56 | 2660654.3855 | 1226766.2121 | 2660656.8559 | 1226762.0038
57 | 2660596.0643 | 1226862.9961 | 2660602.3499 | 1226853.6171
58 | 2660656.8559 | 1226762.0038 | 2660666.3382 | 1226745.8506
59 | 2660771.1754 | 1225723.759 | 2660802.3257 | 1225722.7386 | 2660803.5297 | 1225722.831
60 | 2660771.1754 | 1225723.759 | 2660760.6735 | 1225724.103
61 | 2660803.5297 | 1225722.831 | 2660823.9365 | 1225724.3966
62 | 2660828.0755 | 1225724.7142 | 2660823.9365 | 1225724.3966
63 | 2660596.0643 | 1226862.9961 | 2660597.3913 | 1226868.1351 | 2660591.0223 | 1226887.4158
64 | 2660564.7476 | 1226853.2934 | 2660569.5081 | 1226859.1678 | 2660582.1692 | 1226864.7336 | 2660596.0643 | 1226862.9961
65 | 2660591.0223 | 1226887.4158 | 2660588.696 | 1226894.4582
66 | 2660564.7476 | 1226853.2934 | 2660550.3245 | 1226857.7607 | 2660540.8035 | 1226865.3687
67 | 2660564.7476 | 1226853.2934 | 2660563.4677 | 1226836.9985
68 | 2660540.8035 | 1226865.3687 | 2660530.5422 | 1226861.4034
69 | 2660540.8035 | 1226865.3687 | 2660539.3209 | 1226871.5782
70 | 2660563.4677 | 1226836.9985 | 2660561.4507 | 1226811.3193
71 | 2660561.4507 | 1226811.3193 | 2660560.1676 | 1226794.9835
72 | 2660611.753 | 1226574.6524 | 2660609.5385 | 1226581.9316 | 2660605.1586 | 1226594.6003
73 | 2660872.3629 | 1225718.2737 | 2660881.653 | 1225694.9316 | 2660888.7343 | 1225671.8671 | 2660890.4456 | 1225658.5093
74 | 2660872.3629 | 1225718.2737 | 2660887.5286 | 1225720.797 | 2660907.6188 | 1225719.157 | 2660923.2612 | 1225721.0183 | 2660927.6048 | 1225722.9673
75 | 2660927.6048 | 1225722.9673 | 2660933.6067 | 1225725.6604 | 2660937.8815 | 1225728.4931
76 | 2660937.8815 | 1225728.4931 | 2660939.9512 | 1225729.8646
77 | 2660362.2056 | 1225985.7053 | 2660367.9467 | 1225980.9382 | 2660389.0782 | 1225975.1822 | 2660396.7631 | 1225974.623
78 | 2660362.2056 | 1225985.7053 | 2660359.8425 | 1225994.4758 | 2660361.1792 | 1226002.4389 | 2660366.5333 | 1226008.1746 | 2660377.0284 | 1226012.2503
79 | 2660594.0774 | 1226644.5917 | 2660592.4493 | 1226652.3804 | 2660591.7059 | 1226663.6666
80 | 2660590.692 | 1226679.0573 | 2660591.7059 | 1226663.6666
81 | 2660594.0774 | 1226644.5917 | 2660595.3117 | 1226638.6869
82 | 2660590.692 | 1226679.0573 | 2660590.6173 | 1226686.3969
83 | 2660590.692 | 1226679.0573 | 2660571.76 | 1226674.988
84 | 2660599.279 | 1226619.7679 | 2660598.0824 | 1226625.4316 | 2660595.3117 | 1226638.6869
85 | 2660590.6173 | 1226686.3969 | 2660590.5313 | 1226694.8428
86 | 2660542.716 | 1226677.4459 | 2660546.3875 | 1226674.1589 | 2660555.9409 | 1226671.5878 | 2660571.76 | 1226674.988
87 | 2660599.279 | 1226619.7679 | 2660599.7739 | 1226617.4257
88 | 2660590.3465 | 1226712.9873 | 2660590.5313 | 1226694.8428
89 | 2660542.716 | 1226677.4459 | 2660531.8623 | 1226669.2525 | 2660523.0838 | 1226665.3382
90 | 2660604.3494 | 1226596.941 | 2660603.7126 | 1226598.783 | 2660599.7739 | 1226617.4257
91 | 2660587.43 | 1226722.2308 | 2660590.3354 | 1226714.076 | 2660590.3465 | 1226712.9873
92 | 2660523.0838 | 1226665.3382 | 2660515.5573 | 1226661.9821 | 2660495.4429 | 1226657.1173
93 | 2660558.4943 | 1226773.679 | 2660560.1676 | 1226794.9835
94 | 2660558.4943 | 1226773.679 | 2660564.1553 | 1226770.768
95 | 2660573.0859 | 1226753.0019 | 2660564.1553 | 1226770.768 | 2660564.1553 | 1226770.768
96 | 2660669.2518 | 1226740.8871 | 2660666.3382 | 1226745.8506
97 | 2660604.3494 | 1226596.941 | 2660605.1586 | 1226594.6003
98 | 2660583.378 | 1226732.4846 | 2660586.9648 | 1226723.5366 | 2660587.43 | 1226722.2308
99 | 2660583.378 | 1226732.4846 | 2660583.2941 | 1226732.694 | 2660582.7198 | 1226733.8365
100 | 2660573.0859 | 1226753.0019 | 2660582.7198 | 1226733.8365
101 | 2660471.9844 | 1226651.4437 | 2660495.4429 | 1226657.1173
102 | 2660448.0116 | 1226746.3324 | 2660446.8924 | 1226751.0747 | 2660441.0991 | 1226775.6306
103 | 2660397.4223 | 1226727.699 | 2660393.0041 | 1226727.9018
104 | 2660374.5929 | 1226722.7896 | 2660381.8519 | 1226726.7101 | 2660393.0041 | 1226727.9018 | 2660393.0041 | 1226727.9018
105 | 2660397.4223 | 1226727.699 | 2660400.7386 | 1226727.5467 | 2660408.3331 | 1226728.9319
106 | 2660374.5929 | 1226722.7896 | 2660370.9835 | 1226718.4724 | 2660369.2828 | 1226712.717
107 | 2660408.3331 | 1226728.9319 | 2660419.3946 | 1226730.9493 | 2660436.4871 | 1226736.624
108 | 2660369.2828 | 1226712.717 | 2660362.9395 | 1226691.2495
109 | 2660449.0625 | 1226741.8797 | 2660438.0147 | 1226737.1312 | 2660436.4871 | 1226736.624
110 | 2660358.7962 | 1226677.2274 | 2660362.9395 | 1226691.2495
111 | 2660449.0625 | 1226741.8797 | 2660449.7814 | 1226739.0946
112 | 2660449.0625 | 1226741.8797 | 2660448.0116 | 1226746.3324
113 | 2660358.7962 | 1226677.2274 | 2660350.4224 | 1226648.8884
114 | 2660454.6018 | 1226720.2153 | 2660452.2344 | 1226729.5819 | 2660451.4295 | 1226732.709 | 2660449.7814 | 1226739.0946
115 | 2660457.6317 | 1226708.2282 | 2660454.6018 | 1226720.2153
116 | 2660465.7018 | 1226676.3 | 2660457.6317 | 1226708.2282
117 | 2660471.9844 | 1226651.4437 | 2660465.7018 | 1226676.3

## bus_geodata
| x | y | coords
0 | 2660432.2349 | 1226813.2022
1 | 2660439.3768 | 1226782.9309
2 | 2661456.5591 | 1226603.3297
3 | 2661492.5989 | 1226588.0362
4 | 2661438.8114 | 1226598.0096
5 | 2661589.935 | 1226349.8031
6 | 2661430.7977 | 1226611.1494
7 | 2661425.0798 | 1226588.5487
8 | 2661366.2797 | 1226053.8471
9 | 2661354.3181 | 1226007.8314
10 | 2661619.2795 | 1226292.8967
11 | 2661389.6371 | 1226010.2242
12 | 2660705.2989 | 1226510.8901
13 | 2660612.2652 | 1226572.9685
14 | 2661600.7772 | 1226328.7773
15 | 2661614.7936 | 1226301.5961
16 | 2661423.5799 | 1226627.9146
17 | 2661419.5431 | 1226584.7341
18 | 2661405.3123 | 1226576.7872
19 | 2661406.1947 | 1225976.7951
20 | 2661153.1513 | 1225837.4382
21 | 2661363.9146 | 1225957.5985
22 | 2660947.3254 | 1225734.7511
23 | 2661386.3017 | 1225943.6984
24 | 2661356.5719 | 1225969.8156
25 | 2660844.0611 | 1225771.1143
26 | 2660834.0208 | 1225784.8813
27 | 2660844.9351 | 1225769.916
28 | 2660832.7018 | 1225786.6898
29 | 2660849.9902 | 1225762.9846
30 | 2660528.4099 | 1226416.5593
31 | 2660648.7675 | 1226146.4645
32 | 2660522.3237 | 1226441.8925
33 | 2660794.8032 | 1225838.6552
34 | 2660852.1276 | 1225758.7981
35 | 2660771.7668 | 1225870.2421
36 | 2660870.7601 | 1225722.3043
37 | 2660690.3138 | 1226070.7886
38 | 2660681.5813 | 1226090.5156
39 | 2660691.7003 | 1226067.6566
40 | 2660674.8054 | 1226103.2485
41 | 2660694.2857 | 1226061.816
42 | 2660759.2716 | 1225889.8662
43 | 2660694.6085 | 1226061.0869
44 | 2660405.4648 | 1225974.4297
45 | 2660630.4106 | 1226807.0537
46 | 2660618.2203 | 1226827.82
47 | 2660641.9679 | 1226787.3657
48 | 2660617.806 | 1226828.5257
49 | 2660644.6131 | 1226782.8595
50 | 2660607.0025 | 1226846.6748
51 | 2660654.3855 | 1226766.2121
52 | 2660602.3499 | 1226853.6171
53 | 2660656.8559 | 1226762.0038
54 | 2660771.1754 | 1225723.759
55 | 2660803.5297 | 1225722.831
56 | 2660760.6735 | 1225724.103
57 | 2660823.9365 | 1225724.3966
58 | 2660828.0755 | 1225724.7142
59 | 2660596.0643 | 1226862.9961
60 | 2660591.0223 | 1226887.4158
61 | 2660564.7476 | 1226853.2934
62 | 2660588.696 | 1226894.4582
63 | 2660540.8035 | 1226865.3687
64 | 2660563.4677 | 1226836.9985
65 | 2660530.5422 | 1226861.4034
66 | 2660539.3209 | 1226871.5782
67 | 2660561.4507 | 1226811.3193
68 | 2660515.8072 | 1226469.0171
69 | 2660611.753 | 1226574.6524
70 | 2660872.3629 | 1225718.2737
71 | 2660890.4456 | 1225658.5093
72 | 2660927.6048 | 1225722.9673
73 | 2660937.8815 | 1225728.4931
74 | 2660939.9512 | 1225729.8646
75 | 2660396.7631 | 1225974.623
76 | 2660362.2056 | 1225985.7053
77 | 2660377.0284 | 1226012.2503
78 | 2660591.7059 | 1226663.6666
79 | 2660594.0774 | 1226644.5917
80 | 2660590.692 | 1226679.0573
81 | 2660595.3117 | 1226638.6869
82 | 2660590.6173 | 1226686.3969
83 | 2660571.76 | 1226674.988
84 | 2660599.279 | 1226619.7679
85 | 2660590.5313 | 1226694.8428
86 | 2660542.716 | 1226677.4459
87 | 2660599.7739 | 1226617.4257
88 | 2660590.3465 | 1226712.9873
89 | 2660523.0838 | 1226665.3382
90 | 2660560.1676 | 1226794.9835
91 | 2660558.4943 | 1226773.679
92 | 2660564.1553 | 1226770.768
93 | 2660666.3382 | 1226745.8506
94 | 2660669.2518 | 1226740.8871
95 | 2660604.3494 | 1226596.941
96 | 2660605.1586 | 1226594.6003
97 | 2660587.43 | 1226722.2308
98 | 2660583.378 | 1226732.4846
99 | 2660582.7198 | 1226733.8365
100 | 2660573.0859 | 1226753.0019
101 | 2660495.4429 | 1226657.1173
102 | 2660441.0991 | 1226775.6306
103 | 2660393.0041 | 1226727.9018
104 | 2660397.4223 | 1226727.699
105 | 2660374.5929 | 1226722.7896
106 | 2660408.3331 | 1226728.9319
107 | 2660369.2828 | 1226712.717
108 | 2660436.4871 | 1226736.624
109 | 2660362.9395 | 1226691.2495
110 | 2660449.0625 | 1226741.8797
111 | 2660358.7962 | 1226677.2274
112 | 2660448.0116 | 1226746.3324
113 | 2660449.7814 | 1226739.0946
114 | 2660454.6018 | 1226720.2153
115 | 2660457.6317 | 1226708.2282
116 | 2660465.7018 | 1226676.3
117 | 2660471.9844 | 1226651.4437
118 | 2660350.4224 | 1226648.8884
119 | 2660615.3888 | 1226562.7011

## line_std_types
| c_nf_per_km | r_ohm_per_km | x_ohm_per_km | max_i_ka | type | q_mm2 | alpha | voltage_rating
NAYY 4x50 SE | 210 | 0.642 | 0.083 | 0.142 | cs | 50 | 0.00403 | LV
NAYY 4x120 SE | 264 | 0.225 | 0.08 | 0.242 | cs | 120 | 0.00403 | LV
NAYY 4x150 SE | 261 | 0.208 | 0.08 | 0.27 | cs | 150 | 0.00403 | LV
NA2XS2Y 1x95 RM/25 12/20 kV | 216 | 0.313 | 0.132 | 0.252 | cs | 95 | 0.00403 | MV
NA2XS2Y 1x185 RM/25 12/20 kV | 273 | 0.161 | 0.117 | 0.362 | cs | 185 | 0.00403 | MV
NA2XS2Y 1x240 RM/25 12/20 kV | 304 | 0.122 | 0.112 | 0.421 | cs | 240 | 0.00403 | MV
NA2XS2Y 1x95 RM/25 6/10 kV | 315 | 0.313 | 0.123 | 0.249 | cs | 95 | 0.00403 | MV
NA2XS2Y 1x185 RM/25 6/10 kV | 406 | 0.161 | 0.11 | 0.358 | cs | 185 | 0.00403 | MV
NA2XS2Y 1x240 RM/25 6/10 kV | 456 | 0.122 | 0.105 | 0.416 | cs | 240 | 0.00403 | MV
NA2XS2Y 1x150 RM/25 12/20 kV | 250 | 0.206 | 0.116 | 0.319 | cs | 150 | 0.00403 | MV
NA2XS2Y 1x120 RM/25 12/20 kV | 230 | 0.253 | 0.119 | 0.283 | cs | 120 | 0.00403 | MV
NA2XS2Y 1x70 RM/25 12/20 kV | 190 | 0.443 | 0.132 | 0.22 | cs | 70 | 0.00403 | MV
NA2XS2Y 1x150 RM/25 6/10 kV | 360 | 0.206 | 0.11 | 0.315 | cs | 150 | 0.00403 | MV
NA2XS2Y 1x120 RM/25 6/10 kV | 340 | 0.253 | 0.113 | 0.28 | cs | 120 | 0.00403 | MV
NA2XS2Y 1x70 RM/25 6/10 kV | 280 | 0.443 | 0.123 | 0.217 | cs | 70 | 0.00403 | MV
N2XS(FL)2Y 1x120 RM/35 64/110 kV | 112 | 0.153 | 0.166 | 0.366 | cs | 120 | 0.00393 | HV
N2XS(FL)2Y 1x185 RM/35 64/110 kV | 125 | 0.099 | 0.156 | 0.457 | cs | 185 | 0.00393 | HV
N2XS(FL)2Y 1x240 RM/35 64/110 kV | 135 | 0.075 | 0.149 | 0.526 | cs | 240 | 0.00393 | HV
N2XS(FL)2Y 1x300 RM/35 64/110 kV | 144 | 0.06 | 0.144 | 0.588 | cs | 300 | 0.00393 | HV
15-AL1/3-ST1A 0.4 | 11 | 1.8769 | 0.35 | 0.105 | ol | 16 | 0.00403 | LV
24-AL1/4-ST1A 0.4 | 11.25 | 1.2012 | 0.335 | 0.14 | ol | 24 | 0.00403 | LV
48-AL1/8-ST1A 0.4 | 12.2 | 0.5939 | 0.3 | 0.21 | ol | 48 | 0.00403 | LV
94-AL1/15-ST1A 0.4 | 13.2 | 0.306 | 0.29 | 0.35 | ol | 94 | 0.00403 | LV
34-AL1/6-ST1A 10.0 | 9.7 | 0.8342 | 0.36 | 0.17 | ol | 34 | 0.00403 | MV
48-AL1/8-ST1A 10.0 | 10.1 | 0.5939 | 0.35 | 0.21 | ol | 48 | 0.00403 | MV
70-AL1/11-ST1A 10.0 | 10.4 | 0.4132 | 0.339 | 0.29 | ol | 70 | 0.00403 | MV
94-AL1/15-ST1A 10.0 | 10.75 | 0.306 | 0.33 | 0.35 | ol | 94 | 0.00403 | MV
122-AL1/20-ST1A 10.0 | 11.1 | 0.2376 | 0.323 | 0.41 | ol | 122 | 0.00403 | MV
149-AL1/24-ST1A 10.0 | 11.25 | 0.194 | 0.315 | 0.47 | ol | 149 | 0.00403 | MV
34-AL1/6-ST1A 20.0 | 9.15 | 0.8342 | 0.382 | 0.17 | ol | 34 | 0.00403 | MV
48-AL1/8-ST1A 20.0 | 9.5 | 0.5939 | 0.372 | 0.21 | ol | 48 | 0.00403 | MV
70-AL1/11-ST1A 20.0 | 9.7 | 0.4132 | 0.36 | 0.29 | ol | 70 | 0.00403 | MV
94-AL1/15-ST1A 20.0 | 10 | 0.306 | 0.35 | 0.35 | ol | 94 | 0.00403 | MV
122-AL1/20-ST1A 20.0 | 10.3 | 0.2376 | 0.344 | 0.41 | ol | 122 | 0.00403 | MV
149-AL1/24-ST1A 20.0 | 10.5 | 0.194 | 0.337 | 0.47 | ol | 149 | 0.00403 | MV
184-AL1/30-ST1A 20.0 | 10.75 | 0.1571 | 0.33 | 0.535 | ol | 184 | 0.00403 | MV
243-AL1/39-ST1A 20.0 | 11 | 0.1188 | 0.32 | 0.645 | ol | 243 | 0.00403 | MV
48-AL1/8-ST1A 110.0 | 8 | 0.5939 | 0.46 | 0.21 | ol | 48 | 0.00403 | HV
70-AL1/11-ST1A 110.0 | 8.4 | 0.4132 | 0.45 | 0.29 | ol | 70 | 0.00403 | HV
94-AL1/15-ST1A 110.0 | 8.65 | 0.306 | 0.44 | 0.35 | ol | 94 | 0.00403 | HV
122-AL1/20-ST1A 110.0 | 8.5 | 0.2376 | 0.43 | 0.41 | ol | 122 | 0.00403 | HV
149-AL1/24-ST1A 110.0 | 8.75 | 0.194 | 0.41 | 0.47 | ol | 149 | 0.00403 | HV
184-AL1/30-ST1A 110.0 | 8.8 | 0.1571 | 0.4 | 0.535 | ol | 184 | 0.00403 | HV
243-AL1/39-ST1A 110.0 | 9 | 0.1188 | 0.39 | 0.645 | ol | 243 | 0.00403 | HV
305-AL1/39-ST1A 110.0 | 9.2 | 0.0949 | 0.38 | 0.74 | ol | 305 | 0.00403 | HV
490-AL1/64-ST1A 110.0 | 9.75 | 0.059 | 0.37 | 0.96 | ol | 490 | 0.00403 | HV
679-AL1/86-ST1A 110.0 | 9.95 | 0.042 | 0.36 | 1.15 | ol | 679 | 0.00403 | HV
490-AL1/64-ST1A 220.0 | 10 | 0.059 | 0.285 | 0.96 | ol | 490 | 0.00403 | HV
679-AL1/86-ST1A 220.0 | 11.7 | 0.042 | 0.275 | 1.15 | ol | 679 | 0.00403 | HV
490-AL1/64-ST1A 380.0 | 11 | 0.059 | 0.253 | 0.96 | ol | 490 | 0.00403 | HV
679-AL1/86-ST1A 380.0 | 14.6 | 0.042 | 0.25 | 1.15 | ol | 679 | 0.00403 | HV

## trafo_std_types
| i0_percent | pfe_kw | vkr_percent | sn_mva | vn_lv_kv | vn_hv_kv | vk_percent | shift_degree | vector_group | tap_side | tap_neutral | tap_min | tap_max | tap_step_degree | tap_step_percent | tap_phase_shifter
160 MVA 380/110 kV | 0.06 | 60 | 0.25 | 160 | 110 | 380 | 12.2 | 0 | Yy0 | hv | 0 | -9 | 9 | 0 | 1.5 | FALSE
100 MVA 220/110 kV | 0.06 | 55 | 0.26 | 100 | 110 | 220 | 12 | 0 | Yy0 | hv | 0 | -9 | 9 | 0 | 1.5 | FALSE
63 MVA 110/20 kV | 0.04 | 22 | 0.32 | 63 | 20 | 110 | 18 | 150 | YNd5 | hv | 0 | -9 | 9 | 0 | 1.5 | FALSE
40 MVA 110/20 kV | 0.05 | 18 | 0.34 | 40 | 20 | 110 | 16.2 | 150 | YNd5 | hv | 0 | -9 | 9 | 0 | 1.5 | FALSE
25 MVA 110/20 kV | 0.07 | 14 | 0.41 | 25 | 20 | 110 | 12 | 150 | YNd5 | hv | 0 | -9 | 9 | 0 | 1.5 | FALSE
63 MVA 110/10 kV | 0.04 | 22 | 0.32 | 63 | 10 | 110 | 18 | 150 | YNd5 | hv | 0 | -9 | 9 | 0 | 1.5 | FALSE
40 MVA 110/10 kV | 0.05 | 18 | 0.34 | 40 | 10 | 110 | 16.2 | 150 | YNd5 | hv | 0 | -9 | 9 | 0 | 1.5 | FALSE
25 MVA 110/10 kV | 0.07 | 14 | 0.41 | 25 | 10 | 110 | 12 | 150 | YNd5 | hv | 0 | -9 | 9 | 0 | 1.5 | FALSE
0.25 MVA 20/0.4 kV | 0.32 | 0.8 | 1.44 | 0.25 | 0.4 | 20 | 6 | 150 | Yzn5 | hv | 0 | -2 | 2 | 0 | 2.5 | FALSE
0.4 MVA 20/0.4 kV | 0.3375 | 1.35 | 1.425 | 0.4 | 0.4 | 20 | 6 | 150 | Dyn5 | hv | 0 | -2 | 2 | 0 | 2.5 | FALSE
0.63 MVA 20/0.4 kV | 0.2619 | 1.65 | 1.206 | 0.63 | 0.4 | 20 | 6 | 150 | Dyn5 | hv | 0 | -2 | 2 | 0 | 2.5 | FALSE
0.25 MVA 10/0.4 kV | 0.24 | 0.6 | 1.2 | 0.25 | 0.4 | 10 | 4 | 150 | Dyn5 | hv | 0 | -2 | 2 | 0 | 2.5 | FALSE
0.4 MVA 10/0.4 kV | 0.2375 | 0.95 | 1.325 | 0.4 | 0.4 | 10 | 4 | 150 | Dyn5 | hv | 0 | -2 | 2 | 0 | 2.5 | FALSE
0.63 MVA 10/0.4 kV | 0.1873 | 1.18 | 1.0794 | 0.63 | 0.4 | 10 | 4 | 150 | Dyn5 | hv | 0 | -2 | 2 | 0 | 2.5 | FALSE

## trafo3w_std_types
| sn_hv_mva | sn_mv_mva | sn_lv_mva | vn_hv_kv | vn_mv_kv | vn_lv_kv | vk_hv_percent | vk_mv_percent | vk_lv_percent | vkr_hv_percent | vkr_mv_percent | vkr_lv_percent | pfe_kw | i0_percent | shift_mv_degree | shift_lv_degree | vector_group | tap_side | tap_neutral | tap_min | tap_max | tap_step_percent
63/25/38 MVA 110/20/10 kV | 63 | 25 | 38 | 110 | 20 | 10 | 10.4 | 10.4 | 10.4 | 0.28 | 0.32 | 0.35 | 35 | 0.89 | 0 | 0 | YN0yn0yn0 | hv | 0 | -10 | 10 | 1.2
63/25/38 MVA 110/10/10 kV | 63 | 25 | 38 | 110 | 10 | 10 | 10.4 | 10.4 | 10.4 | 0.28 | 0.32 | 0.35 | 35 | 0.89 | 0 | 0 | YN0yn0yn0 | hv | 0 | -10 | 10 | 1.2

## fuse_std_types
| fuse_type | i_rated_a | t_avg | t_min | t_total | x_avg | x_min | x_total
HV 100A | HV 100A | 100 | 0 | [10.0, 3.64, 0.854, 0.281, 0.1, 0.0531, 0.022, 0.01] | [10.0, 4.267, 1.21, 0.403, 0.1, 0.058, 0.022, 0.01] | 0 | [300.0, 350.0, 450.0, 550.0, 700.0, 850.0, 1200.0, 1752.0] | [600.0, 700.0, 900.0, 1150.0, 1665.0, 2000.0, 3000.0, 4313.0]
HV 10A | HV 10A | 10 | 0 | [10.0, 1675.0, 0.344, 0.156, 0.1, 0.0417, 0.0171, 0.01] | [10.0, 1.3, 0.3, 0.155, 0.1, 0.0555, 0.023, 0.01] | 0 | [30.0, 32.0, 35.0, 37.0, 39.0, 50.0, 70.0, 88.0] | [60.0, 70.0, 80.0, 87.0, 94.0, 110.0, 150.0, 216.0]
HV 125A | HV 125A | 125 | 0 | [10.0, 1.82, 0.344, 0.1, 0.0467, 0.0269, 0.01] | [10.0, 2.478, 0.426, 0.1, 0.0427, 0.0211, 0.01] | 0 | [375.0, 500.0, 700.0, 925.0, 1200.0, 1500.0, 2341.0] | [750.0, 1000.0, 1500.0, 2200.0, 3000.0, 4000.0, 5765.0]
HV 160A | HV 160A | 160 | 0 | [10.0, 4.15, 1.03, 0.198, 0.1, 0.051, 0.0172, 0.01] | [10.0, 2.3, 0.734, 0.274, 0.1, 0.046, 0.0177, 0.01] | 0 | [480.0, 550.0, 700.0, 1000.0, 1260.0, 1600.0, 2500.0, 3227.0] | [960.0, 1300.0, 1700.0, 2200.0, 2996.0, 4000.0, 6000.0, 7946.0]
HV 16A | HV 16A | 16 | 0 | [10.0, 0.352, 0.164, 0.1, 0.0649, 0.0342, 0.01] | [10.0, 2.34, 0.722, 0.181, 0.1, 0.055, 0.0296, 0.01] | 0 | [48.0, 60.0, 65.0, 71.0, 80.0, 100.0, 162.0] | [96.0, 110.0, 125.0, 150.0, 168.0, 200.0, 250.0, 398.0]
HV 200A | HV 200A | 200 | 0 | [10.0, 4.267, 1.21, 0.403, 0.1, 0.058, 0.022, 0.01] | [10.0, 3.73, 1.654, 0.328, 0.1, 0.0531, 0.019, 0.01] | 0 | [600.0, 700.0, 900.0, 1150.0, 1665.0, 2000.0, 3000.0, 4313.0] | [1200.0, 1500.0, 1800.0, 2700.0, 3960.0, 5000.0, 7500.0, 10620.0]
HV 20A | HV 20A | 20 | 0 | [10.0, 1.3, 0.3, 0.155, 0.1, 0.0555, 0.023, 0.01] | [10.0, 1.3, 0.161, 0.1, 0.0611, 0.0399, 0.0141, 0.01] | 0 | [60.0, 70.0, 80.0, 87.0, 94.0, 110.0, 150.0, 216.0] | [120.0, 150.0, 200.0, 223.0, 260.0, 300.0, 450.0, 532.0]
HV 25A | HV 25A | 25 | 0 | [10.0, 2.512, 0.833, 0.299, 0.1, 0.0372, 0.0223, 0.01] | [10.0, 3.125, 0.597, 0.198, 0.1, 0.0378, 0.022, 0.01] | 0 | [75.0, 82.0, 90.0, 100.0, 124.0, 170.0, 200.0, 289.0] | [150.0, 170.0, 210.0, 250.0, 294.0, 400.0, 500.0, 711.0]
HV 31.5A | HV 31.5A | 31.5 | 0 | [10.0, 2.34, 0.722, 0.181, 0.1, 0.055, 0.0296, 0.01] | [10.0, 2.84, 0.368, 0.164, 0.1, 0.0621, 0.0378, 0.0195, 0.01] | 0 | [95.0, 110.0, 125.0, 150.0, 165.0, 200.0, 250.0, 390.0] | [189.0, 220.0, 300.0, 350.0, 393.0, 450.0, 530.0, 700.0, 960.0]
HV 40A | HV 40A | 40 | 0 | [10.0, 1.3, 0.161, 0.1, 0.0611, 0.0399, 0.0141, 0.01] | [10.0, 2.05, 0.369, 0.198, 0.1, 0.051, 0.0298, 0.01] | 0 | [120.0, 150.0, 200.0, 223.0, 260.0, 300.0, 450.0, 532.0] | [240.0, 300.0, 400.0, 450.0, 530.0, 650.0, 800.0, 1311.0]
HV 50A | HV 50A | 50 | 0 | [10.0, 3.215, 0.597, 0.198, 0.1, 0.0378, 0.022, 0.01] | [10.0, 3.64, 0.854, 0.281, 0.1, 0.0531, 0.022, 0.01] | 0 | [150.0, 170.0, 210.0, 250.0, 294.0, 400.0, 500.0, 711.0] | [300.0, 350.0, 450.0, 550.0, 700.0, 850.0, 1200.0, 1752.0]
HV 6.3A | HV 6.3A | 6.3 | 0 | [10.0, 1.39, 0.344, 0.168, 0.1, 0.056, 0.0263, 0.01] | [10.0, 1.711, 0.516, 0.198, 0.1, 0.0634, 0.0303, 0.01] | 0 | [19.0, 19.5, 20.4, 20.8, 22.0, 25.0, 32.0, 48.0] | [38.0, 40.0, 43.0, 48.0, 53.0, 60.0, 75.0, 118.0]
HV 63A | HV 63A | 63 | 0 | [10.0, 2.84, 0.368, 0.164, 0.1, 0.0621, 0.0378, 0.0195, 0.01] | [10.0, 1.82, 0.344, 0.1, 0.0467, 0.0269, 0.01] | 0 | [189.0, 220.0, 300.0, 350.0, 393.0, 450.0, 530.0, 700.0, 961.0] | [378.0, 500.0, 700.0, 934.0, 1200.0, 1500.0, 2366.0]
HV 80A | HV 80A | 80 | 0 | [10.0, 2.05, 0.369, 0.198, 0.1, 0.051, 0.0298, 0.01] | [10.0, 4.15, 1.03, 0.198, 0.1, 0.051, 0.0172, 0.01] | 0 | [240.0, 300.0, 400.0, 450.0, 530.0, 650.0, 800.0, 1311.0] | [480.0, 550.0, 700.0, 1000.0, 1260.0, 1600.0, 2500.0, 3227.0]
Siemens NH-1-100 | Siemens NH-1-100 | 100 | [5400.0, 2000.0, 400.0, 20.0, 1.0, 0.2, 0.012, 0.004] | 0 | 0 | [150.0, 190.0, 250.0, 430.0, 900.0, 1250.0, 2700.0, 3600.0] | 0 | 0
Siemens NH-1-125 | Siemens NH-1-125 | 125 | [4800.0, 120.0, 7.0, 0.1, 0.004] | 0 | 0 | [180.0, 400.0, 740.0, 2000.0, 4250.0] | 0 | 0
Siemens NH-1-16 | Siemens NH-1-16 | 16 | [4000.0, 400.0, 2.0, 0.1, 0.04, 0.01] | 0 | 0 | [26.0, 35.0, 75.0, 150.0, 200.0, 300.0] | 0 | 0
Siemens NH-1-160 | Siemens NH-1-160 | 160 | [4800.0, 120.0, 7.0, 0.1, 0.004] | 0 | 0 | [210.0, 500.0, 900.0, 2300.0, 5000.0] | 0 | 0
Siemens NH-1-25 | Siemens NH-1-25 | 25 | [4000.0, 1000.0, 10.0, 0.2, 0.02, 0.01] | 0 | 0 | [40.0, 50.0, 100.0, 210.0, 400.0, 500.0] | 0 | 0
Siemens NH-1-50 | Siemens NH-1-50 | 50 | [4000.0, 40.0, 4.0, 1.0, 0.02, 0.01] | 0 | 0 | [86.0, 200.0, 300.0, 400.0, 1000.0, 1280.0] | 0 | 0
Siemens NH-1-63 | Siemens NH-1-63 | 63 | [4000.0, 100.0, 10.0, 2.0, 0.04, 0.01] | 0 | 0 | [100.0, 200.0, 300.0, 400.0, 1000.0, 1500.0] | 0 | 0
Siemens NH-1-80 | Siemens NH-1-80 | 80 | [4800.0, 120.0, 7.0, 0.1, 0.01] | 0 | 0 | [150.58, 250.0, 450.0, 1150.0, 2470.0] | 0 | 0
Siemens NH-2-1000 | Siemens NH-2-1000 | 1000 | [4800.0, 120.0, 7.0, 0.1, 0.004] | 0 | 0 | [1900.0, 3500.0, 8400.0, 24000.0, 52000.0] | 0 | 0
Siemens NH-2-200 | Siemens NH-2-200 | 200 | [4800.0, 120.0, 7.0, 0.1, 0.004] | 0 | 0 | [280.0, 650.0, 1200.0, 3000.0, 7000.0] | 0 | 0
Siemens NH-2-224 | Siemens NH-2-224 | 224 | [4800.0, 120.0, 7.0, 0.2, 0.04, 0.004] | 0 | 0 | [400.0, 750.0, 1453.0, 3025.0, 4315.0, 7600.0] | 0 | 0
Siemens NH-2-250 | Siemens NH-2-250 | 250 | [4800.0, 120.0, 7.0, 0.1, 0.004] | 0 | 0 | [450.0, 800.0, 1650.0, 4000.0, 8500.0] | 0 | 0
Siemens NH-2-315 | Siemens NH-2-315 | 315 | [4800.0, 120.0, 7.0, 0.1, 0.004] | 0 | 0 | [550.0, 920.0, 1900.0, 5000.0, 11000.0] | 0 | 0
Siemens NH-2-355 | Siemens NH-2-355 | 355 | [4800.0, 120.0, 6.0, 0.1, 0.004] | 0 | 0 | [650.0, 1116.27, 2350.0, 5840.0, 12790.0] | 0 | 0
Siemens NH-2-400 | Siemens NH-2-400 | 400 | [4800.0, 120.0, 7.0, 0.1, 0.004] | 0 | 0 | [720.0, 1350.0, 2800.0, 6500.0, 15000.0] | 0 | 0
Siemens NH-2-425 | Siemens NH-2-425 | 425 | [4800.0, 120.0, 7.0, 0.1, 0.004] | 0 | 0 | [850.0, 1500.0, 3050.0, 7500.0, 16500.0] | 0 | 0
Siemens NH-2-630 | Siemens NH-2-630 | 630 | [4800.0, 120.0, 7.0, 0.1, 0.004] | 0 | 0 | [1200.0, 2000.0, 4800.0, 12000.0, 26000.0] | 0 | 0

## res_bus
| vm_pu | va_degree | p_mw | q_mvar
0 | 0.98215 | -0.12495 | 0.00050671 | 0.00012699
1 | 0.98217 | -0.12479 | 0.0002427 | 6.0827e-05
2 | 0.97218 | -0.19927 | 0.00033251 | 8.3335e-05
3 | 0.97231 | -0.19833 | 0.00016073 | 4.0283e-05
4 | 0.97213 | -0.19962 | 0 | 0
5 | 0.97312 | -0.1924 | 0.00010433 | 2.6147e-05
6 | 0.97212 | -0.19971 | 0.00051155 | 0.00012821
7 | 0.9721 | -0.19981 | 0.0009076 | 0.00022747
8 | 0.9751 | -0.17793 | 0 | 0
9 | 0.9754 | -0.17573 | 0.00062217 | 0.00015593
10 | 0.97338 | -0.19055 | 0.00032025 | 8.0261e-05
11 | 0.97507 | -0.17817 | 0.00029239 | 7.328e-05
12 | 0.99925 | -0.0052254 | 7.3994e-05 | 1.8545e-05
13 | 0.99926 | -0.0051365 | 0.00014198 | 3.5583e-05
14 | 0.9732 | -0.19183 | 0.00066805 | 0.00016743
15 | 0.97333 | -0.19087 | 0.00013673 | 3.4267e-05
16 | 0.97211 | -0.19972 | 6.9426e-05 | 1.74e-05
17 | 0.9721 | -0.19982 | 6.7595e-05 | 1.6941e-05
18 | 0.9721 | -0.19984 | 0.00011036 | 2.7659e-05
19 | 0.97506 | -0.17824 | 0.00017014 | 4.2642e-05
20 | 0.97752 | -0.16025 | 6.7678e-05 | 1.6962e-05
21 | 0.97575 | -0.17319 | 0.00027763 | 6.958e-05
22 | 0.97922 | -0.14781 | 0.00057199 | 0.00014335
23 | 0.97574 | -0.17326 | 0.00023763 | 5.9555e-05
24 | 0.97566 | -0.17387 | 0 | 0
25 | 0.98059 | -0.13786 | 0.00028822 | 7.2236e-05
26 | 0.98081 | -0.13627 | 0.00024438 | 6.1247e-05
27 | 0.98057 | -0.13799 | 0.00028822 | 7.2236e-05
28 | 0.98084 | -0.13606 | 0.00028829 | 7.2252e-05
29 | 0.98047 | -0.13874 | 0.00028818 | 7.2225e-05
30 | 0.9956 | -0.03082 | 0.00028875 | 7.2368e-05
31 | 0.98713 | -0.090766 | 0 | 0
32 | 0.99635 | -0.025507 | 0.00028732 | 7.2009e-05
33 | 0.98171 | -0.12972 | 0.00017984 | 4.5071e-05
34 | 0.98041 | -0.13913 | 0.00028822 | 7.2236e-05
35 | 0.98226 | -0.1258 | 0.0008576 | 0.00021494
36 | 0.97996 | -0.14246 | 0 | 0
37 | 0.98565 | -0.10139 | 8.0436e-05 | 2.0159e-05
38 | 0.986 | -0.09885 | 0.00054433 | 0.00013642
39 | 0.98559 | -0.10179 | 0.00012834 | 3.2165e-05
40 | 0.98625 | -0.09707 | 0.00018052 | 4.5242e-05
41 | 0.98549 | -0.10253 | 0.00013541 | 3.3938e-05
42 | 0.98261 | -0.12326 | 0.0003786 | 9.4887e-05
43 | 0.98548 | -0.10262 | 0.00016178 | 4.0545e-05
44 | 0.9838 | -0.11449 | 0.0037519 | 0.00094032
45 | 0.97391 | -0.18329 | 0.0023733 | 0.00059482
46 | 0.97475 | -0.17724 | 0.0023724 | 0.00059459
47 | 0.97319 | -0.18847 | 0.0033884 | 0.00084921
48 | 0.97478 | -0.17702 | 0.0025446 | 0.00063772
49 | 0.97305 | -0.18947 | 0.003607 | 0.000904
50 | 0.97567 | -0.17063 | 0.0023724 | 0.00059459
51 | 0.97264 | -0.19242 | 0.0033884 | 0.00084921
52 | 0.97606 | -0.1679 | 0.001199 | 0.00030049
53 | 0.97256 | -0.19299 | 0.0036079 | 0.00090422
54 | 0.97983 | -0.14337 | 0.00015035 | 3.7682e-05
55 | 0.97985 | -0.14326 | 0.00026932 | 6.7497e-05
56 | 0.97983 | -0.14338 | 0.0001564 | 3.9198e-05
57 | 0.97986 | -0.14314 | 0.00034523 | 8.6523e-05
58 | 0.97987 | -0.1431 | 0.00050391 | 0.00012629
59 | 0.97659 | -0.16407 | 0 | 0
60 | 0.97647 | -0.16493 | 0.0019476 | 0.00048811
61 | 0.97843 | -0.15094 | 0 | 0
62 | 0.97646 | -0.16503 | 0.0012699 | 0.00031826
63 | 0.97815 | -0.15291 | 0 | 0
64 | 0.97945 | -0.14369 | 0.0012113 | 0.00030358
65 | 0.97808 | -0.15345 | 0.0046353 | 0.0011617
66 | 0.97813 | -0.15307 | 0.0023228 | 0.00058215
67 | 0.9811 | -0.13198 | 0.0016785 | 0.00042067
68 | 0.99718 | -0.019747 | 0 | 0
69 | 0.99929 | -0.0049535 | 0.00016361 | 4.1004e-05
70 | 0.97992 | -0.14275 | 0 | 0
71 | 0.97991 | -0.14283 | 0.00012686 | 3.1793e-05
72 | 0.97942 | -0.14638 | 0.00010588 | 2.6535e-05
73 | 0.97932 | -0.14713 | 0.00016208 | 4.0621e-05
74 | 0.9793 | -0.14728 | 0.00019877 | 4.9816e-05
75 | 0.98374 | -0.11484 | 0.0010531 | 0.00026394
76 | 0.98359 | -0.11596 | 0 | 0
77 | 0.98343 | -0.11705 | 0.0029185 | 0.00073144
78 | 0.99372 | -0.043385 | 0.00013836 | 3.4677e-05
79 | 0.99643 | -0.024617 | 0.00015039 | 3.7692e-05
80 | 0.99156 | -0.058461 | 0 | 0
81 | 0.99728 | -0.018753 | 0.00014709 | 3.6865e-05
82 | 0.99093 | -0.062827 | 0.00020381 | 5.1079e-05
83 | 0.99049 | -0.065925 | 0.00014641 | 3.6695e-05
84 | 1 | 0 | -0.12109 | -0.030404
85 | 0.99021 | -0.067841 | 0.0013167 | 0.00032999
86 | 0.9888 | -0.07786 | 0 | 0
87 | 0.99996 | -0.00025628 | 0.00014715 | 3.688e-05
88 | 0.9887 | -0.078393 | 0.0042619 | 0.0010681
89 | 0.98753 | -0.086822 | 0.0057441 | 0.0014396
90 | 0.98219 | -0.12426 | 0.001148 | 0.00028772
91 | 0.98364 | -0.11397 | 0 | 0
92 | 0.98407 | -0.11091 | 0.0013145 | 0.00032946
93 | 0.97235 | -0.19448 | 0.0039165 | 0.00098158
94 | 0.97232 | -0.1947 | 0.003605 | 0.0009035
95 | 0.99964 | -0.0024899 | 0.00017706 | 4.4375e-05
96 | 0.99961 | -0.0027512 | 0.0001421 | 3.5615e-05
97 | 0.98795 | -0.083649 | 0.001091 | 0.00027344
98 | 0.98712 | -0.089481 | 0.0013144 | 0.00032943
99 | 0.98701 | -0.090258 | 0.0011208 | 0.00028091
100 | 0.98547 | -0.1011 | 0.0013144 | 0.00032942
101 | 0.98618 | -0.096321 | 0.0072239 | 0.0018105
102 | 0.98218 | -0.12473 | 0.00031732 | 7.9527e-05
103 | 0.98087 | -0.13411 | 0.0035981 | 0.00090177
104 | 0.98095 | -0.13349 | 0.00046051 | 0.00011541
105 | 0.98059 | -0.1361 | 0 | 0
106 | 0.98118 | -0.13189 | 0.0030119 | 0.00075486
107 | 0.98042 | -0.13729 | 0.003005 | 0.00075311
108 | 0.9819 | -0.12676 | 0.00032566 | 8.1618e-05
109 | 0.9802 | -0.13889 | 0.0016275 | 0.00040789
110 | 0.98224 | -0.12432 | 0 | 0
111 | 0.98009 | -0.13968 | 0.0035212 | 0.00088249
112 | 0.98223 | -0.1244 | 0.00058968 | 0.00014779
113 | 0.98232 | -0.12376 | 0.00056847 | 0.00014247
114 | 0.98287 | -0.11983 | 0.0010936 | 0.00027407
115 | 0.98324 | -0.1172 | 0.003492 | 0.00087518
116 | 0.98439 | -0.10901 | 0.00070201 | 0.00017594
117 | 0.98531 | -0.10247 | 0 | 0
118 | 0.98001 | -0.14021 | 0.0017113 | 0.00042889
119 | 0.99998 | 149.9947 | 0 | 0

## res_line
| p_from_mw | q_from_mvar | p_to_mw | q_to_mvar | pl_mw | ql_mvar | i_from_ka | i_to_ka | i_ka | vm_from_pu | va_from_degree | vm_to_pu | va_to_degree | loading_percent
0 | -0.00050671 | -0.00012699 | 0.00050672 | 0.0001266 | 1.1436e-08 | -3.8922e-07 | 0.0007677 | 0.00076756 | 0.0007677 | 0.98215 | -0.12495 | 0.98217 | -0.12479 | 0.28433
1 | -0.00074942 | -0.00018743 | 0.00074943 | 0.00018734 | 6.032e-09 | -9.2608e-08 | 0.0011353 | 0.0011352 | 0.0011353 | 0.98217 | -0.12479 | 0.98218 | -0.12473 | 0.42046
2 | -0.0019992 | -0.0004999 | 0.0019994 | 0.00049944 | 2.5994e-07 | -4.5194e-07 | 0.0030595 | 0.0030593 | 0.0030595 | 0.97218 | -0.19927 | 0.97231 | -0.19833 | 1.1331
3 | 0.0016666 | 0.00041656 | -0.0016666 | -0.00041677 | 7.8389e-08 | -2.0927e-07 | 0.0025506 | 0.0025506 | 0.0025506 | 0.97218 | -0.19927 | 0.97213 | -0.19962 | 0.94468
4 | -0.0021601 | -0.00053973 | 0.0021619 | 0.00053721 | 1.7538e-06 | -2.52e-06 | 0.0033053 | 0.0033041 | 0.0033053 | 0.97231 | -0.19833 | 0.97312 | -0.1924 | 1.2242
5 | 0.00058098 | 0.00014519 | -0.00058097 | -0.00014537 | 7.5931e-09 | -1.8789e-07 | 0.00088914 | 0.00088921 | 0.00088921 | 0.97213 | -0.19962 | 0.97212 | -0.19971 | 0.32934
6 | 0.0010856 | 0.00027158 | -0.0010856 | -0.00027178 | 2.8726e-08 | -1.9569e-07 | 0.0016615 | 0.0016616 | 0.0016616 | 0.97213 | -0.19962 | 0.9721 | -0.19981 | 0.6154
7 | -0.0022662 | -0.00056335 | 0.0022664 | 0.00056313 | 1.7709e-07 | -2.2581e-07 | 0.0034637 | 0.0034636 | 0.0034637 | 0.97312 | -0.1924 | 0.9732 | -0.19183 | 1.2828
8 | 6.9426e-05 | 1.7168e-05 | -6.9426e-05 | -1.74e-05 | 1.3169e-10 | -2.3181e-07 | 0.00010619 | 0.00010627 | 0.00010627 | 0.97212 | -0.19971 | 0.97211 | -0.19972 | 0.039359
9 | 0.00017796 | 4.4314e-05 | -0.00017795 | -4.4397e-05 | 3.1111e-10 | -8.3236e-08 | 0.0002723 | 0.00027233 | 0.00027233 | 0.9721 | -0.19981 | 0.9721 | -0.19982 | 0.10086
10 | -0.0038603 | -0.00095754 | 0.0038615 | 0.00095732 | 1.1486e-06 | -2.2092e-07 | 0.0058873 | 0.0058871 | 0.0058873 | 0.9751 | -0.17793 | 0.9754 | -0.17573 | 2.1805
11 | 0.0033978 | 0.00084269 | -0.0033919 | -0.00084478 | 5.8338e-06 | -2.0904e-06 | 0.0051819 | 0.0051834 | 0.0051834 | 0.9751 | -0.17793 | 0.97338 | -0.19055 | 1.9198
12 | 0.00046255 | 0.00011485 | -0.00046254 | -0.00011546 | 1.5372e-08 | -6.1132e-07 | 0.00070547 | 0.00070569 | 0.00070569 | 0.9751 | -0.17793 | 0.97507 | -0.17817 | 0.26137
13 | -0.0044837 | -0.0011132 | 0.0044848 | 0.0011132 | 1.1365e-06 | -4.9461e-08 | 0.0068362 | 0.0068361 | 0.0068362 | 0.9754 | -0.17573 | 0.97566 | -0.17387 | 2.5319
14 | 0.0030717 | 0.00076452 | -0.0030716 | -0.00076459 | 1.3457e-07 | -6.9901e-08 | 0.0046938 | 0.0046939 | 0.0046939 | 0.97338 | -0.19055 | 0.97333 | -0.19087 | 1.7385
15 | 0.00017015 | 4.2177e-05 | -0.00017014 | -4.2642e-05 | 1.5714e-09 | -4.656e-07 | 0.00025949 | 0.00025965 | 0.00025965 | 0.97507 | -0.17817 | 0.97506 | -0.17824 | 0.096168
16 | -7.3994e-05 | -1.8545e-05 | 7.3994e-05 | 1.708e-05 | 8.4344e-10 | -1.4648e-06 | 0.00011019 | 0.00010969 | 0.00011019 | 0.99925 | -0.0052254 | 0.99926 | -0.0051365 | 0.04081
17 | -0.020867 | -0.005237 | 0.020868 | 0.0052371 | 5.3031e-07 | 1.5785e-07 | 0.031076 | 0.031076 | 0.031076 | 0.99926 | -0.0051365 | 0.99929 | -0.0049535 | 5.7548
18 | 0.020651 | 0.0051843 | -0.020609 | -0.0051719 | 4.1851e-05 | 1.2389e-05 | 0.030755 | 0.030756 | 0.030756 | 0.99926 | -0.0051365 | 0.99718 | -0.019747 | 5.6956
19 | -0.0029345 | -0.00073056 | 0.0029348 | 0.00073032 | 3.8385e-07 | -2.3242e-07 | 0.004485 | 0.0044849 | 0.004485 | 0.9732 | -0.19183 | 0.97333 | -0.19087 | 1.6611
20 | 0.00011036 | 2.7456e-05 | -0.00011036 | -2.7659e-05 | 2.9126e-10 | -2.0275e-07 | 0.00016886 | 0.00016893 | 0.00016893 | 0.9721 | -0.19982 | 0.9721 | -0.19984 | 0.062567
21 | 0.0050093 | 0.0012423 | -0.0050005 | -0.001242 | 8.7928e-06 | 3.4598e-07 | 0.0076206 | 0.0076216 | 0.0076216 | 0.97752 | -0.16025 | 0.97575 | -0.17319 | 2.8228
22 | -0.0050769 | -0.0012593 | 0.0050855 | 0.0012597 | 8.5611e-06 | 4.0416e-07 | 0.0077236 | 0.0077226 | 0.0077236 | 0.97752 | -0.16025 | 0.97922 | -0.14781 | 2.8606
23 | 0.0044852 | 0.0011132 | -0.0044848 | -0.0011132 | 4.1565e-07 | -1.8159e-08 | 0.006836 | 0.0068361 | 0.0068361 | 0.97575 | -0.17319 | 0.97566 | -0.17387 | 2.5319
24 | 0.00023763 | 5.92e-05 | -0.00023763 | -5.9555e-05 | 2.3314e-09 | -3.5459e-07 | 0.00036226 | 0.00036238 | 0.00036238 | 0.97575 | -0.17319 | 0.97574 | -0.17326 | 0.13422
25 | -0.0056575 | -0.001403 | 0.0056579 | 0.0014031 | 4.0748e-07 | 4.543e-08 | 0.0085917 | 0.0085917 | 0.0085917 | 0.97922 | -0.14781 | 0.9793 | -0.14728 | 3.1821
26 | -0.0088386 | -0.0021976 | 0.0088405 | 0.0021981 | 1.9109e-06 | 5.1995e-07 | 0.013406 | 0.013406 | 0.013406 | 0.98059 | -0.13786 | 0.98081 | -0.13627 | 4.9652
27 | 0.0085504 | 0.0021254 | -0.0085502 | -0.0021253 | 1.5566e-07 | 4.1158e-08 | 0.012969 | 0.012969 | 0.012969 | 0.98059 | -0.13786 | 0.98057 | -0.13799 | 4.8032
28 | -0.0090849 | -0.0022594 | 0.0090851 | 0.0022595 | 2.651e-07 | 7.3712e-08 | 0.013777 | 0.013777 | 0.013777 | 0.98081 | -0.13627 | 0.98084 | -0.13606 | 5.1025
29 | 0.008262 | 0.0020531 | -0.0082611 | -0.0020529 | 8.4065e-07 | 2.1512e-07 | 0.012531 | 0.012531 | 0.012531 | 0.98057 | -0.13799 | 0.98047 | -0.13874 | 4.6412
30 | -0.0093734 | -0.0023317 | 0.0093815 | 0.002334 | 8.1084e-06 | 2.3061e-06 | 0.014214 | 0.014214 | 0.014214 | 0.98084 | -0.13606 | 0.98171 | -0.12972 | 5.2645
31 | 0.0079729 | 0.0019807 | -0.0079725 | -0.0019806 | 4.2901e-07 | 1.0573e-07 | 0.012094 | 0.012094 | 0.012094 | 0.98047 | -0.13874 | 0.98041 | -0.13913 | 4.4792
32 | 0.020002 | 0.0050162 | -0.019837 | -0.0049565 | 0.00016492 | 5.9617e-05 | 0.029896 | 0.029897 | 0.029897 | 0.9956 | -0.03082 | 0.98713 | -0.090766 | 11.073
33 | -0.02029 | -0.0050885 | 0.020305 | 0.0050939 | 1.4953e-05 | 5.412e-06 | 0.030327 | 0.030327 | 0.030327 | 0.9956 | -0.03082 | 0.99635 | -0.025507 | 11.2323
34 | 0.00775 | 0.001941 | -0.0077246 | -0.0019351 | 2.5378e-05 | 5.9642e-06 | 0.011682 | 0.011683 | 0.011683 | 0.98713 | -0.090766 | 0.9838 | -0.11449 | 4.3272
35 | 0.012087 | 0.0030155 | -0.012076 | -0.0030121 | 1.0446e-05 | 3.3732e-06 | 0.018215 | 0.018215 | 0.018215 | 0.98713 | -0.090766 | 0.98625 | -0.09707 | 6.7464
36 | -0.020593 | -0.005166 | 0.020609 | 0.0051719 | 1.6466e-05 | 5.9696e-06 | 0.030756 | 0.030756 | 0.030756 | 0.99635 | -0.025507 | 0.99718 | -0.019747 | 11.3912
37 | -0.0095614 | -0.0023791 | 0.0095665 | 0.0023806 | 5.1194e-06 | 1.4744e-06 | 0.014486 | 0.014486 | 0.014486 | 0.98171 | -0.12972 | 0.98226 | -0.1258 | 5.3653
38 | 0.0076843 | 0.0019083 | -0.0076808 | -0.0019075 | 3.4742e-06 | 8.1974e-07 | 0.011657 | 0.011657 | 0.011657 | 0.98041 | -0.13913 | 0.97996 | -0.14246 | 4.3173
39 | -0.010424 | -0.0025955 | 0.010428 | 0.0025966 | 3.6206e-06 | 1.0977e-06 | 0.015785 | 0.015785 | 0.015785 | 0.98226 | -0.1258 | 0.98261 | -0.12326 | 5.8464
40 | 0.0062555 | 0.0015516 | -0.0062552 | -0.0015516 | 2.4388e-07 | 3.916e-08 | 0.0094929 | 0.0094929 | 0.0094929 | 0.97996 | -0.14246 | 0.97992 | -0.14275 | 3.5159
41 | 0.0014254 | 0.00035585 | -0.0014252 | -0.00035635 | 1.2569e-07 | -4.9355e-07 | 0.0021638 | 0.002164 | 0.002164 | 0.97996 | -0.14246 | 0.97987 | -0.1431 | 0.80149
42 | -0.011345 | -0.0028283 | 0.011349 | 0.0028295 | 3.9463e-06 | 1.2427e-06 | 0.017122 | 0.017122 | 0.017122 | 0.98565 | -0.10139 | 0.986 | -0.09885 | 6.3413
43 | 0.011264 | 0.0028081 | -0.011264 | -0.0028079 | 6.177e-07 | 1.9392e-07 | 0.017 | 0.017 | 0.017 | 0.98565 | -0.10139 | 0.98559 | -0.10179 | 6.2964
44 | -0.011893 | -0.002966 | 0.011896 | 0.0029669 | 2.9032e-06 | 9.3226e-07 | 0.017943 | 0.017943 | 0.017943 | 0.986 | -0.09885 | 0.98625 | -0.09707 | 6.6456
45 | 0.011135 | 0.0027758 | -0.011134 | -0.0027754 | 1.1258e-06 | 3.516e-07 | 0.016806 | 0.016806 | 0.016806 | 0.98559 | -0.10179 | 0.98549 | -0.10253 | 6.2246
46 | 0.010999 | 0.0027415 | -0.010999 | -0.0027415 | 1.3714e-07 | 4.2586e-08 | 0.016602 | 0.016602 | 0.016602 | 0.98549 | -0.10253 | 0.98548 | -0.10262 | 6.1489
47 | -0.010806 | -0.0026915 | 0.010837 | 0.0027009 | 3.0561e-05 | 9.4289e-06 | 0.016359 | 0.016358 | 0.016359 | 0.98261 | -0.12326 | 0.98548 | -0.10262 | 6.0587
48 | 0.0039727 | 0.00099475 | -0.0039725 | -0.00099479 | 1.9663e-07 | -3.5197e-08 | 0.0060085 | 0.0060085 | 0.0060085 | 0.9838 | -0.11449 | 0.98374 | -0.11484 | 2.2254
49 | -0.023913 | -0.0059957 | 0.023933 | 0.0060031 | 2.0059e-05 | 7.415e-06 | 0.036537 | 0.036537 | 0.036537 | 0.97391 | -0.18329 | 0.97475 | -0.17724 | 13.5322
50 | 0.02154 | 0.0054009 | -0.021524 | -0.0053953 | 1.543e-05 | 5.6507e-06 | 0.032911 | 0.032911 | 0.032911 | 0.97391 | -0.18329 | 0.97319 | -0.18847 | 12.1892
51 | -0.026305 | -0.0065977 | 0.026306 | 0.006598 | 8.2348e-07 | 3.0652e-07 | 0.040159 | 0.040159 | 0.040159 | 0.97475 | -0.17724 | 0.97478 | -0.17702 | 14.8736
52 | 0.018136 | 0.0045461 | -0.018133 | -0.0045452 | 2.5073e-06 | 8.9941e-07 | 0.02773 | 0.02773 | 0.02773 | 0.97319 | -0.18847 | 0.97305 | -0.18947 | 10.2704
53 | -0.028851 | -0.0072358 | 0.028876 | 0.0072453 | 2.557e-05 | 9.5709e-06 | 0.044043 | 0.044043 | 0.044043 | 0.97478 | -0.17702 | 0.97567 | -0.17063 | 16.3122
54 | 0.014526 | 0.0036412 | -0.01452 | -0.0036391 | 5.9441e-06 | 2.0465e-06 | 0.022214 | 0.022214 | 0.022214 | 0.97305 | -0.18947 | 0.97264 | -0.19242 | 8.2275
55 | -0.031249 | -0.0078399 | 0.031261 | 0.0078444 | 1.1846e-05 | 4.4517e-06 | 0.047661 | 0.047661 | 0.047661 | 0.97567 | -0.17063 | 0.97606 | -0.1679 | 17.6522
56 | 0.011132 | 0.0027899 | -0.011131 | -0.0027896 | 8.8317e-07 | 2.7912e-07 | 0.01703 | 0.017031 | 0.017031 | 0.97264 | -0.19242 | 0.97256 | -0.19299 | 6.3076
57 | -0.03246 | -0.0081449 | 0.032477 | 0.0081514 | 1.7255e-05 | 6.4953e-06 | 0.049489 | 0.049489 | 0.049489 | 0.97606 | -0.1679 | 0.97659 | -0.16407 | 18.3292
58 | 0.0075232 | 0.0018854 | -0.0075217 | -0.001885 | 1.5486e-06 | 3.6322e-07 | 0.01151 | 0.011511 | 0.011511 | 0.97256 | -0.19299 | 0.97235 | -0.19448 | 4.2632
59 | -0.00030675 | -7.6748e-05 | 0.00030676 | 7.6342e-05 | 4.3819e-09 | -4.0609e-07 | 0.0004658 | 0.00046566 | 0.0004658 | 0.97983 | -0.14337 | 0.97985 | -0.14326 | 0.17252
60 | 0.0001564 | 3.9066e-05 | -0.0001564 | -3.9198e-05 | 3.6983e-10 | -1.322e-07 | 0.00023747 | 0.00023752 | 0.00023752 | 0.97983 | -0.14337 | 0.97983 | -0.14338 | 0.08797
61 | -0.00057608 | -0.00014384 | 0.00057609 | 0.00014358 | 9.7691e-09 | -2.5404e-07 | 0.00087465 | 0.00087456 | 0.00087465 | 0.97985 | -0.14326 | 0.97986 | -0.14314 | 0.32394
62 | -0.00092132 | -0.00023011 | 0.00092132 | 0.00023006 | 5.0684e-09 | -5.034e-08 | 0.0013988 | 0.0013988 | 0.0013988 | 0.97986 | -0.14314 | 0.97987 | -0.1431 | 0.51808
63 | 0.0032178 | 0.00080611 | -0.0032175 | -0.00080628 | 3.842e-07 | -1.7267e-07 | 0.0049029 | 0.004903 | 0.004903 | 0.97659 | -0.16407 | 0.97647 | -0.16493 | 1.8159
64 | -0.035695 | -0.0089575 | 0.03576 | 0.0089821 | 6.5188e-05 | 2.463e-05 | 0.054392 | 0.054392 | 0.054392 | 0.97659 | -0.16407 | 0.97843 | -0.15094 | 20.1451
65 | 0.0012699 | 0.00031817 | -0.0012699 | -0.00031826 | 1.7331e-08 | -8.6111e-08 | 0.0019351 | 0.0019351 | 0.0019351 | 0.97647 | -0.16493 | 0.97646 | -0.16503 | 0.71672
66 | 0.0069604 | 0.0017442 | -0.0069585 | -0.0017438 | 1.9037e-06 | 3.9033e-07 | 0.010585 | 0.010586 | 0.010586 | 0.97843 | -0.15094 | 0.97815 | -0.15291 | 3.9206
67 | -0.04272 | -0.010726 | 0.042763 | 0.010743 | 4.3062e-05 | 1.6357e-05 | 0.064977 | 0.064977 | 0.064977 | 0.97843 | -0.15094 | 0.97945 | -0.14369 | 24.0655
68 | 0.0046357 | 0.0011617 | -0.0046353 | -0.0011617 | 3.4138e-07 | -6.7777e-09 | 0.007052 | 0.007052 | 0.007052 | 0.97815 | -0.15291 | 0.97808 | -0.15345 | 2.6119
69 | 0.0023229 | 0.00058209 | -0.0023228 | -0.00058215 | 4.9742e-08 | -6.1002e-08 | 0.0035336 | 0.0035336 | 0.0035336 | 0.97815 | -0.15291 | 0.97813 | -0.15307 | 1.3088
70 | -0.043975 | -0.011046 | 0.044046 | 0.011074 | 7.1759e-05 | 2.7275e-05 | 0.066817 | 0.066817 | 0.066817 | 0.97945 | -0.14369 | 0.9811 | -0.13198 | 24.7471
71 | -0.045725 | -0.011494 | 0.045774 | 0.011513 | 4.9194e-05 | 1.8714e-05 | 0.069363 | 0.069363 | 0.069363 | 0.9811 | -0.13198 | 0.98219 | -0.12426 | 25.6899
72 | -0.021031 | -0.0052781 | 0.021038 | 0.0052801 | 6.4309e-06 | 1.9227e-06 | 0.031319 | 0.031319 | 0.031319 | 0.99929 | -0.0049535 | 0.99961 | -0.0027512 | 5.7999
73 | 0.00012686 | 3.1004e-05 | -0.00012686 | -3.1793e-05 | 1.4501e-09 | -7.8952e-07 | 0.00019236 | 0.00019263 | 0.00019263 | 0.97992 | -0.14275 | 0.97991 | -0.14283 | 0.071346
74 | 0.0061284 | 0.0015206 | -0.0061253 | -0.0015201 | 3.0252e-06 | 4.5785e-07 | 0.0093005 | 0.0093008 | 0.0093008 | 0.97992 | -0.14275 | 0.97942 | -0.14638 | 3.4447
75 | 0.0060195 | 0.0014936 | -0.0060189 | -0.0014935 | 6.1025e-07 | 8.7399e-08 | 0.0091399 | 0.00914 | 0.00914 | 0.97942 | -0.14638 | 0.97932 | -0.14713 | 3.3852
76 | 0.0058568 | 0.0014529 | -0.0058567 | -0.0014529 | 1.2255e-07 | 1.5894e-08 | 0.0088937 | 0.0088937 | 0.0088937 | 0.97932 | -0.14713 | 0.9793 | -0.14728 | 3.294
77 | 0.0029194 | 0.00073085 | -0.0029189 | -0.00073115 | 4.51e-07 | -2.971e-07 | 0.0044156 | 0.0044157 | 0.0044157 | 0.98374 | -0.11484 | 0.98359 | -0.11596 | 1.6355
78 | 0.0029189 | 0.00073115 | -0.0029185 | -0.00073144 | 4.4076e-07 | -2.9017e-07 | 0.0044157 | 0.0044159 | 0.0044159 | 0.98359 | -0.11596 | 0.98343 | -0.11705 | 1.6355
79 | -0.097885 | -0.024699 | 0.098143 | 0.024798 | 0.00025851 | 9.9177e-05 | 0.14663 | 0.14663 | 0.14663 | 0.99372 | -0.043385 | 0.99643 | -0.024617 | 54.3087
80 | 0.097746 | 0.024665 | -0.09754 | -0.024585 | 0.00020636 | 7.9169e-05 | 0.14643 | 0.14643 | 0.14643 | 0.99372 | -0.043385 | 0.99156 | -0.058461 | 54.232
81 | -0.098294 | -0.024836 | 0.098375 | 0.024867 | 8.1184e-05 | 3.1146e-05 | 0.14686 | 0.14686 | 0.14686 | 0.99643 | -0.024617 | 0.99728 | -0.018753 | 54.3919
82 | 0.05934 | 0.014975 | -0.059303 | -0.014962 | 3.635e-05 | 1.3886e-05 | 0.089087 | 0.089087 | 0.089087 | 0.99156 | -0.058461 | 0.99093 | -0.062827 | 32.9952
83 | 0.0382 | 0.00961 | -0.038161 | -0.009595 | 3.9728e-05 | 1.503e-05 | 0.057339 | 0.057339 | 0.057339 | 0.99156 | -0.058461 | 0.99049 | -0.065925 | 21.2368
84 | -0.098522 | -0.024904 | 0.098783 | 0.025004 | 0.00026093 | 0.0001001 | 0.14708 | 0.14708 | 0.14708 | 0.99728 | -0.018753 | 1 | 0 | 54.4732
85 | 0.0591 | 0.01491 | -0.059058 | -0.014895 | 4.1543e-05 | 1.5869e-05 | 0.088781 | 0.088781 | 0.088781 | 0.99093 | -0.062827 | 0.99021 | -0.067841 | 32.8819
86 | 0.038014 | 0.0095583 | -0.037951 | -0.0095344 | 6.3116e-05 | 2.3877e-05 | 0.05712 | 0.05712 | 0.05712 | 0.99049 | -0.065925 | 0.9888 | -0.07786 | 21.1554
87 | 0.021512 | 0.0053994 | -0.021511 | -0.0053992 | 7.6546e-07 | 2.316e-07 | 0.032013 | 0.032013 | 0.032013 | 1 | 0 | 0.99996 | -0.00025628 | 5.9284
88 | 0.057741 | 0.014565 | -0.057656 | -0.014532 | 8.5313e-05 | 3.258e-05 | 0.086802 | 0.086803 | 0.086803 | 0.99021 | -0.067841 | 0.9887 | -0.078393 | 32.1491
89 | 0.037951 | 0.0095344 | -0.037904 | -0.0095165 | 4.7255e-05 | 1.7878e-05 | 0.05712 | 0.05712 | 0.05712 | 0.9888 | -0.07786 | 0.98753 | -0.086822 | 21.1555
90 | 0.021364 | 0.0053623 | -0.021358 | -0.0053603 | 6.6243e-06 | 1.9969e-06 | 0.031794 | 0.031794 | 0.031794 | 0.99996 | -0.00025628 | 0.99964 | -0.0024899 | 5.8878
91 | 0.053394 | 0.013464 | -0.053355 | -0.013449 | 3.9299e-05 | 1.499e-05 | 0.080388 | 0.080388 | 0.080388 | 0.9887 | -0.078393 | 0.98795 | -0.083649 | 29.7735
92 | 0.03216 | 0.0080769 | -0.032117 | -0.008061 | 4.2409e-05 | 1.5942e-05 | 0.048464 | 0.048465 | 0.048465 | 0.98753 | -0.086822 | 0.98618 | -0.096321 | 17.9499
93 | -0.046922 | -0.011801 | 0.04699 | 0.011826 | 6.7415e-05 | 2.5658e-05 | 0.071102 | 0.071102 | 0.071102 | 0.98219 | -0.12426 | 0.98364 | -0.11397 | 26.3341
94 | -0.04699 | -0.011826 | 0.04701 | 0.011834 | 2.0081e-05 | 7.6426e-06 | 0.071102 | 0.071102 | 0.071102 | 0.98364 | -0.11397 | 0.98407 | -0.11091 | 26.334
95 | -0.048324 | -0.012163 | 0.048391 | 0.012189 | 6.6284e-05 | 2.5241e-05 | 0.07309 | 0.073089 | 0.07309 | 0.98407 | -0.11091 | 0.98547 | -0.1011 | 27.0702
96 | 0.0036051 | 0.00090347 | -0.003605 | -0.0009035 | 1.0931e-07 | -2.9345e-08 | 0.005517 | 0.005517 | 0.005517 | 0.97235 | -0.19448 | 0.97232 | -0.1947 | 2.0433
97 | 0.02118 | 0.0053159 | -0.02118 | -0.0053157 | 7.6823e-07 | 2.3054e-07 | 0.031531 | 0.031531 | 0.031531 | 0.99964 | -0.0024899 | 0.99961 | -0.0027512 | 5.839
98 | 0.052264 | 0.013175 | -0.052221 | -0.013159 | 4.2664e-05 | 1.6268e-05 | 0.078745 | 0.078745 | 0.078745 | 0.98795 | -0.083649 | 0.98712 | -0.089481 | 29.1649
99 | 0.050907 | 0.01283 | -0.050901 | -0.012828 | 5.5314e-06 | 2.1082e-06 | 0.076764 | 0.076764 | 0.076764 | 0.98712 | -0.089481 | 0.98701 | -0.090258 | 28.431
100 | 0.04978 | 0.012547 | -0.049705 | -0.012518 | 7.544e-05 | 2.8742e-05 | 0.075074 | 0.075074 | 0.075074 | 0.98701 | -0.090258 | 0.98547 | -0.1011 | 27.8052
101 | 0.024893 | 0.0062505 | -0.024872 | -0.0062426 | 2.1251e-05 | 7.866e-06 | 0.037565 | 0.037565 | 0.037565 | 0.98618 | -0.096321 | 0.98531 | -0.10247 | 13.9129
102 | -0.0010667 | -0.00026687 | 0.0010668 | 0.0002665 | 4.9047e-08 | -3.6213e-07 | 0.001616 | 0.0016158 | 0.001616 | 0.98218 | -0.12473 | 0.98223 | -0.1244 | 0.5985
103 | -0.01347 | -0.0033755 | 0.013471 | 0.0033758 | 1.1523e-06 | 3.8738e-07 | 0.020434 | 0.020434 | 0.020434 | 0.98087 | -0.13411 | 0.98095 | -0.13349 | 7.5681
104 | 0.0098715 | 0.0024737 | -0.0098688 | -0.0024729 | 2.724e-06 | 8.0208e-07 | 0.014975 | 0.014975 | 0.014975 | 0.98087 | -0.13411 | 0.98059 | -0.1361 | 5.5465
105 | -0.013931 | -0.0034913 | 0.013934 | 0.0034923 | 3.0763e-06 | 1.0438e-06 | 0.021132 | 0.021132 | 0.021132 | 0.98095 | -0.13349 | 0.98118 | -0.13189 | 7.8268
106 | 0.0098688 | 0.0024729 | -0.0098672 | -0.0024724 | 1.6273e-06 | 4.7923e-07 | 0.014975 | 0.014976 | 0.014976 | 0.98059 | -0.1361 | 0.98042 | -0.13729 | 5.5465
107 | -0.016946 | -0.0042472 | 0.016958 | 0.0042514 | 1.2057e-05 | 4.2675e-06 | 0.0257 | 0.0257 | 0.0257 | 0.98118 | -0.13189 | 0.9819 | -0.12676 | 9.5186
108 | 0.0068622 | 0.0017193 | -0.0068607 | -0.001719 | 1.5151e-06 | 3.0051e-07 | 0.010415 | 0.010415 | 0.010415 | 0.98042 | -0.13729 | 0.9802 | -0.13889 | 3.8574
109 | -0.017284 | -0.004333 | 0.01729 | 0.0043351 | 5.8373e-06 | 2.0726e-06 | 0.026193 | 0.026193 | 0.026193 | 0.9819 | -0.12676 | 0.98224 | -0.12432 | 9.7013
110 | 0.0052332 | 0.0013111 | -0.0052326 | -0.0013111 | 5.7581e-07 | 3.7184e-08 | 0.0079442 | 0.0079443 | 0.0079443 | 0.9802 | -0.13889 | 0.98009 | -0.13968 | 2.9423
111 | -0.018946 | -0.0047494 | 0.018948 | 0.0047499 | 1.4787e-06 | 5.3231e-07 | 0.028703 | 0.028703 | 0.028703 | 0.98224 | -0.12432 | 0.98232 | -0.12376 | 10.6306
112 | 0.0016565 | 0.00041424 | -0.0016565 | -0.00041429 | 1.7973e-08 | -5.0994e-08 | 0.0025091 | 0.0025091 | 0.0025091 | 0.98224 | -0.12432 | 0.98223 | -0.1244 | 0.92931
113 | 0.0017114 | 0.00042857 | -0.0017113 | -0.00042889 | 1.2449e-07 | -3.2449e-07 | 0.0025982 | 0.0025984 | 0.0025984 | 0.98009 | -0.13968 | 0.98001 | -0.14021 | 0.96236
114 | -0.019516 | -0.0048924 | 0.019527 | 0.0048962 | 1.0627e-05 | 3.8404e-06 | 0.029564 | 0.029564 | 0.029564 | 0.98232 | -0.12376 | 0.98287 | -0.11983 | 10.9495
115 | -0.02062 | -0.0051703 | 0.020628 | 0.005173 | 7.5195e-06 | 2.7354e-06 | 0.031219 | 0.031219 | 0.031219 | 0.98287 | -0.11983 | 0.98324 | -0.1172 | 11.5627
116 | -0.02412 | -0.0060482 | 0.024147 | 0.0060583 | 2.7383e-05 | 1.0114e-05 | 0.036504 | 0.036504 | 0.036504 | 0.98324 | -0.1172 | 0.98439 | -0.10901 | 13.5199
117 | -0.024849 | -0.0062342 | 0.024872 | 0.0062426 | 2.2575e-05 | 8.3565e-06 | 0.037565 | 0.037565 | 0.037565 | 0.98439 | -0.10901 | 0.98531 | -0.10247 | 13.9129

## res_trafo
| p_hv_mw | q_hv_mvar | p_lv_mw | q_lv_mvar | pl_mw | ql_mvar | i_hv_ka | i_lv_ka | vm_hv_pu | va_hv_degree | vm_lv_pu | va_lv_degree | loading_percent
0 | 2.5187e-16 | 8.8016e-16 | 0.00079998 | 7.4552e-08 | 0.00079998 | 7.4552e-08 | 2.6429e-17 | 0.0011547 | 0.99998 | 149.9947 | 1 | 0 | 0.31999

## res_ext_grid
| p_mw | q_mvar
0 | 0.12125 | 0.030444

## res_load
| p_mw | q_mvar
0 | 0.00050671 | 0.00012699
1 | 0.0002427 | 6.0827e-05
2 | 0.00033251 | 8.3335e-05
3 | 0.00016073 | 4.0283e-05
4 | 0.00010433 | 2.6147e-05
5 | 0.00051155 | 0.00012821
6 | 0.0009076 | 0.00022747
7 | 0.00062217 | 0.00015593
8 | 0.00032025 | 8.0261e-05
9 | 0.00029239 | 7.328e-05
10 | 7.3994e-05 | 1.8545e-05
11 | 0.00014198 | 3.5583e-05
12 | 0.00066805 | 0.00016743
13 | 0.00013673 | 3.4267e-05
14 | 6.9426e-05 | 1.74e-05
15 | 6.7595e-05 | 1.6941e-05
16 | 0.00011036 | 2.7659e-05
17 | 0.00017014 | 4.2642e-05
18 | 6.7678e-05 | 1.6962e-05
19 | 0.00027763 | 6.958e-05
20 | 0.00057199 | 0.00014335
21 | 0.00023763 | 5.9555e-05
22 | 0.00028822 | 7.2236e-05
23 | 0.00024438 | 6.1247e-05
24 | 0.00028822 | 7.2236e-05
25 | 0.00028829 | 7.2252e-05
26 | 0.00028818 | 7.2225e-05
27 | 0.00028875 | 7.2368e-05
28 | 0.00028732 | 7.2009e-05
29 | 0.00017984 | 4.5071e-05
30 | 0.00028822 | 7.2236e-05
31 | 0.0008576 | 0.00021494
32 | 8.0436e-05 | 2.0159e-05
33 | 0.00054433 | 0.00013642
34 | 0.00012834 | 3.2165e-05
35 | 0.00018052 | 4.5242e-05
36 | 0.00013541 | 3.3938e-05
37 | 0.0003786 | 9.4887e-05
38 | 0.00016178 | 4.0545e-05
39 | 0.0037519 | 0.00094032
40 | 0.0023733 | 0.00059482
41 | 0.0023724 | 0.00059459
42 | 0.0033884 | 0.00084921
43 | 0.0025446 | 0.00063772
44 | 0.003607 | 0.000904
45 | 0.0023724 | 0.00059459
46 | 0.0033884 | 0.00084921
47 | 0.001199 | 0.00030049
48 | 0.0036079 | 0.00090422
49 | 0.00015035 | 3.7682e-05
50 | 0.00026932 | 6.7497e-05
51 | 0.0001564 | 3.9198e-05
52 | 0.00034523 | 8.6523e-05
53 | 0.00050391 | 0.00012629
54 | 0.0019476 | 0.00048811
55 | 0.0012699 | 0.00031826
56 | 0.0012113 | 0.00030358
57 | 0.0046353 | 0.0011617
58 | 0.0023228 | 0.00058215
59 | 0.0016785 | 0.00042067
60 | 0.00016361 | 4.1004e-05
61 | 0.00012686 | 3.1793e-05
62 | 0.00010588 | 2.6535e-05
63 | 0.00016208 | 4.0621e-05
64 | 0.00019877 | 4.9816e-05
65 | 0.0010531 | 0.00026394
66 | 0.0029185 | 0.00073144
67 | 0.00013836 | 3.4677e-05
68 | 0.00015039 | 3.7692e-05
69 | 0.00014709 | 3.6865e-05
70 | 0.00020381 | 5.1079e-05
71 | 0.00014641 | 3.6695e-05
72 | 0.00015907 | 3.9867e-05
73 | 0.0013167 | 0.00032999
74 | 0.00014715 | 3.688e-05
75 | 0.0042619 | 0.0010681
76 | 0.0057441 | 0.0014396
77 | 0.001148 | 0.00028772
78 | 0.0013145 | 0.00032946
79 | 0.0039165 | 0.00098158
80 | 0.003605 | 0.0009035
81 | 0.00017706 | 4.4375e-05
82 | 0.0001421 | 3.5615e-05
83 | 0.001091 | 0.00027344
84 | 0.0013144 | 0.00032943
85 | 0.0011208 | 0.00028091
86 | 0.0013144 | 0.00032942
87 | 0.0072239 | 0.0018105
88 | 0.00031732 | 7.9527e-05
89 | 0.0035981 | 0.00090177
90 | 0.00046051 | 0.00011541
91 | 0.0030119 | 0.00075486
92 | 0.003005 | 0.00075311
93 | 0.00032566 | 8.1618e-05
94 | 0.0016275 | 0.00040789
95 | 0.0035212 | 0.00088249
96 | 0.00058968 | 0.00014779
97 | 0.00056847 | 0.00014247
98 | 0.0010936 | 0.00027407
99 | 0.003492 | 0.00087518
100 | 0.00070201 | 0.00017594
101 | 0.0017113 | 0.00042889

## dtypes
| element | column | dtype
0 | bus | name | object
1 | bus | vn_kv | float64
2 | bus | type | object
3 | bus | zone | object
4 | bus | in_service | bool
5 | load | name | object
6 | load | bus | uint32
7 | load | p_mw | float64
8 | load | q_mvar | float64
9 | load | const_z_percent | float64
10 | load | const_i_percent | float64
11 | load | sn_mva | float64
12 | load | scaling | float64
13 | load | in_service | bool
14 | load | type | object
15 | ext_grid | name | object
16 | ext_grid | bus | uint32
17 | ext_grid | vm_pu | float64
18 | ext_grid | va_degree | float64
19 | ext_grid | slack_weight | float64
20 | ext_grid | in_service | bool
21 | line | name | object
22 | line | std_type | object
23 | line | from_bus | uint32
24 | line | to_bus | uint32
25 | line | length_km | float64
26 | line | r_ohm_per_km | float64
27 | line | x_ohm_per_km | float64
28 | line | c_nf_per_km | float64
29 | line | g_us_per_km | float64
30 | line | max_i_ka | float64
31 | line | df | float64
32 | line | parallel | uint32
33 | line | type | object
34 | line | in_service | bool
35 | trafo | name | object
36 | trafo | std_type | object
37 | trafo | hv_bus | uint32
38 | trafo | lv_bus | uint32
39 | trafo | sn_mva | float64
40 | trafo | vn_hv_kv | float64
41 | trafo | vn_lv_kv | float64
42 | trafo | vk_percent | float64
43 | trafo | vkr_percent | float64
44 | trafo | pfe_kw | float64
45 | trafo | i0_percent | float64
46 | trafo | shift_degree | float64
47 | trafo | tap_side | object
48 | trafo | tap_neutral | int32
49 | trafo | tap_min | int32
50 | trafo | tap_max | int32
51 | trafo | tap_step_percent | float64
52 | trafo | tap_step_degree | float64
53 | trafo | tap_pos | int32
54 | trafo | tap_phase_shifter | bool
55 | trafo | parallel | uint32
56 | trafo | df | float64
57 | trafo | in_service | bool
58 | line_geodata | coords | object
59 | bus_geodata | x | float64
60 | bus_geodata | y | float64
61 | bus_geodata | coords | object
62 | res_bus | vm_pu | float64
63 | res_bus | va_degree | float64
64 | res_bus | p_mw | float64
65 | res_bus | q_mvar | float64
66 | res_line | p_from_mw | float64
67 | res_line | q_from_mvar | float64
68 | res_line | p_to_mw | float64
69 | res_line | q_to_mvar | float64
70 | res_line | pl_mw | float64
71 | res_line | ql_mvar | float64
72 | res_line | i_from_ka | float64
73 | res_line | i_to_ka | float64
74 | res_line | i_ka | float64
75 | res_line | vm_from_pu | float64
76 | res_line | va_from_degree | float64
77 | res_line | vm_to_pu | float64
78 | res_line | va_to_degree | float64
79 | res_line | loading_percent | float64
80 | res_trafo | p_hv_mw | float64
81 | res_trafo | q_hv_mvar | float64
82 | res_trafo | p_lv_mw | float64
83 | res_trafo | q_lv_mvar | float64
84 | res_trafo | pl_mw | float64
85 | res_trafo | ql_mvar | float64
86 | res_trafo | i_hv_ka | float64
87 | res_trafo | i_lv_ka | float64
88 | res_trafo | vm_hv_pu | float64
89 | res_trafo | va_hv_degree | float64
90 | res_trafo | vm_lv_pu | float64
91 | res_trafo | va_lv_degree | float64
92 | res_trafo | loading_percent | float64
93 | res_ext_grid | p_mw | float64
94 | res_ext_grid | q_mvar | float64
95 | res_load | p_mw | float64
96 | res_load | q_mvar | float64

## parameters
| version | format_version | converged | OPF_converged | name | f_hz | sn_mva
0 | 2.14.6 | 2.14.0 | TRUE | FALSE |  | 50 | 1