## bus
| name | vn_kv | type | zone | in_service
0 | bus_LV_1097-19_0_4_node_0 | 0.4 | n |  | TRUE
1 | bus_LV_1097-19_0_4_node_1 | 0.4 | n |  | TRUE
2 | bus_LV_1097-19_0_4_node_2 | 0.4 | n |  | TRUE
3 | bus_LV_1097-19_0_4_node_3 | 0.4 | n |  | TRUE
4 | bus_LV_1097-19_0_4_node_4 | 0.4 | n |  | TRUE
5 | bus_LV_1097-19_0_4_node_5 | 0.4 | n |  | TRUE
6 | bus_LV_1097-19_0_4_node_11 | 0.4 | n |  | TRUE
7 | bus_LV_1097-19_0_4_node_6 | 0.4 | n |  | TRUE
8 | bus_LV_1097-19_0_4_node_36 | 0.4 | n |  | TRUE
9 | bus_LV_1097-19_0_4_node_10 | 0.4 | n |  | TRUE
10 | bus_LV_1097-19_0_4_node_7 | 0.4 | n |  | TRUE
11 | bus_LV_1097-19_0_4_node_37 | 0.4 | n |  | TRUE
12 | bus_LV_1097-19_0_4_node_8 | 0.4 | n |  | TRUE
13 | bus_LV_1097-19_0_4_node_9 | 0.4 | n |  | TRUE
14 | bus_LV_1097-19_0_4_node_57 | 0.4 | n |  | TRUE
15 | bus_LV_1097-19_0_4_node_32 | 0.4 | n |  | TRUE
16 | bus_LV_1097-19_0_4_node_58 | 0.4 | n |  | TRUE
17 | bus_LV_1097-19_0_4_node_31 | 0.4 | n |  | TRUE
18 | bus_LV_1097-19_0_4_node_12 | 0.4 | n |  | TRUE
19 | bus_LV_1097-19_0_4_node_13 | 0.4 | n |  | TRUE
20 | bus_LV_1097-19_0_4_node_21 | 0.4 | n |  | TRUE
21 | bus_LV_1097-19_0_4_node_65 | 0.4 | n |  | TRUE
22 | bus_LV_1097-19_0_4_node_14 | 0.4 | n |  | TRUE
23 | bus_LV_1097-19_0_4_node_15 | 0.4 | n |  | TRUE
24 | bus_LV_1097-19_0_4_node_16 | 0.4 | n |  | TRUE
25 | bus_LV_1097-19_0_4_node_17 | 0.4 | n |  | TRUE
26 | bus_LV_1097-19_0_4_node_49 | 0.4 | n |  | TRUE
27 | bus_LV_1097-19_0_4_node_24 | 0.4 | n |  | TRUE
28 | bus_LV_1097-19_0_4_node_47 | 0.4 | n |  | TRUE
29 | bus_LV_1097-19_0_4_node_48 | 0.4 | n |  | TRUE
30 | bus_LV_1097-19_0_4_node_26 | 0.4 | n |  | TRUE
31 | bus_LV_1097-19_0_4_node_22 | 0.4 | n |  | TRUE
32 | bus_LV_1097-19_0_4_node_18 | 0.4 | n |  | TRUE
33 | bus_LV_1097-19_0_4_node_19 | 0.4 | n |  | TRUE
34 | bus_LV_1097-19_0_4_node_20 | 0.4 | n |  | TRUE
35 | bus_LV_1097-19_0_4_node_53 | 0.4 | n |  | TRUE
36 | bus_LV_1097-19_0_4_node_54 | 0.4 | n |  | TRUE
37 | bus_LV_1097-19_0_4_node_55 | 0.4 | n |  | TRUE
38 | bus_LV_1097-19_0_4_node_59 | 0.4 | n |  | TRUE
39 | bus_LV_1097-19_0_4_node_23 | 0.4 | n |  | TRUE
40 | bus_LV_1097-19_0_4_node_25 | 0.4 | n |  | TRUE
41 | bus_LV_1097-19_0_4_node_52 | 0.4 | n |  | TRUE
42 | bus_LV_1097-19_0_4_node_56 | 0.4 | n |  | TRUE
43 | bus_LV_1097-19_0_4_node_27 | 0.4 | n |  | TRUE
44 | bus_LV_1097-19_0_4_node_28 | 0.4 | n |  | TRUE
45 | bus_LV_1097-19_0_4_node_30 | 0.4 | n |  | TRUE
46 | bus_LV_1097-19_0_4_node_66 | 0.4 | n |  | TRUE
47 | bus_LV_1097-19_0_4_node_33 | 0.4 | n |  | TRUE
48 | bus_LV_1097-19_0_4_node_34 | 0.4 | n |  | TRUE
49 | bus_LV_1097-19_0_4_node_35 | 0.4 | n |  | TRUE
50 | bus_LV_1097-19_0_4_node_46 | 0.4 | n |  | TRUE
51 | bus_LV_1097-19_0_4_node_51 | 0.4 | n |  | TRUE
52 | bus_LV_1097-19_0_4_node_44 | 0.4 | n |  | TRUE
53 | bus_LV_1097-19_0_4_node_50 | 0.4 | n |  | TRUE
54 | bus_LV_1097-19_0_4_node_41 | 0.4 | n |  | TRUE
55 | bus_LV_1097-19_0_4_node_39 | 0.4 | n |  | TRUE
56 | bus_LV_1097-19_0_4_node_38 | 0.4 | n |  | TRUE
57 | bus_LV_1097-19_0_4_node_40 | 0.4 | n |  | TRUE
58 | bus_LV_1097-19_0_4_node_42 | 0.4 | n |  | TRUE
59 | bus_LV_1097-19_0_4_node_43 | 0.4 | n |  | TRUE
60 | bus_LV_1097-19_0_4_node_45 | 0.4 | n |  | TRUE
61 | bus_LV_1097-19_0_4_node_73 | 0.4 | n |  | TRUE
62 | bus_LV_1097-19_0_4_node_77 | 0.4 | n |  | TRUE
63 | bus_LV_1097-19_0_4_node_60 | 0.4 | n |  | TRUE
64 | bus_LV_1097-19_0_4_node_61 | 0.4 | n |  | TRUE
65 | bus_LV_1097-19_0_4_node_62 | 0.4 | n |  | TRUE
66 | bus_LV_1097-19_0_4_node_75 | 0.4 | n |  | TRUE
67 | bus_LV_1097-19_0_4_node_74 | 0.4 | n |  | TRUE
68 | bus_LV_1097-19_0_4_node_63 | 0.4 | n |  | TRUE
69 | bus_LV_1097-19_0_4_node_64 | 0.4 | n |  | TRUE
70 | bus_LV_1097-19_0_4_node_120 | 0.4 | n |  | TRUE
71 | bus_LV_1097-19_0_4_node_119 | 0.4 | n |  | TRUE
72 | bus_LV_1097-19_0_4_node_67 | 0.4 | n |  | TRUE
73 | bus_LV_1097-19_0_4_node_68 | 0.4 | n |  | TRUE
74 | bus_LV_1097-19_0_4_node_69 | 0.4 | n |  | TRUE
75 | bus_LV_1097-19_0_4_node_70 | 0.4 | n |  | TRUE
76 | bus_LV_1097-19_0_4_node_71 | 0.4 | n |  | TRUE
77 | bus_LV_1097-19_0_4_node_72 | 0.4 | n |  | TRUE
78 | bus_LV_1097-19_0_4_node_80 | 0.4 | n |  | TRUE
79 | bus_LV_1097-19_0_4_node_98 | 0.4 | n |  | TRUE
80 | bus_LV_1097-19_0_4_node_121 | 0.4 | n |  | TRUE
81 | bus_LV_1097-19_0_4_node_81 | 0.4 | n |  | TRUE
82 | bus_LV_1097-19_0_4_node_96 | 0.4 | n |  | TRUE
83 | bus_LV_1097-19_0_4_node_76 | 0.4 | n |  | TRUE
84 | bus_LV_1097-19_0_4_node_78 | 0.4 | n |  | TRUE
85 | bus_LV_1097-19_0_4_node_79 | 0.4 | n |  | TRUE
86 | bus_LV_1097-19_0_4_node_82 | 0.4 | n |  | TRUE
87 | bus_LV_1097-19_0_4_node_83 | 0.4 | n |  | TRUE
88 | bus_LV_1097-19_0_4_node_84 | 0.4 | n |  | TRUE
89 | bus_LV_1097-19_0_4_node_85 | 0.4 | n |  | TRUE
90 | bus_LV_1097-19_0_4_node_86 | 0.4 | n |  | TRUE
91 | bus_LV_1097-19_0_4_node_89 | 0.4 | n |  | TRUE
92 | bus_LV_1097-19_0_4_node_87 | 0.4 | n |  | TRUE
93 | bus_LV_1097-19_0_4_node_88 | 0.4 | n |  | TRUE
94 | bus_LV_1097-19_0_4_node_90 | 0.4 | n |  | TRUE
95 | bus_LV_1097-19_0_4_node_91 | 0.4 | n |  | TRUE
96 | bus_LV_1097-19_0_4_node_92 | 0.4 | n |  | TRUE
97 | bus_LV_1097-19_0_4_node_95 | 0.4 | n |  | TRUE
98 | bus_LV_1097-19_0_4_node_93 | 0.4 | n |  | TRUE
99 | bus_LV_1097-19_0_4_node_94 | 0.4 | n |  | TRUE
100 | bus_LV_1097-19_0_4_node_97 | 0.4 | n |  | TRUE
101 | bus_LV_1097-19_0_4_node_109 | 0.4 | n |  | TRUE
102 | bus_LV_1097-19_0_4_node_108 | 0.4 | n |  | TRUE
103 | bus_LV_1097-19_0_4_node_99 | 0.4 | n |  | TRUE
104 | bus_LV_1097-19_0_4_node_100 | 0.4 | n |  | TRUE
105 | bus_LV_1097-19_0_4_node_101 | 0.4 | n |  | TRUE
106 | bus_LV_1097-19_0_4_node_102 | 0.4 | n |  | TRUE
107 | bus_LV_1097-19_0_4_node_103 | 0.4 | n |  | TRUE
108 | bus_LV_1097-19_0_4_node_104 | 0.4 | n |  | TRUE
109 | bus_LV_1097-19_0_4_node_110 | 0.4 | n |  | TRUE
110 | bus_LV_1097-19_0_4_node_105 | 0.4 | n |  | TRUE
111 | bus_LV_1097-19_0_4_node_111 | 0.4 | n |  | TRUE
112 | bus_LV_1097-19_0_4_node_106 | 0.4 | n |  | TRUE
113 | bus_LV_1097-19_0_4_node_107 | 0.4 | n |  | TRUE
114 | bus_LV_1097-19_0_4_node_112 | 0.4 | n |  | TRUE
115 | bus_LV_1097-19_0_4_node_116 | 0.4 | n |  | TRUE
116 | bus_LV_1097-19_0_4_node_114 | 0.4 | n |  | TRUE
117 | bus_LV_1097-19_0_4_node_113 | 0.4 | n |  | TRUE
118 | bus_LV_1097-19_0_4_node_115 | 0.4 | n |  | TRUE
119 | bus_LV_1097-19_0_4_node_117 | 0.4 | n |  | TRUE
120 | bus_LV_1097-19_0_4_node_118 | 0.4 | n |  | TRUE
121 | bus_MV_473_2_node_66 | 20 | n |  | TRUE

## load
| name | bus | p_mw | q_mvar | const_z_percent | const_i_percent | sn_mva | scaling | in_service | type
0 | LV_1097-19_0_4_load_0 | 0 | 0.0019067 | 0.00047785 | 0 | 0 |  | 1 | TRUE | wye
1 | LV_1097-19_0_4_load_1 | 1 | 0.0018136 | 0.00045453 | 0 | 0 |  | 1 | TRUE | wye
2 | LV_1097-19_0_4_load_3 | 3 | 0.001649 | 0.00041329 | 0 | 0 |  | 1 | TRUE | wye
3 | LV_1097-19_0_4_load_4 | 4 | 0.002934 | 0.00073532 | 0 | 0 |  | 1 | TRUE | wye
4 | LV_1097-19_0_4_load_5 | 5 | 0.0029871 | 0.00074863 | 0 | 0 |  | 1 | TRUE | wye
5 | LV_1097-19_0_4_load_11 | 6 | 0.0034582 | 0.00086671 | 0 | 0 |  | 1 | TRUE | wye
6 | LV_1097-19_0_4_load_6 | 7 | 0.002607 | 0.00065337 | 0 | 0 |  | 1 | TRUE | wye
7 | LV_1097-19_0_4_load_36 | 8 | 0.002533 | 0.00063483 | 0 | 0 |  | 1 | TRUE | wye
8 | LV_1097-19_0_4_load_10 | 9 | 0.0020766 | 0.00052045 | 0 | 0 |  | 1 | TRUE | wye
9 | LV_1097-19_0_4_load_37 | 11 | 0.00069666 | 0.0001746 | 0 | 0 |  | 1 | TRUE | wye
10 | LV_1097-19_0_4_load_8 | 12 | 0.0052309 | 0.001311 | 0 | 0 |  | 1 | TRUE | wye
11 | LV_1097-19_0_4_load_9 | 13 | 0.0034324 | 0.00086023 | 0 | 0 |  | 1 | TRUE | wye
12 | LV_1097-19_0_4_load_57 | 14 | 0.0025752 | 0.00064541 | 0 | 0 |  | 1 | TRUE | wye
13 | LV_1097-19_0_4_load_32 | 15 | 0.0015992 | 0.00040079 | 0 | 0 |  | 1 | TRUE | wye
14 | LV_1097-19_0_4_load_58 | 16 | 0.0028093 | 0.00070409 | 0 | 0 |  | 1 | TRUE | wye
15 | LV_1097-19_0_4_load_31 | 17 | 0.0023195 | 0.00058131 | 0 | 0 |  | 1 | TRUE | wye
16 | LV_1097-19_0_4_load_12 | 18 | 0.0024393 | 0.00061134 | 0 | 0 |  | 1 | TRUE | wye
17 | LV_1097-19_0_4_load_13 | 19 | 0.0026838 | 0.00067263 | 0 | 0 |  | 1 | TRUE | wye
18 | LV_1097-19_0_4_load_21 | 20 | 0.0036829 | 0.00092301 | 0 | 0 |  | 1 | TRUE | wye
19 | LV_1097-19_0_4_load_65 | 21 | 0.0033243 | 0.00083315 | 0 | 0 |  | 1 | TRUE | wye
20 | LV_1097-19_0_4_load_14 | 22 | 0.001667 | 0.00041778 | 0 | 0 |  | 1 | TRUE | wye
21 | LV_1097-19_0_4_load_15 | 23 | 0.0010189 | 0.00025535 | 0 | 0 |  | 1 | TRUE | wye
22 | LV_1097-19_0_4_load_16 | 24 | 0.0027772 | 0.00069602 | 0 | 0 |  | 1 | TRUE | wye
23 | LV_1097-19_0_4_load_17 | 25 | 0.0014833 | 0.00037176 | 0 | 0 |  | 1 | TRUE | wye
24 | LV_1097-19_0_4_load_49 | 26 | 0.00059437 | 0.00014896 | 0 | 0 |  | 1 | TRUE | wye
25 | LV_1097-19_0_4_load_47 | 28 | 0.00062692 | 0.00015712 | 0 | 0 |  | 1 | TRUE | wye
26 | LV_1097-19_0_4_load_48 | 29 | 0.00088964 | 0.00022296 | 0 | 0 |  | 1 | TRUE | wye
27 | LV_1097-19_0_4_load_26 | 30 | 0.0017402 | 0.00043613 | 0 | 0 |  | 1 | TRUE | wye
28 | LV_1097-19_0_4_load_22 | 31 | 0.0022738 | 0.00056986 | 0 | 0 |  | 1 | TRUE | wye
29 | LV_1097-19_0_4_load_18 | 32 | 0.0023415 | 0.00058684 | 0 | 0 |  | 1 | TRUE | wye
30 | LV_1097-19_0_4_load_19 | 33 | 0.00294 | 0.00073684 | 0 | 0 |  | 1 | TRUE | wye
31 | LV_1097-19_0_4_load_54 | 36 | 0.0020352 | 0.00051007 | 0 | 0 |  | 1 | TRUE | wye
32 | LV_1097-19_0_4_load_55 | 37 | 0.0022361 | 0.00056043 | 0 | 0 |  | 1 | TRUE | wye
33 | LV_1097-19_0_4_load_23 | 39 | 0.0011192 | 0.0002805 | 0 | 0 |  | 1 | TRUE | wye
34 | LV_1097-19_0_4_load_25 | 40 | 0.0024987 | 0.00062624 | 0 | 0 |  | 1 | TRUE | wye
35 | LV_1097-19_0_4_load_52 | 41 | 0.00068232 | 0.00017101 | 0 | 0 |  | 1 | TRUE | wye
36 | LV_1097-19_0_4_load_56 | 42 | 0.0032699 | 0.00081951 | 0 | 0 |  | 1 | TRUE | wye
37 | LV_1097-19_0_4_load_27 | 43 | 0.001455 | 0.00036466 | 0 | 0 |  | 1 | TRUE | wye
38 | LV_1097-19_0_4_load_28 | 44 | 0.0019408 | 0.00048641 | 0 | 0 |  | 1 | TRUE | wye
39 | LV_1097-19_0_4_load_30 | 45 | 0.0019792 | 0.00049603 | 0 | 0 |  | 1 | TRUE | wye
40 | LV_1097-19_0_4_load_66 | 46 | 0.0016738 | 0.0004195 | 0 | 0 |  | 1 | TRUE | wye
41 | LV_1097-19_0_4_load_34 | 48 | 0.0033283 | 0.00083414 | 0 | 0 |  | 1 | TRUE | wye
42 | LV_1097-19_0_4_load_46 | 50 | 0.0031483 | 0.00078903 | 0 | 0 |  | 1 | TRUE | wye
43 | LV_1097-19_0_4_load_51 | 51 | 0.00053787 | 0.0001348 | 0 | 0 |  | 1 | TRUE | wye
44 | LV_1097-19_0_4_load_44 | 52 | 0.0023728 | 0.00059469 | 0 | 0 |  | 1 | TRUE | wye
45 | LV_1097-19_0_4_load_50 | 53 | 0.00027592 | 6.9151e-05 | 0 | 0 |  | 1 | TRUE | wye
46 | LV_1097-19_0_4_load_39 | 55 | 0.0035958 | 0.00090118 | 0 | 0 |  | 1 | TRUE | wye
47 | LV_1097-19_0_4_load_38 | 56 | 0.0037089 | 0.00092953 | 0 | 0 |  | 1 | TRUE | wye
48 | LV_1097-19_0_4_load_40 | 57 | 0.0067001 | 0.0016792 | 0 | 0 |  | 1 | TRUE | wye
49 | LV_1097-19_0_4_load_42 | 58 | 0.0034659 | 0.00086864 | 0 | 0 |  | 1 | TRUE | wye
50 | LV_1097-19_0_4_load_43 | 59 | 0.0056664 | 0.0014201 | 0 | 0 |  | 1 | TRUE | wye
51 | LV_1097-19_0_4_load_77 | 62 | 0.0045075 | 0.0011297 | 0 | 0 |  | 1 | TRUE | wye
52 | LV_1097-19_0_4_load_60 | 63 | 0.0029224 | 0.00073242 | 0 | 0 |  | 1 | TRUE | wye
53 | LV_1097-19_0_4_load_62 | 65 | 0.002947 | 0.00073858 | 0 | 0 |  | 1 | TRUE | wye
54 | LV_1097-19_0_4_load_75 | 66 | 0.0030066 | 0.00075353 | 0 | 0 |  | 1 | TRUE | wye
55 | LV_1097-19_0_4_load_74 | 67 | 0.0024647 | 0.00061772 | 0 | 0 |  | 1 | TRUE | wye
56 | LV_1097-19_0_4_load_63 | 68 | 0.0020995 | 0.00052618 | 0 | 0 |  | 1 | TRUE | wye
57 | LV_1097-19_0_4_load_64 | 69 | 0.002281 | 0.00057167 | 0 | 0 |  | 1 | TRUE | wye
58 | LV_1097-19_0_4_load_120 | 70 | 0.0021714 | 0.00054419 | 0 | 0 |  | 1 | TRUE | wye
59 | LV_1097-19_0_4_load_119 | 71 | 0.001246 | 0.00031227 | 0 | 0 |  | 1 | TRUE | wye
60 | LV_1097-19_0_4_load_67 | 72 | 0.0015712 | 0.00039378 | 0 | 0 |  | 1 | TRUE | wye
61 | LV_1097-19_0_4_load_68 | 73 | 0.0018476 | 0.00046305 | 0 | 0 |  | 1 | TRUE | wye
62 | LV_1097-19_0_4_load_70 | 75 | 0.0018486 | 0.0004633 | 0 | 0 |  | 1 | TRUE | wye
63 | LV_1097-19_0_4_load_71 | 76 | 0.0010206 | 0.00025578 | 0 | 0 |  | 1 | TRUE | wye
64 | LV_1097-19_0_4_load_72 | 77 | 0.0010337 | 0.00025906 | 0 | 0 |  | 1 | TRUE | wye
65 | LV_1097-19_0_4_load_80 | 78 | 0.0018472 | 0.00046296 | 0 | 0 |  | 1 | TRUE | wye
66 | LV_1097-19_0_4_load_98 | 79 | 0.0014252 | 0.00035718 | 0 | 0 |  | 1 | TRUE | wye
67 | LV_1097-19_0_4_load_121 | 80 | 0.0014493 | 0.00036323 | 0 | 0 |  | 1 | TRUE | wye
68 | LV_1097-19_0_4_load_81 | 81 | 0.0021225 | 0.00053194 | 0 | 0 |  | 1 | TRUE | wye
69 | LV_1097-19_0_4_load_76 | 83 | 0.0035059 | 0.00087866 | 0 | 0 |  | 1 | TRUE | wye
70 | LV_1097-19_0_4_load_78 | 84 | 0.0021107 | 0.00052899 | 0 | 0 |  | 1 | TRUE | wye
71 | LV_1097-19_0_4_load_79 | 85 | 0.0023492 | 0.00058876 | 0 | 0 |  | 1 | TRUE | wye
72 | LV_1097-19_0_4_load_82 | 86 | 0.0019945 | 0.00049986 | 0 | 0 |  | 1 | TRUE | wye
73 | LV_1097-19_0_4_load_83 | 87 | 0.0016526 | 0.00041418 | 0 | 0 |  | 1 | TRUE | wye
74 | LV_1097-19_0_4_load_84 | 88 | 0.0016631 | 0.00041681 | 0 | 0 |  | 1 | TRUE | wye
75 | LV_1097-19_0_4_load_85 | 89 | 0.00049862 | 0.00012497 | 0 | 0 |  | 1 | TRUE | wye
76 | LV_1097-19_0_4_load_86 | 90 | 0.00056015 | 0.00014039 | 0 | 0 |  | 1 | TRUE | wye
77 | LV_1097-19_0_4_load_89 | 91 | 0.0016634 | 0.00041688 | 0 | 0 |  | 1 | TRUE | wye
78 | LV_1097-19_0_4_load_87 | 92 | 0.0011728 | 0.00029393 | 0 | 0 |  | 1 | TRUE | wye
79 | LV_1097-19_0_4_load_88 | 93 | 0.0016634 | 0.00041688 | 0 | 0 |  | 1 | TRUE | wye
80 | LV_1097-19_0_4_load_90 | 94 | 0.0018163 | 0.00045522 | 0 | 0 |  | 1 | TRUE | wye
81 | LV_1097-19_0_4_load_91 | 95 | 0.0013747 | 0.00034454 | 0 | 0 |  | 1 | TRUE | wye
82 | LV_1097-19_0_4_load_92 | 96 | 0.00075767 | 0.00018989 | 0 | 0 |  | 1 | TRUE | wye
83 | LV_1097-19_0_4_load_95 | 97 | 0.0012723 | 0.00031886 | 0 | 0 |  | 1 | TRUE | wye
84 | LV_1097-19_0_4_load_93 | 98 | 0.0014758 | 0.00036987 | 0 | 0 |  | 1 | TRUE | wye
85 | LV_1097-19_0_4_load_94 | 99 | 0.0013032 | 0.00032661 | 0 | 0 |  | 1 | TRUE | wye
86 | LV_1097-19_0_4_load_97 | 100 | 0.0011411 | 0.000286 | 0 | 0 |  | 1 | TRUE | wye
87 | LV_1097-19_0_4_load_109 | 101 | 0.0013043 | 0.00032688 | 0 | 0 |  | 1 | TRUE | wye
88 | LV_1097-19_0_4_load_108 | 102 | 0.0011031 | 0.00027647 | 0 | 0 |  | 1 | TRUE | wye
89 | LV_1097-19_0_4_load_99 | 103 | 0.0014006 | 0.00035103 | 0 | 0 |  | 1 | TRUE | wye
90 | LV_1097-19_0_4_load_100 | 104 | 0.0016623 | 0.00041661 | 0 | 0 |  | 1 | TRUE | wye
91 | LV_1097-19_0_4_load_102 | 106 | 0.0014737 | 0.00036934 | 0 | 0 |  | 1 | TRUE | wye
92 | LV_1097-19_0_4_load_103 | 107 | 0.0022848 | 0.00057262 | 0 | 0 |  | 1 | TRUE | wye
93 | LV_1097-19_0_4_load_104 | 108 | 0.001662 | 0.00041654 | 0 | 0 |  | 1 | TRUE | wye
94 | LV_1097-19_0_4_load_110 | 109 | 0.0017869 | 0.00044783 | 0 | 0 |  | 1 | TRUE | wye
95 | LV_1097-19_0_4_load_105 | 110 | 0.0011078 | 0.00027763 | 0 | 0 |  | 1 | TRUE | wye
96 | LV_1097-19_0_4_load_111 | 111 | 0.001444 | 0.0003619 | 0 | 0 |  | 1 | TRUE | wye
97 | LV_1097-19_0_4_load_106 | 112 | 0.0013034 | 0.00032666 | 0 | 0 |  | 1 | TRUE | wye
98 | LV_1097-19_0_4_load_112 | 114 | 0.00073415 | 0.00018399 | 0 | 0 |  | 1 | TRUE | wye
99 | LV_1097-19_0_4_load_116 | 115 | 0.0016508 | 0.00041372 | 0 | 0 |  | 1 | TRUE | wye
100 | LV_1097-19_0_4_load_114 | 116 | 0.00096335 | 0.00024144 | 0 | 0 |  | 1 | TRUE | wye
101 | LV_1097-19_0_4_load_113 | 117 | 0.0011733 | 0.00029406 | 0 | 0 |  | 1 | TRUE | wye
102 | LV_1097-19_0_4_load_115 | 118 | 0.0008615 | 0.00021591 | 0 | 0 |  | 1 | TRUE | wye
103 | LV_1097-19_0_4_load_117 | 119 | 0.0013467 | 0.00033752 | 0 | 0 |  | 1 | TRUE | wye
104 | LV_1097-19_0_4_load_118 | 120 | 0.0010473 | 0.00026248 | 0 | 0 |  | 1 | TRUE | wye

## ext_grid
| name | bus | vm_pu | va_degree | slack_weight | in_service
0 |  | 4 | 1 | 0 | 1 | TRUE

## line
| name | std_type | from_bus | to_bus | length_km | r_ohm_per_km | x_ohm_per_km | c_nf_per_km | g_us_per_km | max_i_ka | df | parallel | type | in_service
0 | LV_1097-19_0_4_line_0 | NAYY 4x150 SE | 0 | 1 | 0.025537 | 0.208 | 0.08 | 261 | 0 | 0.27 | 1 | 1 | cs | TRUE
1 | LV_1097-19_0_4_line_1 | NAYY 4x150 SE | 0 | 2 | 0.013864 | 0.208 | 0.08 | 261 | 0 | 0.27 | 1 | 1 | cs | TRUE
2 | LV_1097-19_0_4_line_2 | NAYY 4x150 SE | 1 | 3 | 0.014379 | 0.208 | 0.08 | 261 | 0 | 0.27 | 1 | 1 | cs | TRUE
3 | LV_1097-19_0_4_line_3 | NAYY 4x150 SE | 2 | 4 | 0.023903 | 0.208 | 0.08 | 261 | 0 | 0.27 | 1 | 3 | cs | TRUE
4 | LV_1097-19_0_4_line_4 | NAYY 4x150 SE | 2 | 5 | 0.0055236 | 0.208 | 0.08 | 261 | 0 | 0.27 | 1 | 3 | cs | TRUE
5 | LV_1097-19_0_4_line_5 | NAYY 4x150 SE | 3 | 6 | 0.0226 | 0.208 | 0.08 | 261 | 0 | 0.27 | 1 | 1 | cs | TRUE
6 | LV_1097-19_0_4_line_6 | NAYY 4x150 SE | 4 | 7 | 0.013153 | 0.208 | 0.08 | 261 | 0 | 0.27 | 1 | 1 | cs | TRUE
7 | LV_1097-19_0_4_line_7 | NAYY 4x150 SE | 5 | 8 | 0.0088714 | 0.208 | 0.08 | 261 | 0 | 0.27 | 1 | 3 | cs | TRUE
8 | LV_1097-19_0_4_line_8 | NAYY 4x150 SE | 6 | 9 | 0.025997 | 0.208 | 0.08 | 261 | 0 | 0.27 | 1 | 1 | cs | TRUE
9 | LV_1097-19_0_4_line_9 | NAYY 4x150 SE | 7 | 10 | 0.0091894 | 0.208 | 0.08 | 261 | 0 | 0.27 | 1 | 1 | cs | TRUE
10 | LV_1097-19_0_4_line_10 | NAYY 4x150 SE | 8 | 11 | 0.0085234 | 0.208 | 0.08 | 261 | 0 | 0.27 | 1 | 3 | cs | TRUE
11 | LV_1097-19_0_4_line_11 | NAYY 4x150 SE | 9 | 18 | 0.0039901 | 0.208 | 0.08 | 261 | 0 | 0.27 | 1 | 1 | cs | TRUE
12 | LV_1097-19_0_4_line_12 | NAYY 4x150 SE | 10 | 12 | 0.043094 | 0.208 | 0.08 | 261 | 0 | 0.27 | 1 | 1 | cs | TRUE
13 | LV_1097-19_0_4_line_13 | NAYY 4x150 SE | 10 | 13 | 0.022889 | 0.208 | 0.08 | 261 | 0 | 0.27 | 1 | 1 | cs | TRUE
14 | LV_1097-19_0_4_line_14 | NAYY 4x150 SE | 11 | 54 | 0.014096 | 0.208 | 0.08 | 261 | 0 | 0.27 | 1 | 3 | cs | TRUE
15 | LV_1097-19_0_4_line_15 | NAYY 4x150 SE | 12 | 14 | 0.0059022 | 0.208 | 0.08 | 261 | 0 | 0.27 | 1 | 1 | cs | TRUE
16 | LV_1097-19_0_4_line_16 | NAYY 4x150 SE | 13 | 15 | 0.014688 | 0.208 | 0.08 | 261 | 0 | 0.27 | 1 | 1 | cs | TRUE
17 | LV_1097-19_0_4_line_17 | NAYY 4x150 SE | 14 | 16 | 0.02614 | 0.208 | 0.08 | 261 | 0 | 0.27 | 1 | 1 | cs | TRUE
18 | LV_1097-19_0_4_line_18 | NAYY 4x150 SE | 15 | 17 | 0.033361 | 0.208 | 0.08 | 261 | 0 | 0.27 | 1 | 1 | cs | TRUE
19 | LV_1097-19_0_4_line_19 | NAYY 4x150 SE | 16 | 46 | 0.037495 | 0.208 | 0.08 | 261 | 0 | 0.27 | 1 | 1 | cs | TRUE
20 | LV_1097-19_0_4_line_20 | NAYY 4x150 SE | 17 | 47 | 0.021432 | 0.208 | 0.08 | 261 | 0 | 0.27 | 1 | 1 | cs | TRUE
21 | LV_1097-19_0_4_line_21 | NAYY 4x150 SE | 18 | 19 | 0.029004 | 0.208 | 0.08 | 261 | 0 | 0.27 | 1 | 1 | cs | TRUE
22 | LV_1097-19_0_4_line_22 | NAYY 4x150 SE | 19 | 20 | 0.0013318 | 0.208 | 0.08 | 261 | 0 | 0.27 | 1 | 1 | cs | TRUE
23 | LV_1097-19_0_4_line_23 | NAYY 4x150 SE | 20 | 21 | 0.016881 | 0.208 | 0.08 | 261 | 0 | 0.27 | 1 | 1 | cs | TRUE
24 | LV_1097-19_0_4_line_24 | NAYY 4x150 SE | 22 | 23 | 0.0038193 | 0.208 | 0.08 | 261 | 0 | 0.27 | 1 | 1 | cs | TRUE
25 | LV_1097-19_0_4_line_25 | NAYY 4x150 SE | 22 | 24 | 0.013042 | 0.208 | 0.08 | 261 | 0 | 0.27 | 1 | 1 | cs | TRUE
26 | LV_1097-19_0_4_line_26 | NAYY 4x150 SE | 23 | 25 | 0.015772 | 0.208 | 0.08 | 261 | 0 | 0.27 | 1 | 1 | cs | TRUE
27 | LV_1097-19_0_4_line_27 | NAYY 4x150 SE | 24 | 26 | 0.043839 | 0.208 | 0.08 | 261 | 0 | 0.27 | 1 | 1 | cs | TRUE
28 | LV_1097-19_0_4_line_28 | NAYY 4x150 SE | 25 | 27 | 0.048934 | 0.208 | 0.08 | 261 | 0 | 0.27 | 1 | 1 | cs | TRUE
29 | LV_1097-19_0_4_line_29 | NAYY 4x150 SE | 26 | 29 | 0.022618 | 0.208 | 0.08 | 261 | 0 | 0.27 | 1 | 1 | cs | TRUE
30 | LV_1097-19_0_4_line_30 | NAYY 4x150 SE | 27 | 30 | 0.010703 | 0.208 | 0.08 | 261 | 0 | 0.27 | 1 | 1 | cs | TRUE
31 | LV_1097-19_0_4_line_31 | NAYY 4x150 SE | 27 | 31 | 0.017526 | 0.208 | 0.08 | 261 | 0 | 0.27 | 1 | 1 | cs | TRUE
32 | LV_1097-19_0_4_line_32 | NAYY 4x150 SE | 28 | 29 | 0.0088239 | 0.208 | 0.08 | 261 | 0 | 0.27 | 1 | 1 | cs | TRUE
33 | LV_1097-19_0_4_line_33 | NAYY 4x150 SE | 31 | 39 | 0.0013482 | 0.208 | 0.08 | 261 | 0 | 0.27 | 1 | 1 | cs | TRUE
34 | LV_1097-19_0_4_line_34 | NAYY 4x150 SE | 32 | 33 | 0.00090461 | 0.208 | 0.08 | 261 | 0 | 0.27 | 1 | 1 | cs | TRUE
35 | LV_1097-19_0_4_line_35 | NAYY 4x150 SE | 33 | 34 | 0.021736 | 0.208 | 0.08 | 261 | 0 | 0.27 | 1 | 1 | cs | TRUE
36 | LV_1097-19_0_4_line_36 | NAYY 4x150 SE | 34 | 35 | 0.033032 | 0.208 | 0.08 | 261 | 0 | 0.27 | 1 | 3 | cs | TRUE
37 | LV_1097-19_0_4_line_37 | NAYY 4x150 SE | 34 | 36 | 0.0081711 | 0.208 | 0.08 | 261 | 0 | 0.27 | 1 | 3 | cs | TRUE
38 | LV_1097-19_0_4_line_38 | NAYY 4x150 SE | 35 | 37 | 0.034457 | 0.208 | 0.08 | 261 | 0 | 0.27 | 1 | 3 | cs | TRUE
39 | LV_1097-19_0_4_line_39 | NAYY 4x150 SE | 36 | 38 | 0.016024 | 0.208 | 0.08 | 261 | 0 | 0.27 | 1 | 3 | cs | TRUE
40 | LV_1097-19_0_4_line_40 | NAYY 4x150 SE | 37 | 54 | 0.0045892 | 0.208 | 0.08 | 261 | 0 | 0.27 | 1 | 3 | cs | TRUE
41 | LV_1097-19_0_4_line_41 | NAYY 4x150 SE | 38 | 63 | 0.029852 | 0.208 | 0.08 | 261 | 0 | 0.27 | 1 | 3 | cs | TRUE
42 | LV_1097-19_0_4_line_42 | NAYY 4x150 SE | 38 | 64 | 0.007573 | 0.208 | 0.08 | 261 | 0 | 0.27 | 1 | 1 | cs | TRUE
43 | LV_1097-19_0_4_line_43 | NAYY 4x150 SE | 39 | 40 | 0.019001 | 0.208 | 0.08 | 261 | 0 | 0.27 | 1 | 1 | cs | TRUE
44 | LV_1097-19_0_4_line_44 | NAYY 4x150 SE | 40 | 41 | 0.0030852 | 0.208 | 0.08 | 261 | 0 | 0.27 | 1 | 1 | cs | TRUE
45 | LV_1097-19_0_4_line_45 | NAYY 4x150 SE | 41 | 42 | 0.017535 | 0.208 | 0.08 | 261 | 0 | 0.27 | 1 | 1 | cs | TRUE
46 | LV_1097-19_0_4_line_46 | NAYY 4x150 SE | 42 | 48 | 0.032032 | 0.208 | 0.08 | 261 | 0 | 0.27 | 1 | 1 | cs | TRUE
47 | LV_1097-19_0_4_line_47 | NAYY 4x150 SE | 43 | 44 | 0.042283 | 0.208 | 0.08 | 261 | 0 | 0.27 | 1 | 1 | cs | TRUE
48 | LV_1097-19_0_4_line_48 | NAYY 4x150 SE | 44 | 45 | 0.0044413 | 0.208 | 0.08 | 261 | 0 | 0.27 | 1 | 1 | cs | TRUE
49 | LV_1097-19_0_4_line_49 | NAYY 4x150 SE | 45 | 46 | 0.020781 | 0.208 | 0.08 | 261 | 0 | 0.27 | 1 | 1 | cs | TRUE
50 | LV_1097-19_0_4_line_50 | NAYY 4x150 SE | 47 | 48 | 0.016745 | 0.208 | 0.08 | 261 | 0 | 0.27 | 1 | 1 | cs | TRUE
51 | LV_1097-19_0_4_line_51 | NAYY 4x150 SE | 47 | 49 | 0.005797 | 0.208 | 0.08 | 261 | 0 | 0.27 | 1 | 1 | cs | TRUE
52 | LV_1097-19_0_4_line_52 | NAYY 4x150 SE | 49 | 50 | 0.013919 | 0.208 | 0.08 | 261 | 0 | 0.27 | 1 | 1 | cs | TRUE
53 | LV_1097-19_0_4_line_53 | NAYY 4x150 SE | 49 | 51 | 0.020446 | 0.208 | 0.08 | 261 | 0 | 0.27 | 1 | 1 | cs | TRUE
54 | LV_1097-19_0_4_line_54 | NAYY 4x150 SE | 50 | 52 | 0.038303 | 0.208 | 0.08 | 261 | 0 | 0.27 | 1 | 1 | cs | TRUE
55 | LV_1097-19_0_4_line_55 | NAYY 4x150 SE | 51 | 53 | 0.010707 | 0.208 | 0.08 | 261 | 0 | 0.27 | 1 | 1 | cs | TRUE
56 | LV_1097-19_0_4_line_56 | NAYY 4x150 SE | 52 | 58 | 0.0011391 | 0.208 | 0.08 | 261 | 0 | 0.27 | 1 | 1 | cs | TRUE
57 | LV_1097-19_0_4_line_57 | NAYY 4x150 SE | 54 | 55 | 0.036121 | 0.208 | 0.08 | 261 | 0 | 0.27 | 1 | 1 | cs | TRUE
58 | LV_1097-19_0_4_line_58 | NAYY 4x150 SE | 55 | 56 | 0.0028421 | 0.208 | 0.08 | 261 | 0 | 0.27 | 1 | 1 | cs | TRUE
59 | LV_1097-19_0_4_line_59 | NAYY 4x150 SE | 56 | 57 | 0.0061524 | 0.208 | 0.08 | 261 | 0 | 0.27 | 1 | 1 | cs | TRUE
60 | LV_1097-19_0_4_line_60 | NAYY 4x150 SE | 58 | 59 | 0.041123 | 0.208 | 0.08 | 261 | 0 | 0.27 | 1 | 1 | cs | TRUE
61 | LV_1097-19_0_4_line_61 | NAYY 4x150 SE | 59 | 60 | 0.021381 | 0.208 | 0.08 | 261 | 0 | 0.27 | 1 | 1 | cs | TRUE
62 | LV_1097-19_0_4_line_62 | NAYY 4x150 SE | 60 | 61 | 0.006809 | 0.208 | 0.08 | 261 | 0 | 0.27 | 1 | 1 | cs | TRUE
63 | LV_1097-19_0_4_line_63 | NAYY 4x150 SE | 61 | 62 | 0.014609 | 0.208 | 0.08 | 261 | 0 | 0.27 | 1 | 1 | cs | TRUE
64 | LV_1097-19_0_4_line_64 | NAYY 4x150 SE | 62 | 83 | 0.029872 | 0.208 | 0.08 | 261 | 0 | 0.27 | 1 | 1 | cs | TRUE
65 | LV_1097-19_0_4_line_65 | NAYY 4x150 SE | 63 | 65 | 0.018687 | 0.208 | 0.08 | 261 | 0 | 0.27 | 1 | 3 | cs | TRUE
66 | LV_1097-19_0_4_line_66 | NAYY 4x150 SE | 64 | 66 | 0.0091458 | 0.208 | 0.08 | 261 | 0 | 0.27 | 1 | 1 | cs | TRUE
67 | LV_1097-19_0_4_line_67 | NAYY 4x150 SE | 64 | 67 | 0.063738 | 0.208 | 0.08 | 261 | 0 | 0.27 | 1 | 1 | cs | TRUE
68 | LV_1097-19_0_4_line_68 | NAYY 4x150 SE | 65 | 68 | 0.0094737 | 0.208 | 0.08 | 261 | 0 | 0.27 | 1 | 3 | cs | TRUE
69 | LV_1097-19_0_4_line_69 | NAYY 4x150 SE | 68 | 69 | 0.014973 | 0.208 | 0.08 | 261 | 0 | 0.27 | 1 | 3 | cs | TRUE
70 | LV_1097-19_0_4_line_70 | NAYY 4x150 SE | 69 | 70 | 0.013794 | 0.208 | 0.08 | 261 | 0 | 0.27 | 1 | 3 | cs | TRUE
71 | LV_1097-19_0_4_line_71 | NAYY 4x150 SE | 70 | 71 | 0.042135 | 0.208 | 0.08 | 261 | 0 | 0.27 | 1 | 3 | cs | TRUE
72 | LV_1097-19_0_4_line_72 | NAYY 4x150 SE | 71 | 120 | 0.014485 | 0.208 | 0.08 | 261 | 0 | 0.27 | 1 | 3 | cs | TRUE
73 | LV_1097-19_0_4_line_73 | NAYY 4x150 SE | 72 | 73 | 0.031817 | 0.208 | 0.08 | 261 | 0 | 0.27 | 1 | 1 | cs | TRUE
74 | LV_1097-19_0_4_line_74 | NAYY 4x150 SE | 72 | 74 | 0.011712 | 0.208 | 0.08 | 261 | 0 | 0.27 | 1 | 1 | cs | TRUE
75 | LV_1097-19_0_4_line_75 | NAYY 4x150 SE | 73 | 75 | 0.032533 | 0.208 | 0.08 | 261 | 0 | 0.27 | 1 | 1 | cs | TRUE
76 | LV_1097-19_0_4_line_76 | NAYY 4x150 SE | 74 | 76 | 0.018341 | 0.208 | 0.08 | 261 | 0 | 0.27 | 1 | 1 | cs | TRUE
77 | LV_1097-19_0_4_line_77 | NAYY 4x150 SE | 74 | 77 | 0.0049554 | 0.208 | 0.08 | 261 | 0 | 0.27 | 1 | 1 | cs | TRUE
78 | LV_1097-19_0_4_line_78 | NAYY 4x150 SE | 75 | 78 | 0.03306 | 0.208 | 0.08 | 261 | 0 | 0.27 | 1 | 1 | cs | TRUE
79 | LV_1097-19_0_4_line_79 | NAYY 4x150 SE | 76 | 79 | 0.034133 | 0.208 | 0.08 | 261 | 0 | 0.27 | 1 | 1 | cs | TRUE
80 | LV_1097-19_0_4_line_80 | NAYY 4x150 SE | 77 | 80 | 0.027286 | 0.208 | 0.08 | 261 | 0 | 0.27 | 1 | 1 | cs | TRUE
81 | LV_1097-19_0_4_line_81 | NAYY 4x150 SE | 78 | 81 | 0.03374 | 0.208 | 0.08 | 261 | 0 | 0.27 | 1 | 1 | cs | TRUE
82 | LV_1097-19_0_4_line_82 | NAYY 4x150 SE | 79 | 82 | 0.005713 | 0.208 | 0.08 | 261 | 0 | 0.27 | 1 | 1 | cs | TRUE
83 | LV_1097-19_0_4_line_83 | NAYY 4x150 SE | 81 | 86 | 0.0088422 | 0.208 | 0.08 | 261 | 0 | 0.27 | 1 | 1 | cs | TRUE
84 | LV_1097-19_0_4_line_84 | NAYY 4x150 SE | 82 | 100 | 0.019563 | 0.208 | 0.08 | 261 | 0 | 0.27 | 1 | 1 | cs | TRUE
85 | LV_1097-19_0_4_line_85 | NAYY 4x150 SE | 82 | 99 | 0.017473 | 0.208 | 0.08 | 261 | 0 | 0.27 | 1 | 1 | cs | TRUE
86 | LV_1097-19_0_4_line_86 | NAYY 4x150 SE | 83 | 84 | 0.02981 | 0.208 | 0.08 | 261 | 0 | 0.27 | 1 | 1 | cs | TRUE
87 | LV_1097-19_0_4_line_87 | NAYY 4x150 SE | 84 | 85 | 0.024905 | 0.208 | 0.08 | 261 | 0 | 0.27 | 1 | 1 | cs | TRUE
88 | LV_1097-19_0_4_line_88 | NAYY 4x150 SE | 87 | 88 | 0.0078875 | 0.208 | 0.08 | 261 | 0 | 0.27 | 1 | 1 | cs | TRUE
89 | LV_1097-19_0_4_line_89 | NAYY 4x150 SE | 87 | 89 | 0.010213 | 0.208 | 0.08 | 261 | 0 | 0.27 | 1 | 1 | cs | TRUE
90 | LV_1097-19_0_4_line_90 | NAYY 4x150 SE | 88 | 90 | 0.0057171 | 0.208 | 0.08 | 261 | 0 | 0.27 | 1 | 1 | cs | TRUE
91 | LV_1097-19_0_4_line_91 | NAYY 4x150 SE | 90 | 91 | 0.015453 | 0.208 | 0.08 | 261 | 0 | 0.27 | 1 | 1 | cs | TRUE
92 | LV_1097-19_0_4_line_92 | NAYY 4x150 SE | 91 | 92 | 0.0022179 | 0.208 | 0.08 | 261 | 0 | 0.27 | 1 | 1 | cs | TRUE
93 | LV_1097-19_0_4_line_93 | NAYY 4x150 SE | 92 | 93 | 0.015726 | 0.208 | 0.08 | 261 | 0 | 0.27 | 1 | 1 | cs | TRUE
94 | LV_1097-19_0_4_line_94 | NAYY 4x150 SE | 93 | 94 | 0.01848 | 0.208 | 0.08 | 261 | 0 | 0.27 | 1 | 1 | cs | TRUE
95 | LV_1097-19_0_4_line_95 | NAYY 4x150 SE | 94 | 95 | 0.0031458 | 0.208 | 0.08 | 261 | 0 | 0.27 | 1 | 1 | cs | TRUE
96 | LV_1097-19_0_4_line_96 | NAYY 4x150 SE | 95 | 96 | 0.012465 | 0.208 | 0.08 | 261 | 0 | 0.27 | 1 | 1 | cs | TRUE
97 | LV_1097-19_0_4_line_97 | NAYY 4x150 SE | 96 | 97 | 0.0072799 | 0.208 | 0.08 | 261 | 0 | 0.27 | 1 | 1 | cs | TRUE
98 | LV_1097-19_0_4_line_98 | NAYY 4x150 SE | 97 | 98 | 0.0093844 | 0.208 | 0.08 | 261 | 0 | 0.27 | 1 | 1 | cs | TRUE
99 | LV_1097-19_0_4_line_99 | NAYY 4x150 SE | 98 | 99 | 0.0095692 | 0.208 | 0.08 | 261 | 0 | 0.27 | 1 | 1 | cs | TRUE
100 | LV_1097-19_0_4_line_100 | NAYY 4x150 SE | 100 | 101 | 0.023718 | 0.208 | 0.08 | 261 | 0 | 0.27 | 1 | 1 | cs | TRUE
101 | LV_1097-19_0_4_line_101 | NAYY 4x150 SE | 101 | 102 | 0.0031599 | 0.208 | 0.08 | 261 | 0 | 0.27 | 1 | 1 | cs | TRUE
102 | LV_1097-19_0_4_line_102 | NAYY 4x150 SE | 102 | 113 | 0.017562 | 0.208 | 0.08 | 261 | 0 | 0.27 | 1 | 1 | cs | TRUE
103 | LV_1097-19_0_4_line_103 | NAYY 4x150 SE | 103 | 104 | 0.0073907 | 0.208 | 0.08 | 261 | 0 | 0.27 | 1 | 1 | cs | TRUE
104 | LV_1097-19_0_4_line_104 | NAYY 4x150 SE | 103 | 105 | 0.013203 | 0.208 | 0.08 | 261 | 0 | 0.27 | 1 | 1 | cs | TRUE
105 | LV_1097-19_0_4_line_105 | NAYY 4x150 SE | 104 | 106 | 0.0084318 | 0.208 | 0.08 | 261 | 0 | 0.27 | 1 | 1 | cs | TRUE
106 | LV_1097-19_0_4_line_106 | NAYY 4x150 SE | 105 | 107 | 0.021987 | 0.208 | 0.08 | 261 | 0 | 0.27 | 1 | 1 | cs | TRUE
107 | LV_1097-19_0_4_line_107 | NAYY 4x150 SE | 106 | 108 | 0.014003 | 0.208 | 0.08 | 261 | 0 | 0.27 | 1 | 1 | cs | TRUE
108 | LV_1097-19_0_4_line_108 | NAYY 4x150 SE | 107 | 109 | 0.031825 | 0.208 | 0.08 | 261 | 0 | 0.27 | 1 | 2 | cs | TRUE
109 | LV_1097-19_0_4_line_109 | NAYY 4x150 SE | 108 | 110 | 0.017446 | 0.208 | 0.08 | 261 | 0 | 0.27 | 1 | 1 | cs | TRUE
110 | LV_1097-19_0_4_line_110 | NAYY 4x150 SE | 109 | 111 | 0.031813 | 0.208 | 0.08 | 261 | 0 | 0.27 | 1 | 3 | cs | TRUE
111 | LV_1097-19_0_4_line_111 | NAYY 4x150 SE | 110 | 112 | 0.0034623 | 0.208 | 0.08 | 261 | 0 | 0.27 | 1 | 1 | cs | TRUE
112 | LV_1097-19_0_4_line_112 | NAYY 4x150 SE | 111 | 114 | 0.018979 | 0.208 | 0.08 | 261 | 0 | 0.27 | 1 | 3 | cs | TRUE
113 | LV_1097-19_0_4_line_113 | NAYY 4x150 SE | 112 | 113 | 0.037429 | 0.208 | 0.08 | 261 | 0 | 0.27 | 1 | 1 | cs | TRUE
114 | LV_1097-19_0_4_line_114 | NAYY 4x150 SE | 114 | 115 | 0.010601 | 0.208 | 0.08 | 261 | 0 | 0.27 | 1 | 3 | cs | TRUE
115 | LV_1097-19_0_4_line_115 | NAYY 4x150 SE | 115 | 116 | 0.018583 | 0.208 | 0.08 | 261 | 0 | 0.27 | 1 | 3 | cs | TRUE
116 | LV_1097-19_0_4_line_116 | NAYY 4x150 SE | 116 | 117 | 0.015916 | 0.208 | 0.08 | 261 | 0 | 0.27 | 1 | 3 | cs | TRUE
117 | LV_1097-19_0_4_line_117 | NAYY 4x150 SE | 117 | 118 | 0.016325 | 0.208 | 0.08 | 261 | 0 | 0.27 | 1 | 3 | cs | TRUE
118 | LV_1097-19_0_4_line_118 | NAYY 4x150 SE | 118 | 119 | 0.01136 | 0.208 | 0.08 | 261 | 0 | 0.27 | 1 | 3 | cs | TRUE
119 | LV_1097-19_0_4_line_119 | NAYY 4x150 SE | 119 | 120 | 0.014077 | 0.208 | 0.08 | 261 | 0 | 0.27 | 1 | 3 | cs | TRUE

## trafo
| name | std_type | hv_bus | lv_bus | sn_mva | vn_hv_kv | vn_lv_kv | vk_percent | vkr_percent | pfe_kw | i0_percent | shift_degree | tap_side | tap_neutral | tap_min | tap_max | tap_step_percent | tap_step_degree | tap_pos | tap_phase_shifter | parallel | df | in_service
0 | LV_1097-19_0_4_trafo_4 | 0.25 MVA 20/0.4 kV | 121 | 4 | 0.25 | 20 | 0.4 | 6 | 1.44 | 0.8 | 0.32 | 150 | hv | 0 | -2 | 2 | 2.5 | 0 | 0 | FALSE | 1 | 1 | TRUE

## line_geodata
| x0 | y0 | x1 | y1 | x2 | y2 | x3 | y3 | x4 | y4 | x5 | y5
0 | 2654393.7954 | 1229756.817 | 2654391.0417 | 1229731.4285
1 | 2654395.2905 | 1229770.6007 | 2654393.7954 | 1229756.817
2 | 2654391.0417 | 1229731.4285 | 2654389.4912 | 1229717.1336
3 | 2654395.2905 | 1229770.6007 | 2654385.3886 | 1229771.5441 | 2654380.4232 | 1229775.2455 | 2654376.1099 | 1229781.6999
4 | 2654395.2905 | 1229770.6007 | 2654400.7892 | 1229770.0769
5 | 2654389.4912 | 1229717.1336 | 2654389.4081 | 1229716.368 | 2654387.2841 | 1229713.38 | 2654381.8708 | 1229711.3848 | 2654369.6196 | 1229713.2634
6 | 2654377.6675 | 1229794.4353 | 2654375.431 | 1229782.7157 | 2654376.1099 | 1229781.6999
7 | 2654409.6206 | 1229769.2357 | 2654400.7892 | 1229770.0769
8 | 2654344.0232 | 1229717.7626 | 2654354.7737 | 1229715.5399 | 2654369.6196 | 1229713.2634
9 | 2654380.1669 | 1229803.2721 | 2654377.9177 | 1229795.7468 | 2654377.6675 | 1229794.4353
10 | 2654418.1055 | 1229768.4276 | 2654409.6206 | 1229769.2357
11 | 2654344.0232 | 1229717.7626 | 2654340.1158 | 1229718.5705
12 | 2654380.1669 | 1229803.2721 | 2654376.941 | 1229807.2896 | 2654358.6281 | 1229813.4818 | 2654344.1093 | 1229815.6617 | 2654341.1913 | 1229818.2919
13 | 2654380.1669 | 1229803.2721 | 2654387.008 | 1229815.6202 | 2654390.0706 | 1229823.8403
14 | 2654432.1384 | 1229767.0909 | 2654418.1055 | 1229768.4276
15 | 2654341.1913 | 1229818.2919 | 2654336.8073 | 1229822.2436 | 2654336.8073 | 1229822.2436
16 | 2654395.1986 | 1229837.6039 | 2654390.0706 | 1229823.8403
17 | 2654311.7471 | 1229829.6802 | 2654336.8073 | 1229822.2436
18 | 2654395.1986 | 1229837.6039 | 2654406.8459 | 1229868.8656
19 | 2654311.7471 | 1229829.6802 | 2654275.8012 | 1229840.3471
20 | 2654411.9903 | 1229889.3844 | 2654411.9098 | 1229882.4571 | 2654406.8459 | 1229868.8656
21 | 2654311.9058 | 1229725.2326 | 2654322.6391 | 1229722.184 | 2654340.1158 | 1229718.5705
22 | 2654310.6247 | 1229725.5965 | 2654311.9058 | 1229725.2326
23 | 2654294.3856 | 1229730.209 | 2654310.6247 | 1229725.5965
24 | 2654270.4619 | 1229929.6853 | 2654272.5998 | 1229932.8501
25 | 2654279.9001 | 1229943.6569 | 2654272.5998 | 1229932.8501
26 | 2654264.2689 | 1229916.0786 | 2654263.5992 | 1229919.5263 | 2654270.4619 | 1229929.6853
27 | 2654279.9001 | 1229943.6569 | 2654312.4651 | 1229973.0058
28 | 2654305.1229 | 1229895.7789 | 2654287.5576 | 1229898.9428 | 2654275.0584 | 1229902.2976 | 2654268.9366 | 1229906.5778 | 2654264.6643 | 1229914.0436 | 2654264.2689 | 1229916.0786
29 | 2654330.7351 | 1229959.6727 | 2654312.4651 | 1229973.0058
30 | 2654305.1229 | 1229895.7789 | 2654294.4606 | 1229894.8457
31 | 2654305.1229 | 1229895.7789 | 2654321.7907 | 1229895.4975 | 2654322.64 | 1229895.3936
32 | 2654337.8628 | 1229954.4711 | 2654330.7351 | 1229959.6727
33 | 2654323.9782 | 1229895.2298 | 2654322.64 | 1229895.3936
34 | 2654508.1097 | 1229765.7568 | 2654507.6062 | 1229765.0053
35 | 2654495.5083 | 1229746.947 | 2654507.6062 | 1229765.0053
36 | 2654495.5083 | 1229746.947 | 2654481.5314 | 1229756.0915 | 2654470.9178 | 1229768.569
37 | 2654495.5083 | 1229746.947 | 2654502.3189 | 1229742.4324
38 | 2654470.9178 | 1229768.569 | 2654462.2406 | 1229766.466 | 2654436.7138 | 1229766.7798
39 | 2654515.675 | 1229733.5788 | 2654502.3189 | 1229742.4324
40 | 2654432.1384 | 1229767.0909 | 2654435.2848 | 1229766.7973 | 2654436.7138 | 1229766.7798
41 | 2654515.675 | 1229733.5788 | 2654510.2397 | 1229724.9124 | 2654494.463 | 1229713.2452
42 | 2654522.0383 | 1229729.4456 | 2654515.675 | 1229733.5788
43 | 2654323.9782 | 1229895.2298 | 2654342.8386 | 1229892.9221
44 | 2654345.901 | 1229892.5474 | 2654342.8386 | 1229892.9221
45 | 2654363.3443 | 1229891.1288 | 2654358.0629 | 1229891.0593 | 2654345.901 | 1229892.5474
46 | 2654395.3635 | 1229891.369 | 2654393.9949 | 1229891.5324 | 2654363.3443 | 1229891.1288
47 | 2654251.6179 | 1229847.5112 | 2654223.312 | 1229855.8852 | 2654213.9687 | 1229862.8712 | 2654213.3674 | 1229863.7901
48 | 2654255.8768 | 1229846.2513 | 2654251.6179 | 1229847.5112
49 | 2654275.8012 | 1229840.3471 | 2654265.0197 | 1229843.5465 | 2654255.8768 | 1229846.2513
50 | 2654411.9903 | 1229889.3844 | 2654395.3635 | 1229891.369
51 | 2654411.9903 | 1229889.3844 | 2654416.4483 | 1229893.1053
52 | 2654416.4483 | 1229893.1053 | 2654427.0743 | 1229884.1147
53 | 2654416.4483 | 1229893.1053 | 2654406.4118 | 1229901.3299 | 2654400.511 | 1229905.9109
54 | 2654456.3154 | 1229859.3739 | 2654427.0743 | 1229884.1147
55 | 2654400.511 | 1229905.9109 | 2654392.0536 | 1229912.4768
56 | 2654457.185 | 1229858.6382 | 2654456.3154 | 1229859.3739
57 | 2654432.1384 | 1229767.0909 | 2654434.0281 | 1229777.4704 | 2654444.1076 | 1229800.9712
58 | 2654445.2279 | 1229803.5832 | 2654444.1076 | 1229800.9712
59 | 2654447.653 | 1229809.2375 | 2654445.2279 | 1229803.5832
60 | 2654457.185 | 1229858.6382 | 2654465.926 | 1229851.2425 | 2654467.1238 | 1229850.3084 | 2654484.6868 | 1229836.6717 | 2654489.6064 | 1229833.381
61 | 2654507.4221 | 1229821.5592 | 2654496.0663 | 1229829.0599 | 2654489.6064 | 1229833.381
62 | 2654504.7676 | 1229815.2864 | 2654507.4221 | 1229821.5592
63 | 2654504.7676 | 1229815.2864 | 2654517.4391 | 1229808.0166
64 | 2654543.3499 | 1229793.1512 | 2654517.4391 | 1229808.0166
65 | 2654479.4315 | 1229702.1439 | 2654489.2016 | 1229709.3543 | 2654494.463 | 1229713.2452
66 | 2654522.0383 | 1229729.4456 | 2654529.5347 | 1229724.2064
67 | 2654522.0383 | 1229729.4456 | 2654540.3504 | 1229758.0761 | 2654566.9065 | 1229744.662
68 | 2654479.4315 | 1229702.1439 | 2654471.8088 | 1229696.5184
69 | 2654459.279 | 1229688.8097 | 2654461.8501 | 1229689.1688 | 2654471.8088 | 1229696.5184
70 | 2654459.279 | 1229688.8097 | 2654445.6172 | 1229686.9015
71 | 2654431.8159 | 1229653.8208 | 2654438.2392 | 1229654.2528 | 2654442.6422 | 1229659.0295 | 2654442.4178 | 1229683.543 | 2654445.4099 | 1229686.8725 | 2654445.6172 | 1229686.9015
72 | 2654431.8159 | 1229653.8208 | 2654417.3639 | 1229652.8487
73 | 2654170.3223 | 1229843.512 | 2654191.0415 | 1229838.4691 | 2654200.9964 | 1229835.1525
74 | 2654158.9425 | 1229846.2818 | 2654170.3223 | 1229843.512
75 | 2654200.9964 | 1229835.1525 | 2654231.8612 | 1229824.8695
76 | 2654158.9425 | 1229846.2818 | 2654159.9141 | 1229842.7439 | 2654163.3139 | 1229828.4706
77 | 2654158.9425 | 1229846.2818 | 2654157.6298 | 1229851.0602
78 | 2654231.8612 | 1229824.8695 | 2654263.2264 | 1229814.4198
79 | 2654159.6755 | 1229794.8395 | 2654164.3799 | 1229823.9949 | 2654163.3139 | 1229828.4706
80 | 2654150.4018 | 1229877.3715 | 2654157.6298 | 1229851.0602
81 | 2654263.2264 | 1229814.4198 | 2654295.2365 | 1229803.7553
82 | 2654158.7655 | 1229789.1995 | 2654159.6755 | 1229794.8395
83 | 2654303.6253 | 1229800.9605 | 2654295.2365 | 1229803.7553
84 | 2654158.7655 | 1229789.1995 | 2654155.6534 | 1229769.8852
85 | 2654158.7655 | 1229789.1995 | 2654167.3569 | 1229786.576 | 2654175.4837 | 1229784.1194
86 | 2654543.3499 | 1229793.1512 | 2654569.2065 | 1229778.3168
87 | 2654569.2065 | 1229778.3168 | 2654571.2035 | 1229777.1711 | 2654591.6028 | 1229767.4376
88 | 2654277.8735 | 1229751.9538 | 2654270.3433 | 1229754.3007
89 | 2654287.6243 | 1229748.9148 | 2654277.8735 | 1229751.9538
90 | 2654264.8852 | 1229756.0018 | 2654270.3433 | 1229754.3007
91 | 2654264.8852 | 1229756.0018 | 2654260.3135 | 1229757.4266 | 2654250.1545 | 1229760.6722
92 | 2654248.0419 | 1229761.3472 | 2654250.1545 | 1229760.6722
93 | 2654248.0419 | 1229761.3472 | 2654233.0615 | 1229766.1331
94 | 2654215.4718 | 1229771.8002 | 2654232.3322 | 1229766.3661 | 2654233.0615 | 1229766.1331
95 | 2654215.4718 | 1229771.8002 | 2654212.4777 | 1229772.7652
96 | 2654200.595 | 1229776.5284 | 2654203.9173 | 1229775.5241 | 2654212.4777 | 1229772.7652
97 | 2654200.595 | 1229776.5284 | 2654193.6265 | 1229778.635
98 | 2654184.6436 | 1229781.3504 | 2654193.6265 | 1229778.635
99 | 2654184.6436 | 1229781.3504 | 2654175.4837 | 1229784.1194
100 | 2654151.8805 | 1229746.4696 | 2654155.6534 | 1229769.8852
101 | 2654151.8805 | 1229746.4696 | 2654151.3778 | 1229743.3499
102 | 2654148.584 | 1229726.0111 | 2654151.3778 | 1229743.3499
103 | 2654233.2997 | 1229701.8117 | 2654233.2997 | 1229701.8117 | 2654226.2268 | 1229703.9555
104 | 2654230.8576 | 1229688.8368 | 2654233.2997 | 1229701.8117
105 | 2654226.2268 | 1229703.9555 | 2654218.1575 | 1229706.4013
106 | 2654230.8576 | 1229688.8368 | 2654251.8104 | 1229682.1731
107 | 2654204.7568 | 1229710.4631 | 2654218.1575 | 1229706.4013
108 | 2654251.8104 | 1229682.1731 | 2654282.1382 | 1229672.5279
109 | 2654204.7568 | 1229710.4631 | 2654188.0612 | 1229715.5236
110 | 2654282.1382 | 1229672.5279 | 2654285.3007 | 1229671.5222 | 2654312.9176 | 1229664.5066
111 | 2654184.7478 | 1229716.5279 | 2654188.0612 | 1229715.5236
112 | 2654312.9176 | 1229664.5066 | 2654331.3126 | 1229659.8336
113 | 2654148.584 | 1229726.0111 | 2654162.7907 | 1229723.1831 | 2654184.7478 | 1229716.5279
114 | 2654341.6725 | 1229657.6495 | 2654337.4343 | 1229658.2785 | 2654331.3126 | 1229659.8336
115 | 2654341.6725 | 1229657.6495 | 2654360.054 | 1229654.9215
116 | 2654375.7979 | 1229652.5849 | 2654360.054 | 1229654.9215
117 | 2654375.7979 | 1229652.5849 | 2654387.5378 | 1229650.8426 | 2654391.9838 | 1229651.1416
118 | 2654391.9838 | 1229651.1416 | 2654403.3184 | 1229651.904
119 | 2654417.3639 | 1229652.8487 | 2654403.3184 | 1229651.904

## bus_geodata
| x | y | coords
0 | 2654393.7954 | 1229756.817
1 | 2654391.0417 | 1229731.4285
2 | 2654395.2905 | 1229770.6007
3 | 2654389.4912 | 1229717.1336
4 | 2654376.1099 | 1229781.6999
5 | 2654400.7892 | 1229770.0769
6 | 2654369.6196 | 1229713.2634
7 | 2654377.6675 | 1229794.4353
8 | 2654409.6206 | 1229769.2357
9 | 2654344.0232 | 1229717.7626
10 | 2654380.1669 | 1229803.2721
11 | 2654418.1055 | 1229768.4276
12 | 2654341.1913 | 1229818.2919
13 | 2654390.0706 | 1229823.8403
14 | 2654336.8073 | 1229822.2436
15 | 2654395.1986 | 1229837.6039
16 | 2654311.7471 | 1229829.6802
17 | 2654406.8459 | 1229868.8656
18 | 2654340.1158 | 1229718.5705
19 | 2654311.9058 | 1229725.2326
20 | 2654310.6247 | 1229725.5965
21 | 2654294.3856 | 1229730.209
22 | 2654272.5998 | 1229932.8501
23 | 2654270.4619 | 1229929.6853
24 | 2654279.9001 | 1229943.657
25 | 2654264.2689 | 1229916.0786
26 | 2654312.4651 | 1229973.0058
27 | 2654305.1229 | 1229895.7789
28 | 2654337.8628 | 1229954.4711
29 | 2654330.7351 | 1229959.6727
30 | 2654294.4606 | 1229894.8457
31 | 2654322.64 | 1229895.3936
32 | 2654508.1097 | 1229765.7568
33 | 2654507.6062 | 1229765.0053
34 | 2654495.5083 | 1229746.947
35 | 2654470.9178 | 1229768.569
36 | 2654502.3189 | 1229742.4324
37 | 2654436.7138 | 1229766.7798
38 | 2654515.675 | 1229733.5788
39 | 2654323.9782 | 1229895.2298
40 | 2654342.8386 | 1229892.9221
41 | 2654345.901 | 1229892.5474
42 | 2654363.3443 | 1229891.1288
43 | 2654213.3674 | 1229863.7901
44 | 2654251.6179 | 1229847.5112
45 | 2654255.8768 | 1229846.2513
46 | 2654275.8012 | 1229840.3471
47 | 2654411.9903 | 1229889.3844
48 | 2654395.3635 | 1229891.369
49 | 2654416.4483 | 1229893.1053
50 | 2654427.0743 | 1229884.1147
51 | 2654400.511 | 1229905.9109
52 | 2654456.3154 | 1229859.3739
53 | 2654392.0536 | 1229912.4768
54 | 2654432.1384 | 1229767.0909
55 | 2654444.1076 | 1229800.9712
56 | 2654445.2279 | 1229803.5832
57 | 2654447.653 | 1229809.2375
58 | 2654457.185 | 1229858.6382
59 | 2654489.6064 | 1229833.381
60 | 2654507.4221 | 1229821.5592
61 | 2654504.7676 | 1229815.2864
62 | 2654517.4391 | 1229808.0166
63 | 2654494.463 | 1229713.2452
64 | 2654522.0383 | 1229729.4456
65 | 2654479.4315 | 1229702.1439
66 | 2654529.5347 | 1229724.2064
67 | 2654566.9065 | 1229744.662
68 | 2654471.8088 | 1229696.5184
69 | 2654459.279 | 1229688.8097
70 | 2654445.6172 | 1229686.9015
71 | 2654431.8159 | 1229653.8208
72 | 2654170.3223 | 1229843.512
73 | 2654200.9964 | 1229835.1525
74 | 2654158.9425 | 1229846.2818
75 | 2654231.8612 | 1229824.8695
76 | 2654163.3139 | 1229828.4706
77 | 2654157.6298 | 1229851.0602
78 | 2654263.2264 | 1229814.4198
79 | 2654159.6755 | 1229794.8395
80 | 2654150.4018 | 1229877.3715
81 | 2654295.2365 | 1229803.7553
82 | 2654158.7655 | 1229789.1995
83 | 2654543.3499 | 1229793.1512
84 | 2654569.2065 | 1229778.3168
85 | 2654591.6028 | 1229767.4376
86 | 2654303.6253 | 1229800.9605
87 | 2654277.8735 | 1229751.9538
88 | 2654270.3433 | 1229754.3007
89 | 2654287.6243 | 1229748.9148
90 | 2654264.8852 | 1229756.0018
91 | 2654250.1545 | 1229760.6722
92 | 2654248.0419 | 1229761.3472
93 | 2654233.0615 | 1229766.1331
94 | 2654215.4718 | 1229771.8002
95 | 2654212.4777 | 1229772.7652
96 | 2654200.595 | 1229776.5284
97 | 2654193.6265 | 1229778.635
98 | 2654184.6436 | 1229781.3504
99 | 2654175.4837 | 1229784.1194
100 | 2654155.6534 | 1229769.8852
101 | 2654151.8805 | 1229746.4696
102 | 2654151.3778 | 1229743.3499
103 | 2654233.2997 | 1229701.8117
104 | 2654226.2268 | 1229703.9555
105 | 2654230.8576 | 1229688.8368
106 | 2654218.1575 | 1229706.4013
107 | 2654251.8104 | 1229682.1731
108 | 2654204.7568 | 1229710.4631
109 | 2654282.1382 | 1229672.5279
110 | 2654188.0612 | 1229715.5236
111 | 2654312.9176 | 1229664.5066
112 | 2654184.7478 | 1229716.5279
113 | 2654148.584 | 1229726.0111
114 | 2654331.3126 | 1229659.8336
115 | 2654341.6725 | 1229657.6495
116 | 2654360.054 | 1229654.9215
117 | 2654375.7979 | 1229652.5849
118 | 2654391.9838 | 1229651.1416
119 | 2654403.3184 | 1229651.904
120 | 2654417.3639 | 1229652.8487
121 | 2654380.1669 | 1229803.2721

## line_std_types
| c_nf_per_km | r_ohm_per_km | x_ohm_per_km | max_i_ka | type | q_mm2 | alpha | voltage_rating
NAYY 4x50 SE | 210 | 0.642 | 0.083 | 0.142 | cs | 50 | 0.00403 | LV
NAYY 4x120 SE | 264 | 0.225 | 0.08 | 0.242 | cs | 120 | 0.00403 | LV
NAYY 4x150 SE | 261 | 0.208 | 0.08 | 0.27 | cs | 150 | 0.00403 | LV
NA2XS2Y 1x95 RM/25 12/20 kV | 216 | 0.313 | 0.132 | 0.252 | cs | 95 | 0.00403 | MV
NA2XS2Y 1x185 RM/25 12/20 kV | 273 | 0.161 | 0.117 | 0.362 | cs | 185 | 0.00403 | MV
NA2XS2Y 1x240 RM/25 12/20 kV | 304 | 0.122 | 0.112 | 0.421 | cs | 240 | 0.00403 | MV
NA2XS2Y 1x95 RM/25 6/10 kV | 315 | 0.313 | 0.123 | 0.249 | cs | 95 | 0.00403 | MV
NA2XS2Y 1x185 RM/25 6/10 kV | 406 | 0.161 | 0.11 | 0.358 | cs | 185 | 0.00403 | MV
NA2XS2Y 1x240 RM/25 6/10 kV | 456 | 0.122 | 0.105 | 0.416 | cs | 240 | 0.00403 | MV
NA2XS2Y 1x150 RM/25 12/20 kV | 250 | 0.206 | 0.116 | 0.319 | cs | 150 | 0.00403 | MV
NA2XS2Y 1x120 RM/25 12/20 kV | 230 | 0.253 | 0.119 | 0.283 | cs | 120 | 0.00403 | MV
NA2XS2Y 1x70 RM/25 12/20 kV | 190 | 0.443 | 0.132 | 0.22 | cs | 70 | 0.00403 | MV
NA2XS2Y 1x150 RM/25 6/10 kV | 360 | 0.206 | 0.11 | 0.315 | cs | 150 | 0.00403 | MV
NA2XS2Y 1x120 RM/25 6/10 kV | 340 | 0.253 | 0.113 | 0.28 | cs | 120 | 0.00403 | MV
NA2XS2Y 1x70 RM/25 6/10 kV | 280 | 0.443 | 0.123 | 0.217 | cs | 70 | 0.00403 | MV
N2XS(FL)2Y 1x120 RM/35 64/110 kV | 112 | 0.153 | 0.166 | 0.366 | cs | 120 | 0.00393 | HV
N2XS(FL)2Y 1x185 RM/35 64/110 kV | 125 | 0.099 | 0.156 | 0.457 | cs | 185 | 0.00393 | HV
N2XS(FL)2Y 1x240 RM/35 64/110 kV | 135 | 0.075 | 0.149 | 0.526 | cs | 240 | 0.00393 | HV
N2XS(FL)2Y 1x300 RM/35 64/110 kV | 144 | 0.06 | 0.144 | 0.588 | cs | 300 | 0.00393 | HV
15-AL1/3-ST1A 0.4 | 11 | 1.8769 | 0.35 | 0.105 | ol | 16 | 0.00403 | LV
24-AL1/4-ST1A 0.4 | 11.25 | 1.2012 | 0.335 | 0.14 | ol | 24 | 0.00403 | LV
48-AL1/8-ST1A 0.4 | 12.2 | 0.5939 | 0.3 | 0.21 | ol | 48 | 0.00403 | LV
94-AL1/15-ST1A 0.4 | 13.2 | 0.306 | 0.29 | 0.35 | ol | 94 | 0.00403 | LV
34-AL1/6-ST1A 10.0 | 9.7 | 0.8342 | 0.36 | 0.17 | ol | 34 | 0.00403 | MV
48-AL1/8-ST1A 10.0 | 10.1 | 0.5939 | 0.35 | 0.21 | ol | 48 | 0.00403 | MV
70-AL1/11-ST1A 10.0 | 10.4 | 0.4132 | 0.339 | 0.29 | ol | 70 | 0.00403 | MV
94-AL1/15-ST1A 10.0 | 10.75 | 0.306 | 0.33 | 0.35 | ol | 94 | 0.00403 | MV
122-AL1/20-ST1A 10.0 | 11.1 | 0.2376 | 0.323 | 0.41 | ol | 122 | 0.00403 | MV
149-AL1/24-ST1A 10.0 | 11.25 | 0.194 | 0.315 | 0.47 | ol | 149 | 0.00403 | MV
34-AL1/6-ST1A 20.0 | 9.15 | 0.8342 | 0.382 | 0.17 | ol | 34 | 0.00403 | MV
48-AL1/8-ST1A 20.0 | 9.5 | 0.5939 | 0.372 | 0.21 | ol | 48 | 0.00403 | MV
70-AL1/11-ST1A 20.0 | 9.7 | 0.4132 | 0.36 | 0.29 | ol | 70 | 0.00403 | MV
94-AL1/15-ST1A 20.0 | 10 | 0.306 | 0.35 | 0.35 | ol | 94 | 0.00403 | MV
122-AL1/20-ST1A 20.0 | 10.3 | 0.2376 | 0.344 | 0.41 | ol | 122 | 0.00403 | MV
149-AL1/24-ST1A 20.0 | 10.5 | 0.194 | 0.337 | 0.47 | ol | 149 | 0.00403 | MV
184-AL1/30-ST1A 20.0 | 10.75 | 0.1571 | 0.33 | 0.535 | ol | 184 | 0.00403 | MV
243-AL1/39-ST1A 20.0 | 11 | 0.1188 | 0.32 | 0.645 | ol | 243 | 0.00403 | MV
48-AL1/8-ST1A 110.0 | 8 | 0.5939 | 0.46 | 0.21 | ol | 48 | 0.00403 | HV
70-AL1/11-ST1A 110.0 | 8.4 | 0.4132 | 0.45 | 0.29 | ol | 70 | 0.00403 | HV
94-AL1/15-ST1A 110.0 | 8.65 | 0.306 | 0.44 | 0.35 | ol | 94 | 0.00403 | HV
122-AL1/20-ST1A 110.0 | 8.5 | 0.2376 | 0.43 | 0.41 | ol | 122 | 0.00403 | HV
149-AL1/24-ST1A 110.0 | 8.75 | 0.194 | 0.41 | 0.47 | ol | 149 | 0.00403 | HV
184-AL1/30-ST1A 110.0 | 8.8 | 0.1571 | 0.4 | 0.535 | ol | 184 | 0.00403 | HV
243-AL1/39-ST1A 110.0 | 9 | 0.1188 | 0.39 | 0.645 | ol | 243 | 0.00403 | HV
305-AL1/39-ST1A 110.0 | 9.2 | 0.0949 | 0.38 | 0.74 | ol | 305 | 0.00403 | HV
490-AL1/64-ST1A 110.0 | 9.75 | 0.059 | 0.37 | 0.96 | ol | 490 | 0.00403 | HV
679-AL1/86-ST1A 110.0 | 9.95 | 0.042 | 0.36 | 1.15 | ol | 679 | 0.00403 | HV
490-AL1/64-ST1A 220.0 | 10 | 0.059 | 0.285 | 0.96 | ol | 490 | 0.00403 | HV
679-AL1/86-ST1A 220.0 | 11.7 | 0.042 | 0.275 | 1.15 | ol | 679 | 0.00403 | HV
490-AL1/64-ST1A 380.0 | 11 | 0.059 | 0.253 | 0.96 | ol | 490 | 0.00403 | HV
679-AL1/86-ST1A 380.0 | 14.6 | 0.042 | 0.25 | 1.15 | ol | 679 | 0.00403 | HV

## trafo_std_types
| i0_percent | pfe_kw | vkr_percent | sn_mva | vn_lv_kv | vn_hv_kv | vk_percent | shift_degree | vector_group | tap_side | tap_neutral | tap_min | tap_max | tap_step_degree | tap_step_percent | tap_phase_shifter
160 MVA 380/110 kV | 0.06 | 60 | 0.25 | 160 | 110 | 380 | 12.2 | 0 | Yy0 | hv | 0 | -9 | 9 | 0 | 1.5 | FALSE
100 MVA 220/110 kV | 0.06 | 55 | 0.26 | 100 | 110 | 220 | 12 | 0 | Yy0 | hv | 0 | -9 | 9 | 0 | 1.5 | FALSE
63 MVA 110/20 kV | 0.04 | 22 | 0.32 | 63 | 20 | 110 | 18 | 150 | YNd5 | hv | 0 | -9 | 9 | 0 | 1.5 | FALSE
40 MVA 110/20 kV | 0.05 | 18 | 0.34 | 40 | 20 | 110 | 16.2 | 150 | YNd5 | hv | 0 | -9 | 9 | 0 | 1.5 | FALSE
25 MVA 110/20 kV | 0.07 | 14 | 0.41 | 25 | 20 | 110 | 12 | 150 | YNd5 | hv | 0 | -9 | 9 | 0 | 1.5 | FALSE
63 MVA 110/10 kV | 0.04 | 22 | 0.32 | 63 | 10 | 110 | 18 | 150 | YNd5 | hv | 0 | -9 | 9 | 0 | 1.5 | FALSE
40 MVA 110/10 kV | 0.05 | 18 | 0.34 | 40 | 10 | 110 | 16.2 | 150 | YNd5 | hv | 0 | -9 | 9 | 0 | 1.5 | FALSE
25 MVA 110/10 kV | 0.07 | 14 | 0.41 | 25 | 10 | 110 | 12 | 150 | YNd5 | hv | 0 | -9 | 9 | 0 | 1.5 | FALSE
0.25 MVA 20/0.4 kV | 0.32 | 0.8 | 1.44 | 0.25 | 0.4 | 20 | 6 | 150 | Yzn5 | hv | 0 | -2 | 2 | 0 | 2.5 | FALSE
0.4 MVA 20/0.4 kV | 0.3375 | 1.35 | 1.425 | 0.4 | 0.4 | 20 | 6 | 150 | Dyn5 | hv | 0 | -2 | 2 | 0 | 2.5 | FALSE
0.63 MVA 20/0.4 kV | 0.2619 | 1.65 | 1.206 | 0.63 | 0.4 | 20 | 6 | 150 | Dyn5 | hv | 0 | -2 | 2 | 0 | 2.5 | FALSE
0.25 MVA 10/0.4 kV | 0.24 | 0.6 | 1.2 | 0.25 | 0.4 | 10 | 4 | 150 | Dyn5 | hv | 0 | -2 | 2 | 0 | 2.5 | FALSE
0.4 MVA 10/0.4 kV | 0.2375 | 0.95 | 1.325 | 0.4 | 0.4 | 10 | 4 | 150 | Dyn5 | hv | 0 | -2 | 2 | 0 | 2.5 | FALSE
0.63 MVA 10/0.4 kV | 0.1873 | 1.18 | 1.0794 | 0.63 | 0.4 | 10 | 4 | 150 | Dyn5 | hv | 0 | -2 | 2 | 0 | 2.5 | FALSE

## trafo3w_std_types
| sn_hv_mva | sn_mv_mva | sn_lv_mva | vn_hv_kv | vn_mv_kv | vn_lv_kv | vk_hv_percent | vk_mv_percent | vk_lv_percent | vkr_hv_percent | vkr_mv_percent | vkr_lv_percent | pfe_kw | i0_percent | shift_mv_degree | shift_lv_degree | vector_group | tap_side | tap_neutral | tap_min | tap_max | tap_step_percent
63/25/38 MVA 110/20/10 kV | 63 | 25 | 38 | 110 | 20 | 10 | 10.4 | 10.4 | 10.4 | 0.28 | 0.32 | 0.35 | 35 | 0.89 | 0 | 0 | YN0yn0yn0 | hv | 0 | -10 | 10 | 1.2
63/25/38 MVA 110/10/10 kV | 63 | 25 | 38 | 110 | 10 | 10 | 10.4 | 10.4 | 10.4 | 0.28 | 0.32 | 0.35 | 35 | 0.89 | 0 | 0 | YN0yn0yn0 | hv | 0 | -10 | 10 | 1.2

## fuse_std_types
| fuse_type | i_rated_a | t_avg | t_min | t_total | x_avg | x_min | x_total
HV 100A | HV 100A | 100 | 0 | [10.0, 3.64, 0.854, 0.281, 0.1, 0.0531, 0.022, 0.01] | [10.0, 4.267, 1.21, 0.403, 0.1, 0.058, 0.022, 0.01] | 0 | [300.0, 350.0, 450.0, 550.0, 700.0, 850.0, 1200.0, 1752.0] | [600.0, 700.0, 900.0, 1150.0, 1665.0, 2000.0, 3000.0, 4313.0]
HV 10A | HV 10A | 10 | 0 | [10.0, 1675.0, 0.344, 0.156, 0.1, 0.0417, 0.0171, 0.01] | [10.0, 1.3, 0.3, 0.155, 0.1, 0.0555, 0.023, 0.01] | 0 | [30.0, 32.0, 35.0, 37.0, 39.0, 50.0, 70.0, 88.0] | [60.0, 70.0, 80.0, 87.0, 94.0, 110.0, 150.0, 216.0]
HV 125A | HV 125A | 125 | 0 | [10.0, 1.82, 0.344, 0.1, 0.0467, 0.0269, 0.01] | [10.0, 2.478, 0.426, 0.1, 0.0427, 0.0211, 0.01] | 0 | [375.0, 500.0, 700.0, 925.0, 1200.0, 1500.0, 2341.0] | [750.0, 1000.0, 1500.0, 2200.0, 3000.0, 4000.0, 5765.0]
HV 160A | HV 160A | 160 | 0 | [10.0, 4.15, 1.03, 0.198, 0.1, 0.051, 0.0172, 0.01] | [10.0, 2.3, 0.734, 0.274, 0.1, 0.046, 0.0177, 0.01] | 0 | [480.0, 550.0, 700.0, 1000.0, 1260.0, 1600.0, 2500.0, 3227.0] | [960.0, 1300.0, 1700.0, 2200.0, 2996.0, 4000.0, 6000.0, 7946.0]
HV 16A | HV 16A | 16 | 0 | [10.0, 0.352, 0.164, 0.1, 0.0649, 0.0342, 0.01] | [10.0, 2.34, 0.722, 0.181, 0.1, 0.055, 0.0296, 0.01] | 0 | [48.0, 60.0, 65.0, 71.0, 80.0, 100.0, 162.0] | [96.0, 110.0, 125.0, 150.0, 168.0, 200.0, 250.0, 398.0]
HV 200A | HV 200A | 200 | 0 | [10.0, 4.267, 1.21, 0.403, 0.1, 0.058, 0.022, 0.01] | [10.0, 3.73, 1.654, 0.328, 0.1, 0.0531, 0.019, 0.01] | 0 | [600.0, 700.0, 900.0, 1150.0, 1665.0, 2000.0, 3000.0, 4313.0] | [1200.0, 1500.0, 1800.0, 2700.0, 3960.0, 5000.0, 7500.0, 10620.0]
HV 20A | HV 20A | 20 | 0 | [10.0, 1.3, 0.3, 0.155, 0.1, 0.0555, 0.023, 0.01] | [10.0, 1.3, 0.161, 0.1, 0.0611, 0.0399, 0.0141, 0.01] | 0 | [60.0, 70.0, 80.0, 87.0, 94.0, 110.0, 150.0, 216.0] | [120.0, 150.0, 200.0, 223.0, 260.0, 300.0, 450.0, 532.0]
HV 25A | HV 25A | 25 | 0 | [10.0, 2.512, 0.833, 0.299, 0.1, 0.0372, 0.0223, 0.01] | [10.0, 3.125, 0.597, 0.198, 0.1, 0.0378, 0.022, 0.01] | 0 | [75.0, 82.0, 90.0, 100.0, 124.0, 170.0, 200.0, 289.0] | [150.0, 170.0, 210.0, 250.0, 294.0, 400.0, 500.0, 711.0]
HV 31.5A | HV 31.5A | 31.5 | 0 | [10.0, 2.34, 0.722, 0.181, 0.1, 0.055, 0.0296, 0.01] | [10.0, 2.84, 0.368, 0.164, 0.1, 0.0621, 0.0378, 0.0195, 0.01] | 0 | [95.0, 110.0, 125.0, 150.0, 165.0, 200.0, 250.0, 390.0] | [189.0, 220.0, 300.0, 350.0, 393.0, 450.0, 530.0, 700.0, 960.0]
HV 40A | HV 40A | 40 | 0 | [10.0, 1.3, 0.161, 0.1, 0.0611, 0.0399, 0.0141, 0.01] | [10.0, 2.05, 0.369, 0.198, 0.1, 0.051, 0.0298, 0.01] | 0 | [120.0, 150.0, 200.0, 223.0, 260.0, 300.0, 450.0, 532.0] | [240.0, 300.0, 400.0, 450.0, 530.0, 650.0, 800.0, 1311.0]
HV 50A | HV 50A | 50 | 0 | [10.0, 3.215, 0.597, 0.198, 0.1, 0.0378, 0.022, 0.01] | [10.0, 3.64, 0.854, 0.281, 0.1, 0.0531, 0.022, 0.01] | 0 | [150.0, 170.0, 210.0, 250.0, 294.0, 400.0, 500.0, 711.0] | [300.0, 350.0, 450.0, 550.0, 700.0, 850.0, 1200.0, 1752.0]
HV 6.3A | HV 6.3A | 6.3 | 0 | [10.0, 1.39, 0.344, 0.168, 0.1, 0.056, 0.0263, 0.01] | [10.0, 1.711, 0.516, 0.198, 0.1, 0.0634, 0.0303, 0.01] | 0 | [19.0, 19.5, 20.4, 20.8, 22.0, 25.0, 32.0, 48.0] | [38.0, 40.0, 43.0, 48.0, 53.0, 60.0, 75.0, 118.0]
HV 63A | HV 63A | 63 | 0 | [10.0, 2.84, 0.368, 0.164, 0.1, 0.0621, 0.0378, 0.0195, 0.01] | [10.0, 1.82, 0.344, 0.1, 0.0467, 0.0269, 0.01] | 0 | [189.0, 220.0, 300.0, 350.0, 393.0, 450.0, 530.0, 700.0, 961.0] | [378.0, 500.0, 700.0, 934.0, 1200.0, 1500.0, 2366.0]
HV 80A | HV 80A | 80 | 0 | [10.0, 2.05, 0.369, 0.198, 0.1, 0.051, 0.0298, 0.01] | [10.0, 4.15, 1.03, 0.198, 0.1, 0.051, 0.0172, 0.01] | 0 | [240.0, 300.0, 400.0, 450.0, 530.0, 650.0, 800.0, 1311.0] | [480.0, 550.0, 700.0, 1000.0, 1260.0, 1600.0, 2500.0, 3227.0]
Siemens NH-1-100 | Siemens NH-1-100 | 100 | [5400.0, 2000.0, 400.0, 20.0, 1.0, 0.2, 0.012, 0.004] | 0 | 0 | [150.0, 190.0, 250.0, 430.0, 900.0, 1250.0, 2700.0, 3600.0] | 0 | 0
Siemens NH-1-125 | Siemens NH-1-125 | 125 | [4800.0, 120.0, 7.0, 0.1, 0.004] | 0 | 0 | [180.0, 400.0, 740.0, 2000.0, 4250.0] | 0 | 0
Siemens NH-1-16 | Siemens NH-1-16 | 16 | [4000.0, 400.0, 2.0, 0.1, 0.04, 0.01] | 0 | 0 | [26.0, 35.0, 75.0, 150.0, 200.0, 300.0] | 0 | 0
Siemens NH-1-160 | Siemens NH-1-160 | 160 | [4800.0, 120.0, 7.0, 0.1, 0.004] | 0 | 0 | [210.0, 500.0, 900.0, 2300.0, 5000.0] | 0 | 0
Siemens NH-1-25 | Siemens NH-1-25 | 25 | [4000.0, 1000.0, 10.0, 0.2, 0.02, 0.01] | 0 | 0 | [40.0, 50.0, 100.0, 210.0, 400.0, 500.0] | 0 | 0
Siemens NH-1-50 | Siemens NH-1-50 | 50 | [4000.0, 40.0, 4.0, 1.0, 0.02, 0.01] | 0 | 0 | [86.0, 200.0, 300.0, 400.0, 1000.0, 1280.0] | 0 | 0
Siemens NH-1-63 | Siemens NH-1-63 | 63 | [4000.0, 100.0, 10.0, 2.0, 0.04, 0.01] | 0 | 0 | [100.0, 200.0, 300.0, 400.0, 1000.0, 1500.0] | 0 | 0
Siemens NH-1-80 | Siemens NH-1-80 | 80 | [4800.0, 120.0, 7.0, 0.1, 0.01] | 0 | 0 | [150.58, 250.0, 450.0, 1150.0, 2470.0] | 0 | 0
Siemens NH-2-1000 | Siemens NH-2-1000 | 1000 | [4800.0, 120.0, 7.0, 0.1, 0.004] | 0 | 0 | [1900.0, 3500.0, 8400.0, 24000.0, 52000.0] | 0 | 0
Siemens NH-2-200 | Siemens NH-2-200 | 200 | [4800.0, 120.0, 7.0, 0.1, 0.004] | 0 | 0 | [280.0, 650.0, 1200.0, 3000.0, 7000.0] | 0 | 0
Siemens NH-2-224 | Siemens NH-2-224 | 224 | [4800.0, 120.0, 7.0, 0.2, 0.04, 0.004] | 0 | 0 | [400.0, 750.0, 1453.0, 3025.0, 4315.0, 7600.0] | 0 | 0
Siemens NH-2-250 | Siemens NH-2-250 | 250 | [4800.0, 120.0, 7.0, 0.1, 0.004] | 0 | 0 | [450.0, 800.0, 1650.0, 4000.0, 8500.0] | 0 | 0
Siemens NH-2-315 | Siemens NH-2-315 | 315 | [4800.0, 120.0, 7.0, 0.1, 0.004] | 0 | 0 | [550.0, 920.0, 1900.0, 5000.0, 11000.0] | 0 | 0
Siemens NH-2-355 | Siemens NH-2-355 | 355 | [4800.0, 120.0, 6.0, 0.1, 0.004] | 0 | 0 | [650.0, 1116.27, 2350.0, 5840.0, 12790.0] | 0 | 0
Siemens NH-2-400 | Siemens NH-2-400 | 400 | [4800.0, 120.0, 7.0, 0.1, 0.004] | 0 | 0 | [720.0, 1350.0, 2800.0, 6500.0, 15000.0] | 0 | 0
Siemens NH-2-425 | Siemens NH-2-425 | 425 | [4800.0, 120.0, 7.0, 0.1, 0.004] | 0 | 0 | [850.0, 1500.0, 3050.0, 7500.0, 16500.0] | 0 | 0
Siemens NH-2-630 | Siemens NH-2-630 | 630 | [4800.0, 120.0, 7.0, 0.1, 0.004] | 0 | 0 | [1200.0, 2000.0, 4800.0, 12000.0, 26000.0] | 0 | 0

## res_bus
| vm_pu | va_degree | p_mw | q_mvar
0 | 0.99804 | -0.013605 | 0.0019067 | 0.00047785
1 | 0.99727 | -0.019018 | 0.0018136 | 0.00045453
2 | 0.9985 | -0.010404 | 0 | 0
3 | 0.99687 | -0.021807 | 0.001649 | 0.00041329
4 | 1 | 0 | -0.21329 | -0.053555
5 | 0.99821 | -0.012388 | 0.0029871 | 0.00074863
6 | 0.9963 | -0.025821 | 0.0034582 | 0.00086671
7 | 0.99849 | -0.010466 | 0.002607 | 0.00065337
8 | 0.99776 | -0.015487 | 0.002533 | 0.00063483
9 | 0.99577 | -0.029538 | 0.0020766 | 0.00052045
10 | 0.99748 | -0.017557 | 0 | 0
11 | 0.99734 | -0.018396 | 0.00069666 | 0.0001746
12 | 0.99639 | -0.025208 | 0.0052309 | 0.001311
13 | 0.99552 | -0.031203 | 0.0034324 | 0.00086023
14 | 0.99628 | -0.025946 | 0.0025752 | 0.00064541
15 | 0.99434 | -0.039479 | 0.0015992 | 0.00040079
16 | 0.99591 | -0.028541 | 0.0028093 | 0.00070409
17 | 0.99172 | -0.057808 | 0.0023195 | 0.00058131
18 | 0.9957 | -0.030026 | 0.0024393 | 0.00061134
19 | 0.9953 | -0.032857 | 0.0026838 | 0.00067263
20 | 0.99529 | -0.032951 | 0.0036829 | 0.00092301
21 | 0.99521 | -0.033517 | 0.0033243 | 0.00083315
22 | 0.98653 | -0.094527 | 0.001667 | 0.00041778
23 | 0.98657 | -0.094269 | 0.0010189 | 0.00025535
24 | 0.98644 | -0.095181 | 0.0027772 | 0.00069602
25 | 0.98674 | -0.093043 | 0.0014833 | 0.00037176
26 | 0.98631 | -0.096133 | 0.00059437 | 0.00014896
27 | 0.98738 | -0.088497 | 0 | 0
28 | 0.98625 | -0.096542 | 0.00062692 | 0.00015712
29 | 0.98626 | -0.096485 | 0.00088964 | 0.00022296
30 | 0.98736 | -0.088688 | 0.0017402 | 0.00043613
31 | 0.98766 | -0.086557 | 0.0022738 | 0.00056986
32 | 0.99352 | -0.045001 | 0.0023415 | 0.00058684
33 | 0.99352 | -0.044979 | 0.00294 | 0.00073684
34 | 0.99368 | -0.043819 | 0 | 0
35 | 0.99504 | -0.03436 | 0 | 0
36 | 0.99337 | -0.046016 | 0.0020352 | 0.00051007
37 | 0.99646 | -0.024521 | 0.0022361 | 0.00056043
38 | 0.99277 | -0.050221 | 0 | 0
39 | 0.98768 | -0.086377 | 0.0011192 | 0.0002805
40 | 0.98807 | -0.083616 | 0.0024987 | 0.00062624
41 | 0.98815 | -0.083089 | 0.00068232 | 0.00017101
42 | 0.98858 | -0.079973 | 0.0032699 | 0.00081951
43 | 0.99526 | -0.033104 | 0.001455 | 0.00036466
44 | 0.99535 | -0.032483 | 0.0019408 | 0.00048641
45 | 0.99537 | -0.032331 | 0.0019792 | 0.00049603
46 | 0.99553 | -0.031205 | 0.0016738 | 0.0004195
47 | 0.99012 | -0.069127 | 0 | 0
48 | 0.98954 | -0.07322 | 0.0033283 | 0.00083414
49 | 0.98988 | -0.070778 | 0 | 0
50 | 0.98934 | -0.074629 | 0.0031483 | 0.00078903
51 | 0.98986 | -0.070948 | 0.00053787 | 0.0001348
52 | 0.98801 | -0.084013 | 0.0023728 | 0.00059469
53 | 0.98986 | -0.070978 | 0.00027592 | 6.9151e-05
54 | 0.99666 | -0.023178 | 0 | 0
55 | 0.99593 | -0.028265 | 0.0035958 | 0.00090118
56 | 0.99589 | -0.028563 | 0.0037089 | 0.00092953
57 | 0.99583 | -0.028978 | 0.0067001 | 0.0016792
58 | 0.98798 | -0.084265 | 0.0034659 | 0.00086864
59 | 0.9869 | -0.091906 | 0.0056664 | 0.0014201
60 | 0.98651 | -0.094643 | 0 | 0
61 | 0.98639 | -0.095515 | 0 | 0
62 | 0.98613 | -0.097386 | 0.0045075 | 0.0011297
63 | 0.99172 | -0.057512 | 0.0029224 | 0.00073242
64 | 0.99271 | -0.050641 | 0 | 0
65 | 0.99109 | -0.061899 | 0.002947 | 0.00073858
66 | 0.99267 | -0.050919 | 0.0030066 | 0.00075353
67 | 0.99248 | -0.052234 | 0.0024647 | 0.00061772
68 | 0.99079 | -0.06403 | 0.0020995 | 0.00052618
69 | 0.99032 | -0.067295 | 0.002281 | 0.00057167
70 | 0.9899 | -0.070198 | 0.0021714 | 0.00054419
71 | 0.98868 | -0.078768 | 0.001246 | 0.00031227
72 | 0.97158 | -0.20016 | 0.0015712 | 0.00039378
73 | 0.97113 | -0.20342 | 0.0018476 | 0.00046305
74 | 0.97178 | -0.19877 | 0 | 0
75 | 0.97076 | -0.20611 | 0.0018486 | 0.0004633
76 | 0.97214 | -0.19611 | 0.0010206 | 0.00025578
77 | 0.97176 | -0.1989 | 0.0010337 | 0.00025906
78 | 0.97047 | -0.2082 | 0.0018472 | 0.00046296
79 | 0.97288 | -0.1908 | 0.0014252 | 0.00035718
80 | 0.9717 | -0.19932 | 0.0014493 | 0.00036323
81 | 0.97026 | -0.20968 | 0.0021225 | 0.00053194
82 | 0.97302 | -0.18982 | 0 | 0
83 | 0.98578 | -0.099831 | 0.0035059 | 0.00087866
84 | 0.98559 | -0.1012 | 0.0021107 | 0.00052899
85 | 0.98551 | -0.1018 | 0.0023492 | 0.00058876
86 | 0.97024 | -0.20986 | 0.0019945 | 0.00049986
87 | 0.97118 | -0.20304 | 0.0016526 | 0.00041418
88 | 0.97121 | -0.20286 | 0.0016631 | 0.00041681
89 | 0.97118 | -0.20309 | 0.00049862 | 0.00012497
90 | 0.97124 | -0.20263 | 0.00056015 | 0.00014039
91 | 0.97134 | -0.20191 | 0.0016634 | 0.00041688
92 | 0.97136 | -0.20177 | 0.0011728 | 0.00029393
93 | 0.97153 | -0.20057 | 0.0016634 | 0.00041688
94 | 0.97177 | -0.19884 | 0.0018163 | 0.00045522
95 | 0.97182 | -0.19848 | 0.0013747 | 0.00034454
96 | 0.97204 | -0.19689 | 0.00075767 | 0.00018989
97 | 0.97217 | -0.1959 | 0.0012723 | 0.00031886
98 | 0.97237 | -0.19451 | 0.0014758 | 0.00036987
99 | 0.97259 | -0.19293 | 0.0013032 | 0.00032661
100 | 0.97397 | -0.18301 | 0.0011411 | 0.000286
101 | 0.97516 | -0.17448 | 0.0013043 | 0.00032688
102 | 0.97532 | -0.1733 | 0.0011031 | 0.00027647
103 | 0.98129 | -0.1308 | 0.0014006 | 0.00035103
104 | 0.98082 | -0.13416 | 0.0016623 | 0.00041661
105 | 0.98216 | -0.12461 | 0 | 0
106 | 0.9803 | -0.13785 | 0.0014737 | 0.00036934
107 | 0.98362 | -0.11434 | 0.0022848 | 0.00057262
108 | 0.97946 | -0.14378 | 0.001662 | 0.00041654
109 | 0.98472 | -0.10654 | 0.0017869 | 0.00044783
110 | 0.97846 | -0.15087 | 0.0011078 | 0.00027763
111 | 0.98549 | -0.10116 | 0.001444 | 0.0003619
112 | 0.97827 | -0.15224 | 0.0013034 | 0.00032666
113 | 0.97626 | -0.16656 | 0 | 0
114 | 0.98596 | -0.097865 | 0.00073415 | 0.00018399
115 | 0.98622 | -0.095997 | 0.0016508 | 0.00041372
116 | 0.98671 | -0.092619 | 0.00096335 | 0.00024144
117 | 0.98712 | -0.089675 | 0.0011733 | 0.00029406
118 | 0.98756 | -0.086594 | 0.0008615 | 0.00021591
119 | 0.98787 | -0.084417 | 0.0013467 | 0.00033752
120 | 0.98827 | -0.081657 | 0.0010473 | 0.00026248
121 | 0.99998 | 149.9947 | 0 | 0

## res_line
| p_from_mw | q_from_mvar | p_to_mw | q_to_mvar | pl_mw | ql_mvar | i_from_ka | i_to_ka | i_ka | vm_from_pu | va_from_degree | vm_to_pu | va_to_degree | loading_percent
0 | 0.021173 | 0.0053108 | -0.021157 | -0.005305 | 1.5882e-05 | 5.7749e-06 | 0.031569 | 0.03157 | 0.03157 | 0.99804 | -0.013605 | 0.99727 | -0.019018 | 11.6924
1 | -0.02308 | -0.0057886 | 0.02309 | 0.0057924 | 1.0245e-05 | 3.7591e-06 | 0.034412 | 0.034412 | 0.034412 | 0.99804 | -0.013605 | 0.9985 | -0.010404 | 12.7453
2 | 0.019344 | 0.0048505 | -0.019336 | -0.0048478 | 7.4749e-06 | 2.6874e-06 | 0.028864 | 0.028864 | 0.028864 | 0.99727 | -0.019018 | 0.99687 | -0.021807 | 10.6902
3 | -0.132 | -0.033265 | 0.13219 | 0.033339 | 0.00019252 | 7.3108e-05 | 0.19678 | 0.19678 | 0.19678 | 0.9985 | -0.010404 | 1 | 0 | 24.294
4 | 0.10891 | 0.027473 | -0.10888 | -0.027462 | 3.0289e-05 | 1.1433e-05 | 0.16237 | 0.16237 | 0.16237 | 0.9985 | -0.010404 | 0.99821 | -0.012388 | 20.0456
5 | 0.017687 | 0.0044345 | -0.017677 | -0.004431 | 9.8303e-06 | 3.4864e-06 | 0.026402 | 0.026402 | 0.026402 | 0.99687 | -0.021807 | 0.9963 | -0.025821 | 9.7786
6 | 0.080297 | 0.020216 | -0.080179 | -0.020171 | 0.00011723 | 4.4917e-05 | 0.11951 | 0.11952 | 0.11952 | 1 | 0 | 0.99849 | -0.010466 | 44.2648
7 | 0.10589 | 0.026713 | -0.10585 | -0.026696 | 4.6016e-05 | 1.7351e-05 | 0.15792 | 0.15792 | 0.15792 | 0.99821 | -0.012388 | 0.99776 | -0.015487 | 19.4959
8 | 0.014219 | 0.0035643 | -0.014212 | -0.0035618 | 7.3166e-06 | 2.4757e-06 | 0.021237 | 0.021237 | 0.021237 | 0.9963 | -0.025821 | 0.99577 | -0.029538 | 7.8657
9 | 0.077572 | 0.019518 | -0.077496 | -0.019488 | 7.6667e-05 | 2.9367e-05 | 0.11563 | 0.11563 | 0.11563 | 0.99849 | -0.010466 | 0.99748 | -0.017557 | 42.8259
10 | 0.10332 | 0.026061 | -0.10327 | -0.026045 | 4.2121e-05 | 1.5867e-05 | 0.15414 | 0.15414 | 0.15414 | 0.99776 | -0.015487 | 0.99734 | -0.018396 | 19.0295
11 | 0.012135 | 0.0030414 | -0.012134 | -0.0030411 | 8.1876e-07 | 2.6301e-07 | 0.018134 | 0.018134 | 0.018134 | 0.99577 | -0.029538 | 0.9957 | -0.030026 | 6.7164
12 | 0.017691 | 0.0044352 | -0.017673 | -0.0044286 | 1.8731e-05 | 6.6423e-06 | 0.026392 | 0.026392 | 0.026392 | 0.99748 | -0.017557 | 0.99639 | -0.025208 | 9.775
13 | 0.059804 | 0.015053 | -0.059691 | -0.01501 | 0.00011374 | 4.3447e-05 | 0.089238 | 0.089238 | 0.089238 | 0.99748 | -0.017557 | 0.99552 | -0.031203 | 33.051
14 | 0.10258 | 0.02587 | -0.10251 | -0.025844 | 6.8726e-05 | 2.5881e-05 | 0.1531 | 0.1531 | 0.1531 | 0.99734 | -0.018396 | 0.99666 | -0.023178 | 18.9012
15 | 0.012442 | 0.0031176 | -0.012441 | -0.0031172 | 1.2715e-06 | 4.1217e-07 | 0.018581 | 0.018581 | 0.018581 | 0.99639 | -0.025208 | 0.99628 | -0.025946 | 6.8817
16 | 0.056258 | 0.014149 | -0.056193 | -0.014125 | 6.4835e-05 | 2.4746e-05 | 0.084107 | 0.084107 | 0.084107 | 0.99552 | -0.031203 | 0.99434 | -0.039479 | 31.1509
17 | 0.0098653 | 0.0024717 | -0.0098618 | -0.0024707 | 3.5413e-06 | 1.0218e-06 | 0.014734 | 0.014734 | 0.014734 | 0.99628 | -0.025946 | 0.99591 | -0.028541 | 5.4572
18 | 0.054594 | 0.013724 | -0.054455 | -0.013671 | 0.000139 | 5.303e-05 | 0.081714 | 0.081714 | 0.081714 | 0.99434 | -0.039479 | 0.99172 | -0.057808 | 30.2646
19 | 0.0070525 | 0.0017666 | -0.0070499 | -0.0017661 | 2.5977e-06 | 5.1142e-07 | 0.010537 | 0.010537 | 0.010537 | 0.99591 | -0.028541 | 0.99553 | -0.031205 | 3.9026
20 | 0.052136 | 0.01309 | -0.052054 | -0.013058 | 8.1854e-05 | 3.1206e-05 | 0.078234 | 0.078234 | 0.078234 | 0.99172 | -0.057808 | 0.99012 | -0.069127 | 28.9757
21 | 0.0096951 | 0.0024298 | -0.0096913 | -0.0024287 | 3.7994e-06 | 1.0842e-06 | 0.014489 | 0.014489 | 0.014489 | 0.9957 | -0.030026 | 0.9953 | -0.032857 | 5.3663
22 | 0.0070075 | 0.0017561 | -0.0070074 | -0.001756 | 9.1215e-08 | 1.7774e-08 | 0.010476 | 0.010477 | 0.010477 | 0.9953 | -0.032857 | 0.99529 | -0.032951 | 3.8802
23 | 0.0033246 | 0.00083303 | -0.0033243 | -0.00083315 | 2.6024e-07 | -1.1928e-07 | 0.0049704 | 0.0049705 | 0.0049705 | 0.99529 | -0.032951 | 0.99521 | -0.033517 | 1.8409
24 | -0.0065559 | -0.001642 | 0.0065561 | 0.0016421 | 2.3302e-07 | 4.0854e-08 | 0.009888 | 0.009888 | 0.009888 | 0.98653 | -0.094527 | 0.98657 | -0.094269 | 3.6622
25 | 0.0048889 | 0.0012243 | -0.0048884 | -0.0012242 | 4.4247e-07 | 3.6785e-09 | 0.0073737 | 0.0073737 | 0.0073737 | 0.98653 | -0.094527 | 0.98644 | -0.095181 | 2.731
26 | -0.0075749 | -0.0018974 | 0.0075762 | 0.0018977 | 1.2846e-06 | 2.9263e-07 | 0.011425 | 0.011425 | 0.011425 | 0.98657 | -0.094269 | 0.98674 | -0.093043 | 4.2314
27 | 0.0021113 | 0.00052823 | -0.002111 | -0.00052868 | 2.7743e-07 | -4.5286e-07 | 0.0031845 | 0.0031847 | 0.0031847 | 0.98644 | -0.095181 | 0.98631 | -0.096133 | 1.1795
28 | -0.0090596 | -0.0022695 | 0.0090653 | 0.002271 | 5.6988e-06 | 1.5664e-06 | 0.013662 | 0.013661 | 0.013662 | 0.98674 | -0.093043 | 0.98738 | -0.088497 | 5.0598
29 | 0.0015166 | 0.00037971 | -0.0015166 | -0.00037998 | 7.3885e-08 | -2.6023e-07 | 0.002288 | 0.0022881 | 0.0022881 | 0.98631 | -0.096133 | 0.98626 | -0.096485 | 0.84744
30 | 0.0017402 | 0.00043601 | -0.0017402 | -0.00043613 | 4.5935e-08 | -1.1922e-07 | 0.0026225 | 0.0026226 | 0.0026226 | 0.98738 | -0.088497 | 0.98736 | -0.088688 | 0.97133
31 | -0.010805 | -0.002707 | 0.010808 | 0.0027079 | 2.8998e-06 | 8.911e-07 | 0.016284 | 0.016284 | 0.016284 | 0.98738 | -0.088497 | 0.98766 | -0.086557 | 6.031
32 | -0.00062692 | -0.00015712 | 0.00062693 | 0.00015701 | 4.9259e-09 | -1.1071e-07 | 0.00094587 | 0.00094583 | 0.00094587 | 0.98625 | -0.096542 | 0.98626 | -0.096485 | 0.35032
33 | -0.013082 | -0.0032778 | 0.013082 | 0.0032779 | 3.268e-07 | 1.0844e-07 | 0.019709 | 0.019709 | 0.019709 | 0.98766 | -0.086557 | 0.98768 | -0.086377 | 7.2998
34 | -0.0023415 | -0.00058684 | 0.0023415 | 0.00058683 | 6.9423e-09 | -9.0444e-09 | 0.0035069 | 0.0035069 | 0.0035069 | 0.99352 | -0.045001 | 0.99352 | -0.044979 | 1.2989
35 | -0.0052815 | -0.0013237 | 0.0052824 | 0.0013237 | 8.4868e-07 | 4.4891e-08 | 0.0079103 | 0.0079102 | 0.0079103 | 0.99352 | -0.044979 | 0.99368 | -0.043819 | 2.9297
36 | -0.086007 | -0.021677 | 0.086121 | 0.02172 | 0.00011404 | 4.2578e-05 | 0.12884 | 0.12884 | 0.12884 | 0.99368 | -0.043819 | 0.99504 | -0.03436 | 15.9057
37 | 0.080725 | 0.020354 | -0.0807 | -0.020344 | 2.4853e-05 | 9.2416e-06 | 0.12093 | 0.12093 | 0.12093 | 0.99368 | -0.043819 | 0.99337 | -0.046016 | 14.9292
38 | -0.086121 | -0.02172 | 0.08624 | 0.021764 | 0.00011896 | 4.4411e-05 | 0.12884 | 0.12884 | 0.12884 | 0.99504 | -0.03436 | 0.99646 | -0.024521 | 15.9057
39 | 0.078665 | 0.019834 | -0.078618 | -0.019817 | 4.6313e-05 | 1.7191e-05 | 0.11788 | 0.11788 | 0.11788 | 0.99337 | -0.046016 | 0.99277 | -0.050221 | 14.5528
40 | -0.088476 | -0.022325 | 0.088493 | 0.022331 | 1.6676e-05 | 6.2346e-06 | 0.13217 | 0.13217 | 0.13217 | 0.99646 | -0.024521 | 0.99666 | -0.023178 | 16.3179
41 | 0.073146 | 0.018447 | -0.073071 | -0.018419 | 7.469e-05 | 2.757e-05 | 0.10968 | 0.10968 | 0.10968 | 0.99277 | -0.050221 | 0.99172 | -0.057512 | 13.5403
42 | 0.0054723 | 0.0013706 | -0.005472 | -0.0013706 | 3.179e-07 | 2.4353e-08 | 0.0082019 | 0.0082019 | 0.0082019 | 0.99277 | -0.050221 | 0.99271 | -0.050641 | 3.0378
43 | -0.014202 | -0.0035584 | 0.014207 | 0.0035603 | 5.4276e-06 | 1.8443e-06 | 0.021396 | 0.021396 | 0.021396 | 0.98768 | -0.086377 | 0.98807 | -0.083616 | 7.9243
44 | -0.016706 | -0.0041865 | 0.016707 | 0.0041869 | 1.2185e-06 | 4.2915e-07 | 0.025159 | 0.025159 | 0.025159 | 0.98807 | -0.083616 | 0.98815 | -0.083089 | 9.318
45 | -0.017389 | -0.0043579 | 0.017397 | 0.0043606 | 7.5027e-06 | 2.6609e-06 | 0.026186 | 0.026186 | 0.026186 | 0.98815 | -0.083089 | 0.98858 | -0.079973 | 9.6985
46 | -0.020667 | -0.0051801 | 0.020686 | 0.0051871 | 1.9342e-05 | 7.0281e-06 | 0.031108 | 0.031108 | 0.031108 | 0.98858 | -0.079973 | 0.98954 | -0.07322 | 11.5214
47 | -0.001455 | -0.00036466 | 0.0014551 | 0.00036416 | 1.2485e-07 | -5.0151e-07 | 0.0021754 | 0.0021752 | 0.0021754 | 0.99526 | -0.033104 | 0.99535 | -0.032483 | 0.80569
48 | -0.0033959 | -0.00085057 | 0.003396 | 0.00085054 | 7.1424e-08 | -3.0257e-08 | 0.0050766 | 0.0050766 | 0.0050766 | 0.99535 | -0.032483 | 0.99537 | -0.032331 | 1.8802
49 | -0.0053752 | -0.0013466 | 0.005376 | 0.0013466 | 8.3724e-07 | 5.1858e-08 | 0.0080353 | 0.0080352 | 0.0080353 | 0.99537 | -0.032331 | 0.99553 | -0.031205 | 2.976
50 | 0.024028 | 0.0060263 | -0.024014 | -0.0060213 | 1.3626e-05 | 5.0257e-06 | 0.036112 | 0.036112 | 0.036112 | 0.99012 | -0.069127 | 0.98954 | -0.07322 | 13.375
51 | 0.028026 | 0.0070321 | -0.028019 | -0.0070297 | 6.4181e-06 | 2.394e-06 | 0.042122 | 0.042122 | 0.042122 | 0.99012 | -0.069127 | 0.98988 | -0.070778 | 15.6007
52 | 0.027206 | 0.0068261 | -0.027191 | -0.0068207 | 1.4528e-05 | 5.409e-06 | 0.040899 | 0.040899 | 0.040899 | 0.98988 | -0.070778 | 0.98934 | -0.074629 | 15.1477
53 | 0.00081381 | 0.00020356 | -0.00081379 | -0.00020382 | 1.9091e-08 | -2.5549e-07 | 0.0012232 | 0.0012233 | 0.0012233 | 0.98988 | -0.070778 | 0.98986 | -0.070948 | 0.45307
54 | 0.024043 | 0.0060317 | -0.024012 | -0.0060201 | 3.1259e-05 | 1.1531e-05 | 0.036164 | 0.036164 | 0.036164 | 0.98934 | -0.074629 | 0.98801 | -0.084013 | 13.394
55 | 0.00027592 | 6.9014e-05 | -0.00027592 | -6.9151e-05 | 1.1493e-09 | -1.3719e-07 | 0.00041473 | 0.00041477 | 0.00041477 | 0.98986 | -0.070948 | 0.98986 | -0.070978 | 0.15362
56 | 0.021639 | 0.0054254 | -0.021638 | -0.0054252 | 7.5496e-07 | 2.7578e-07 | 0.03259 | 0.03259 | 0.03259 | 0.98801 | -0.084013 | 0.98798 | -0.084265 | 12.0704
57 | 0.014015 | 0.0035134 | -0.014006 | -0.0035101 | 9.8696e-06 | 3.3256e-06 | 0.020925 | 0.020926 | 0.020926 | 0.99666 | -0.023178 | 0.99593 | -0.028265 | 7.7502
58 | 0.01041 | 0.0026089 | -0.010409 | -0.0026088 | 4.29e-07 | 1.2802e-07 | 0.015553 | 0.015553 | 0.015553 | 0.99593 | -0.028265 | 0.99589 | -0.028563 | 5.7605
59 | 0.0067005 | 0.0016793 | -0.0067001 | -0.0016792 | 3.848e-07 | 6.7952e-08 | 0.010012 | 0.010012 | 0.010012 | 0.99589 | -0.028563 | 0.99583 | -0.028978 | 3.708
60 | 0.018172 | 0.0045565 | -0.018153 | -0.0045497 | 1.9223e-05 | 6.8675e-06 | 0.02737 | 0.02737 | 0.02737 | 0.98798 | -0.084265 | 0.9869 | -0.091906 | 10.1371
61 | 0.012486 | 0.0031295 | -0.012482 | -0.003128 | 4.729e-06 | 1.5457e-06 | 0.018827 | 0.018827 | 0.018827 | 0.9869 | -0.091906 | 0.98651 | -0.094643 | 6.9729
62 | 0.012482 | 0.003128 | -0.01248 | -0.0031275 | 1.506e-06 | 4.923e-07 | 0.018827 | 0.018827 | 0.018827 | 0.98651 | -0.094643 | 0.98639 | -0.095515 | 6.9729
63 | 0.01248 | 0.0031275 | -0.012477 | -0.0031264 | 3.2311e-06 | 1.0563e-06 | 0.018827 | 0.018827 | 0.018827 | 0.98639 | -0.095515 | 0.98613 | -0.097386 | 6.9729
64 | 0.0079695 | 0.0019968 | -0.0079668 | -0.0019961 | 2.6956e-06 | 6.5579e-07 | 0.012025 | 0.012025 | 0.012025 | 0.98613 | -0.097386 | 0.98578 | -0.099831 | 4.4539
65 | 0.070149 | 0.017687 | -0.070106 | -0.017671 | 4.309e-05 | 1.585e-05 | 0.10529 | 0.10529 | 0.10529 | 0.99172 | -0.057512 | 0.99109 | -0.061899 | 12.999
66 | 0.0030067 | 0.00075346 | -0.0030066 | -0.00075353 | 1.1592e-07 | -7.3652e-08 | 0.0045069 | 0.004507 | 0.004507 | 0.99271 | -0.050641 | 0.99267 | -0.050919 | 1.6692
67 | 0.0024653 | 0.0006171 | -0.0024647 | -0.00061772 | 5.4307e-07 | -6.1498e-07 | 0.003695 | 0.0036953 | 0.0036953 | 0.99271 | -0.050641 | 0.99248 | -0.052234 | 1.3686
68 | 0.067159 | 0.016932 | -0.067139 | -0.016925 | 2.0049e-05 | 7.3448e-06 | 0.10087 | 0.10087 | 0.10087 | 0.99109 | -0.061899 | 0.99079 | -0.06403 | 12.4528
69 | 0.065039 | 0.016399 | -0.065009 | -0.016388 | 2.9737e-05 | 1.0859e-05 | 0.097714 | 0.097714 | 0.097714 | 0.99079 | -0.06403 | 0.99032 | -0.067295 | 12.0635
70 | 0.062728 | 0.015816 | -0.062703 | -0.015807 | 2.5508e-05 | 9.2784e-06 | 0.094287 | 0.094287 | 0.094287 | 0.99032 | -0.067295 | 0.9899 | -0.070198 | 11.6404
71 | 0.060532 | 0.015263 | -0.060459 | -0.015236 | 7.2612e-05 | 2.6305e-05 | 0.091023 | 0.091024 | 0.091024 | 0.9899 | -0.070198 | 0.98868 | -0.078768 | 11.2375
72 | 0.059213 | 0.014924 | -0.059189 | -0.014915 | 2.3944e-05 | 8.6523e-06 | 0.089149 | 0.089149 | 0.089149 | 0.98868 | -0.078768 | 0.98827 | -0.081657 | 11.006
73 | 0.0096702 | 0.0024232 | -0.0096658 | -0.0024219 | 4.3548e-06 | 1.2811e-06 | 0.01481 | 0.01481 | 0.01481 | 0.97158 | -0.20016 | 0.97113 | -0.20342 | 5.4853
74 | -0.011241 | -0.0028169 | 0.011244 | 0.0028176 | 2.1662e-06 | 6.8809e-07 | 0.017216 | 0.017216 | 0.017216 | 0.97158 | -0.20016 | 0.97178 | -0.19877 | 6.3765
75 | 0.0078183 | 0.0019588 | -0.0078153 | -0.0019581 | 2.9132e-06 | 7.181e-07 | 0.011979 | 0.011979 | 0.011979 | 0.97113 | -0.20342 | 0.97076 | -0.20611 | 4.4368
76 | -0.013727 | -0.0034396 | 0.013732 | 0.0034413 | 5.0561e-06 | 1.7174e-06 | 0.021018 | 0.021018 | 0.021018 | 0.97178 | -0.19877 | 0.97214 | -0.19611 | 7.7846
77 | 0.0024831 | 0.00062194 | -0.0024831 | -0.00062199 | 4.47e-08 | -4.42e-08 | 0.0038021 | 0.0038021 | 0.0038021 | 0.97178 | -0.19877 | 0.97176 | -0.1989 | 1.4082
78 | 0.0059668 | 0.0014948 | -0.005965 | -0.0014946 | 1.7256e-06 | 2.551e-07 | 0.0091459 | 0.009146 | 0.009146 | 0.97076 | -0.20611 | 0.97047 | -0.2082 | 3.3874
79 | -0.014752 | -0.0036971 | 0.014763 | 0.0037008 | 1.086e-05 | 3.7534e-06 | 0.022581 | 0.02258 | 0.022581 | 0.97214 | -0.19611 | 0.97288 | -0.1908 | 8.3632
80 | 0.0014494 | 0.00036292 | -0.0014493 | -0.00036323 | 8.3864e-08 | -3.0576e-07 | 0.0022193 | 0.0022194 | 0.0022194 | 0.97176 | -0.1989 | 0.9717 | -0.19932 | 0.822
81 | 0.0041178 | 0.0010316 | -0.004117 | -0.0010317 | 8.3928e-07 | -9.3997e-08 | 0.0063137 | 0.0063139 | 0.0063139 | 0.97047 | -0.2082 | 0.97026 | -0.20968 | 2.3385
82 | -0.016188 | -0.004058 | 0.01619 | 0.0040588 | 2.1855e-06 | 7.6964e-07 | 0.02476 | 0.02476 | 0.02476 | 0.97288 | -0.1908 | 0.97302 | -0.18982 | 9.1704
83 | 0.0019945 | 0.00049978 | -0.0019945 | -0.00049986 | 5.1625e-08 | -8.9348e-08 | 0.0030588 | 0.0030589 | 0.0030589 | 0.97026 | -0.20968 | 0.97024 | -0.20986 | 1.1329
84 | -0.033087 | -0.0082947 | 0.033118 | 0.0083065 | 3.1255e-05 | 1.1778e-05 | 0.0506 | 0.0506 | 0.0506 | 0.97302 | -0.18982 | 0.97397 | -0.18301 | 18.7407
85 | 0.016896 | 0.004236 | -0.016889 | -0.0042334 | 7.28e-06 | 2.5831e-06 | 0.02584 | 0.02584 | 0.02584 | 0.97302 | -0.18982 | 0.97259 | -0.19293 | 9.5703
86 | 0.0044609 | 0.0011175 | -0.0044601 | -0.0011175 | 8.4339e-07 | -5.5589e-08 | 0.0067334 | 0.0067336 | 0.0067336 | 0.98578 | -0.099831 | 0.98559 | -0.1012 | 2.4939
87 | 0.0023494 | 0.00058852 | -0.0023492 | -0.00058876 | 1.9552e-07 | -2.4216e-07 | 0.0035469 | 0.003547 | 0.003547 | 0.98559 | -0.1012 | 0.98551 | -0.1018 | 1.3137
88 | -0.0021512 | -0.00053902 | 0.0021513 | 0.00053894 | 5.3466e-08 | -7.7039e-08 | 0.003296 | 0.0032959 | 0.003296 | 0.97118 | -0.20304 | 0.97121 | -0.20286 | 1.2207
89 | 0.00049862 | 0.00012484 | -0.00049862 | -0.00012497 | 3.7195e-09 | -1.2495e-07 | 0.00076393 | 0.00076398 | 0.00076398 | 0.97118 | -0.20304 | 0.97118 | -0.20309 | 0.28295
90 | -0.0038144 | -0.00095575 | 0.0038145 | 0.00095573 | 1.2184e-07 | -2.3889e-08 | 0.005844 | 0.005844 | 0.005844 | 0.97121 | -0.20286 | 0.97124 | -0.20263 | 2.1645
91 | -0.0043746 | -0.0010961 | 0.0043751 | 0.0010961 | 4.3315e-07 | -2.4668e-08 | 0.0067022 | 0.0067021 | 0.0067022 | 0.97124 | -0.20263 | 0.97134 | -0.20191 | 2.4823
92 | -0.0060384 | -0.001513 | 0.0060385 | 0.001513 | 1.1842e-07 | 1.8093e-08 | 0.0092503 | 0.0092502 | 0.0092503 | 0.97134 | -0.20191 | 0.97136 | -0.20177 | 3.426
93 | -0.0072114 | -0.0018069 | 0.0072126 | 0.0018072 | 1.1975e-06 | 2.6588e-07 | 0.011047 | 0.011047 | 0.011047 | 0.97136 | -0.20177 | 0.97153 | -0.20057 | 4.0914
94 | -0.0088759 | -0.0022241 | 0.008878 | 0.0022247 | 2.1311e-06 | 5.9077e-07 | 0.013594 | 0.013594 | 0.013594 | 0.97153 | -0.20057 | 0.97177 | -0.19884 | 5.035
95 | -0.010694 | -0.0026799 | 0.010695 | 0.00268 | 5.2639e-07 | 1.6348e-07 | 0.016376 | 0.016376 | 0.016376 | 0.97177 | -0.19884 | 0.97182 | -0.19848 | 6.065
96 | -0.01207 | -0.0030246 | 0.012072 | 0.0030254 | 2.6564e-06 | 8.6722e-07 | 0.018481 | 0.01848 | 0.018481 | 0.97182 | -0.19848 | 0.97204 | -0.19689 | 6.8446
97 | -0.01283 | -0.0032153 | 0.012832 | 0.0032159 | 1.7523e-06 | 5.837e-07 | 0.01964 | 0.01964 | 0.01964 | 0.97204 | -0.19689 | 0.97217 | -0.1959 | 7.2742
98 | -0.014104 | -0.0035348 | 0.014107 | 0.0035357 | 2.729e-06 | 9.3322e-07 | 0.021588 | 0.021588 | 0.021588 | 0.97217 | -0.1959 | 0.97237 | -0.19451 | 7.9954
99 | -0.015582 | -0.0039056 | 0.015586 | 0.0039068 | 3.3954e-06 | 1.1872e-06 | 0.023846 | 0.023846 | 0.023846 | 0.97237 | -0.19451 | 0.97259 | -0.19293 | 8.8319
100 | -0.034259 | -0.0085925 | 0.0343 | 0.0086078 | 4.0549e-05 | 1.53e-05 | 0.052343 | 0.052343 | 0.052343 | 0.97397 | -0.18301 | 0.97516 | -0.17448 | 19.3864
101 | -0.035604 | -0.0089347 | 0.03561 | 0.0089369 | 5.8209e-06 | 2.1994e-06 | 0.054333 | 0.054333 | 0.054333 | 0.97516 | -0.17448 | 0.97532 | -0.1733 | 20.1234
102 | -0.036713 | -0.0092134 | 0.036747 | 0.0092264 | 3.4387e-05 | 1.3006e-05 | 0.056016 | 0.056016 | 0.056016 | 0.97532 | -0.1733 | 0.97626 | -0.16656 | 20.7468
103 | 0.044152 | 0.011107 | -0.044132 | -0.011099 | 2.0682e-05 | 7.8613e-06 | 0.066967 | 0.066967 | 0.066967 | 0.98129 | -0.1308 | 0.98082 | -0.13416 | 24.8025
104 | -0.045553 | -0.011458 | 0.045592 | 0.011473 | 3.9327e-05 | 1.4959e-05 | 0.069091 | 0.069091 | 0.069091 | 0.98129 | -0.1308 | 0.98216 | -0.12461 | 25.5891
105 | 0.042469 | 0.010683 | -0.042447 | -0.010675 | 2.1852e-05 | 8.2981e-06 | 0.064445 | 0.064445 | 0.064445 | 0.98082 | -0.13416 | 0.9803 | -0.13785 | 23.8685
106 | -0.045592 | -0.011473 | 0.045658 | 0.011498 | 6.5492e-05 | 2.491e-05 | 0.069091 | 0.069091 | 0.069091 | 0.98216 | -0.12461 | 0.98362 | -0.11434 | 25.5891
107 | 0.040974 | 0.010305 | -0.04094 | -0.010292 | 3.3814e-05 | 1.2829e-05 | 0.062208 | 0.062208 | 0.062208 | 0.9803 | -0.13785 | 0.97946 | -0.14378 | 23.04
108 | -0.047942 | -0.012071 | 0.047995 | 0.01209 | 5.2258e-05 | 1.929e-05 | 0.072547 | 0.072547 | 0.072547 | 0.98362 | -0.11434 | 0.98472 | -0.10654 | 13.4346
109 | 0.039278 | 0.0098758 | -0.039239 | -0.0098611 | 3.8777e-05 | 1.4695e-05 | 0.059683 | 0.059683 | 0.059683 | 0.97946 | -0.14378 | 0.97846 | -0.15087 | 22.1049
110 | -0.049782 | -0.012538 | 0.049819 | 0.012551 | 3.7466e-05 | 1.3195e-05 | 0.075247 | 0.075246 | 0.075247 | 0.98472 | -0.10654 | 0.98549 | -0.10116 | 9.2897
111 | 0.038131 | 0.0095835 | -0.038124 | -0.0095807 | 7.2674e-06 | 2.7517e-06 | 0.057999 | 0.057999 | 0.057999 | 0.97846 | -0.15087 | 0.97827 | -0.15224 | 21.481
112 | -0.051263 | -0.012913 | 0.051287 | 0.012921 | 2.3666e-05 | 8.3765e-06 | 0.077427 | 0.077426 | 0.077427 | 0.98549 | -0.10116 | 0.98596 | -0.097865 | 9.5588
113 | 0.036821 | 0.0092541 | -0.036747 | -0.0092264 | 7.3286e-05 | 2.7718e-05 | 0.056016 | 0.056016 | 0.056016 | 0.97827 | -0.15224 | 0.97626 | -0.16656 | 20.7467
114 | -0.052021 | -0.013105 | 0.052034 | 0.01311 | 1.3599e-05 | 4.8248e-06 | 0.078534 | 0.078534 | 0.078534 | 0.98596 | -0.097865 | 0.98622 | -0.095997 | 9.6956
115 | -0.053685 | -0.013524 | 0.053711 | 0.013533 | 2.5375e-05 | 9.048e-06 | 0.081025 | 0.081025 | 0.081025 | 0.98622 | -0.095997 | 0.98671 | -0.092619 | 10.0031
116 | -0.054674 | -0.013774 | 0.054696 | 0.013782 | 2.252e-05 | 8.0516e-06 | 0.082477 | 0.082477 | 0.082477 | 0.98671 | -0.092619 | 0.98712 | -0.089675 | 10.1824
117 | -0.05587 | -0.014077 | 0.055894 | 0.014085 | 2.4099e-05 | 8.6425e-06 | 0.084246 | 0.084246 | 0.084246 | 0.98712 | -0.089675 | 0.98756 | -0.086594 | 10.4007
118 | -0.056755 | -0.014301 | 0.056773 | 0.014307 | 1.7291e-05 | 6.2143e-06 | 0.085544 | 0.085544 | 0.085544 | 0.98756 | -0.086594 | 0.98787 | -0.084417 | 10.561
119 | -0.058119 | -0.014645 | 0.058142 | 0.014653 | 2.2455e-05 | 8.0956e-06 | 0.087572 | 0.087572 | 0.087572 | 0.98787 | -0.084417 | 0.98827 | -0.081657 | 10.8114

## res_trafo
| p_hv_mw | q_hv_mvar | p_lv_mw | q_lv_mvar | pl_mw | ql_mvar | i_hv_ka | i_lv_ka | vm_hv_pu | va_hv_degree | vm_lv_pu | va_lv_degree | loading_percent
0 | 2.5187e-16 | 8.8016e-16 | 0.00079998 | 7.4552e-08 | 0.00079998 | 7.4552e-08 | 2.6429e-17 | 0.0011547 | 0.99998 | 149.9947 | 1 | 0 | 0.31999

## res_ext_grid
| p_mw | q_mvar
0 | 0.21623 | 0.05429

## res_load
| p_mw | q_mvar
0 | 0.0019067 | 0.00047785
1 | 0.0018136 | 0.00045453
2 | 0.001649 | 0.00041329
3 | 0.002934 | 0.00073532
4 | 0.0029871 | 0.00074863
5 | 0.0034582 | 0.00086671
6 | 0.002607 | 0.00065337
7 | 0.002533 | 0.00063483
8 | 0.0020766 | 0.00052045
9 | 0.00069666 | 0.0001746
10 | 0.0052309 | 0.001311
11 | 0.0034324 | 0.00086023
12 | 0.0025752 | 0.00064541
13 | 0.0015992 | 0.00040079
14 | 0.0028093 | 0.00070409
15 | 0.0023195 | 0.00058131
16 | 0.0024393 | 0.00061134
17 | 0.0026838 | 0.00067263
18 | 0.0036829 | 0.00092301
19 | 0.0033243 | 0.00083315
20 | 0.001667 | 0.00041778
21 | 0.0010189 | 0.00025535
22 | 0.0027772 | 0.00069602
23 | 0.0014833 | 0.00037176
24 | 0.00059437 | 0.00014896
25 | 0.00062692 | 0.00015712
26 | 0.00088964 | 0.00022296
27 | 0.0017402 | 0.00043613
28 | 0.0022738 | 0.00056986
29 | 0.0023415 | 0.00058684
30 | 0.00294 | 0.00073684
31 | 0.0020352 | 0.00051007
32 | 0.0022361 | 0.00056043
33 | 0.0011192 | 0.0002805
34 | 0.0024987 | 0.00062624
35 | 0.00068232 | 0.00017101
36 | 0.0032699 | 0.00081951
37 | 0.001455 | 0.00036466
38 | 0.0019408 | 0.00048641
39 | 0.0019792 | 0.00049603
40 | 0.0016738 | 0.0004195
41 | 0.0033283 | 0.00083414
42 | 0.0031483 | 0.00078903
43 | 0.00053787 | 0.0001348
44 | 0.0023728 | 0.00059469
45 | 0.00027592 | 6.9151e-05
46 | 0.0035958 | 0.00090118
47 | 0.0037089 | 0.00092953
48 | 0.0067001 | 0.0016792
49 | 0.0034659 | 0.00086864
50 | 0.0056664 | 0.0014201
51 | 0.0045075 | 0.0011297
52 | 0.0029224 | 0.00073242
53 | 0.002947 | 0.00073858
54 | 0.0030066 | 0.00075353
55 | 0.0024647 | 0.00061772
56 | 0.0020995 | 0.00052618
57 | 0.002281 | 0.00057167
58 | 0.0021714 | 0.00054419
59 | 0.001246 | 0.00031227
60 | 0.0015712 | 0.00039378
61 | 0.0018476 | 0.00046305
62 | 0.0018486 | 0.0004633
63 | 0.0010206 | 0.00025578
64 | 0.0010337 | 0.00025906
65 | 0.0018472 | 0.00046296
66 | 0.0014252 | 0.00035718
67 | 0.0014493 | 0.00036323
68 | 0.0021225 | 0.00053194
69 | 0.0035059 | 0.00087866
70 | 0.0021107 | 0.00052899
71 | 0.0023492 | 0.00058876
72 | 0.0019945 | 0.00049986
73 | 0.0016526 | 0.00041418
74 | 0.0016631 | 0.00041681
75 | 0.00049862 | 0.00012497
76 | 0.00056015 | 0.00014039
77 | 0.0016634 | 0.00041688
78 | 0.0011728 | 0.00029393
79 | 0.0016634 | 0.00041688
80 | 0.0018163 | 0.00045522
81 | 0.0013747 | 0.00034454
82 | 0.00075767 | 0.00018989
83 | 0.0012723 | 0.00031886
84 | 0.0014758 | 0.00036987
85 | 0.0013032 | 0.00032661
86 | 0.0011411 | 0.000286
87 | 0.0013043 | 0.00032688
88 | 0.0011031 | 0.00027647
89 | 0.0014006 | 0.00035103
90 | 0.0016623 | 0.00041661
91 | 0.0014737 | 0.00036934
92 | 0.0022848 | 0.00057262
93 | 0.001662 | 0.00041654
94 | 0.0017869 | 0.00044783
95 | 0.0011078 | 0.00027763
96 | 0.001444 | 0.0003619
97 | 0.0013034 | 0.00032666
98 | 0.00073415 | 0.00018399
99 | 0.0016508 | 0.00041372
100 | 0.00096335 | 0.00024144
101 | 0.0011733 | 0.00029406
102 | 0.0008615 | 0.00021591
103 | 0.0013467 | 0.00033752
104 | 0.0010473 | 0.00026248

## dtypes
| element | column | dtype
0 | bus | name | object
1 | bus | vn_kv | float64
2 | bus | type | object
3 | bus | zone | object
4 | bus | in_service | bool
5 | load | name | object
6 | load | bus | uint32
7 | load | p_mw | float64
8 | load | q_mvar | float64
9 | load | const_z_percent | float64
10 | load | const_i_percent | float64
11 | load | sn_mva | float64
12 | load | scaling | float64
13 | load | in_service | bool
14 | load | type | object
15 | ext_grid | name | object
16 | ext_grid | bus | uint32
17 | ext_grid | vm_pu | float64
18 | ext_grid | va_degree | float64
19 | ext_grid | slack_weight | float64
20 | ext_grid | in_service | bool
21 | line | name | object
22 | line | std_type | object
23 | line | from_bus | uint32
24 | line | to_bus | uint32
25 | line | length_km | float64
26 | line | r_ohm_per_km | float64
27 | line | x_ohm_per_km | float64
28 | line | c_nf_per_km | float64
29 | line | g_us_per_km | float64
30 | line | max_i_ka | float64
31 | line | df | float64
32 | line | parallel | uint32
33 | line | type | object
34 | line | in_service | bool
35 | trafo | name | object
36 | trafo | std_type | object
37 | trafo | hv_bus | uint32
38 | trafo | lv_bus | uint32
39 | trafo | sn_mva | float64
40 | trafo | vn_hv_kv | float64
41 | trafo | vn_lv_kv | float64
42 | trafo | vk_percent | float64
43 | trafo | vkr_percent | float64
44 | trafo | pfe_kw | float64
45 | trafo | i0_percent | float64
46 | trafo | shift_degree | float64
47 | trafo | tap_side | object
48 | trafo | tap_neutral | int32
49 | trafo | tap_min | int32
50 | trafo | tap_max | int32
51 | trafo | tap_step_percent | float64
52 | trafo | tap_step_degree | float64
53 | trafo | tap_pos | int32
54 | trafo | tap_phase_shifter | bool
55 | trafo | parallel | uint32
56 | trafo | df | float64
57 | trafo | in_service | bool
58 | line_geodata | coords | object
59 | bus_geodata | x | float64
60 | bus_geodata | y | float64
61 | bus_geodata | coords | object
62 | res_bus | vm_pu | float64
63 | res_bus | va_degree | float64
64 | res_bus | p_mw | float64
65 | res_bus | q_mvar | float64
66 | res_line | p_from_mw | float64
67 | res_line | q_from_mvar | float64
68 | res_line | p_to_mw | float64
69 | res_line | q_to_mvar | float64
70 | res_line | pl_mw | float64
71 | res_line | ql_mvar | float64
72 | res_line | i_from_ka | float64
73 | res_line | i_to_ka | float64
74 | res_line | i_ka | float64
75 | res_line | vm_from_pu | float64
76 | res_line | va_from_degree | float64
77 | res_line | vm_to_pu | float64
78 | res_line | va_to_degree | float64
79 | res_line | loading_percent | float64
80 | res_trafo | p_hv_mw | float64
81 | res_trafo | q_hv_mvar | float64
82 | res_trafo | p_lv_mw | float64
83 | res_trafo | q_lv_mvar | float64
84 | res_trafo | pl_mw | float64
85 | res_trafo | ql_mvar | float64
86 | res_trafo | i_hv_ka | float64
87 | res_trafo | i_lv_ka | float64
88 | res_trafo | vm_hv_pu | float64
89 | res_trafo | va_hv_degree | float64
90 | res_trafo | vm_lv_pu | float64
91 | res_trafo | va_lv_degree | float64
92 | res_trafo | loading_percent | float64
93 | res_ext_grid | p_mw | float64
94 | res_ext_grid | q_mvar | float64
95 | res_load | p_mw | float64
96 | res_load | q_mvar | float64

## parameters
| version | format_version | converged | OPF_converged | name | f_hz | sn_mva
0 | 2.14.6 | 2.14.0 | TRUE | FALSE |  | 50 | 1