## bus
| name | vn_kv | type | zone | in_service
0 | bus_LV_1139-9_0_3_node_0 | 0.4 | n |  | TRUE
1 | bus_LV_1139-9_0_3_node_1 | 0.4 | n |  | TRUE
2 | bus_LV_1139-9_0_3_node_2 | 0.4 | n |  | TRUE
3 | bus_LV_1139-9_0_3_node_3 | 0.4 | n |  | TRUE
4 | bus_LV_1139-9_0_3_node_4 | 0.4 | n |  | TRUE
5 | bus_LV_1139-9_0_3_node_5 | 0.4 | n |  | TRUE
6 | bus_LV_1139-9_0_3_node_8 | 0.4 | n |  | TRUE
7 | bus_LV_1139-9_0_3_node_179 | 0.4 | n |  | TRUE
8 | bus_LV_1139-9_0_3_node_6 | 0.4 | n |  | TRUE
9 | bus_LV_1139-9_0_3_node_7 | 0.4 | n |  | TRUE
10 | bus_LV_1139-9_0_3_node_9 | 0.4 | n |  | TRUE
11 | bus_LV_1139-9_0_3_node_182 | 0.4 | n |  | TRUE
12 | bus_LV_1139-9_0_3_node_183 | 0.4 | n |  | TRUE
13 | bus_LV_1139-9_0_3_node_180 | 0.4 | n |  | TRUE
14 | bus_LV_1139-9_0_3_node_53 | 0.4 | n |  | TRUE
15 | bus_LV_1139-9_0_3_node_115 | 0.4 | n |  | TRUE
16 | bus_LV_1139-9_0_3_node_130 | 0.4 | n |  | TRUE
17 | bus_LV_1139-9_0_3_node_32 | 0.4 | n |  | TRUE
18 | bus_LV_1139-9_0_3_node_33 | 0.4 | n |  | TRUE
19 | bus_LV_1139-9_0_3_node_35 | 0.4 | n |  | TRUE
20 | bus_LV_1139-9_0_3_node_37 | 0.4 | n |  | TRUE
21 | bus_LV_1139-9_0_3_node_36 | 0.4 | n |  | TRUE
22 | bus_LV_1139-9_0_3_node_38 | 0.4 | n |  | TRUE
23 | bus_LV_1139-9_0_3_node_39 | 0.4 | n |  | TRUE
24 | bus_LV_1139-9_0_3_node_52 | 0.4 | n |  | TRUE
25 | bus_LV_1139-9_0_3_node_43 | 0.4 | n |  | TRUE
26 | bus_LV_1139-9_0_3_node_40 | 0.4 | n |  | TRUE
27 | bus_LV_1139-9_0_3_node_41 | 0.4 | n |  | TRUE
28 | bus_LV_1139-9_0_3_node_42 | 0.4 | n |  | TRUE
29 | bus_LV_1139-9_0_3_node_44 | 0.4 | n |  | TRUE
30 | bus_LV_1139-9_0_3_node_45 | 0.4 | n |  | TRUE
31 | bus_LV_1139-9_0_3_node_106 | 0.4 | n |  | TRUE
32 | bus_LV_1139-9_0_3_node_128 | 0.4 | n |  | TRUE
33 | bus_LV_1139-9_0_3_node_107 | 0.4 | n |  | TRUE
34 | bus_LV_1139-9_0_3_node_126 | 0.4 | n |  | TRUE
35 | bus_LV_1139-9_0_3_node_114 | 0.4 | n |  | TRUE
36 | bus_LV_1139-9_0_3_node_104 | 0.4 | n |  | TRUE
37 | bus_LV_1139-9_0_3_node_95 | 0.4 | n |  | TRUE
38 | bus_LV_1139-9_0_3_node_96 | 0.4 | n |  | TRUE
39 | bus_LV_1139-9_0_3_node_97 | 0.4 | n |  | TRUE
40 | bus_LV_1139-9_0_3_node_98 | 0.4 | n |  | TRUE
41 | bus_LV_1139-9_0_3_node_99 | 0.4 | n |  | TRUE
42 | bus_LV_1139-9_0_3_node_101 | 0.4 | n |  | TRUE
43 | bus_LV_1139-9_0_3_node_119 | 0.4 | n |  | TRUE
44 | bus_LV_1139-9_0_3_node_103 | 0.4 | n |  | TRUE
45 | bus_LV_1139-9_0_3_node_100 | 0.4 | n |  | TRUE
46 | bus_LV_1139-9_0_3_node_121 | 0.4 | n |  | TRUE
47 | bus_LV_1139-9_0_3_node_122 | 0.4 | n |  | TRUE
48 | bus_LV_1139-9_0_3_node_117 | 0.4 | n |  | TRUE
49 | bus_LV_1139-9_0_3_node_102 | 0.4 | n |  | TRUE
50 | bus_LV_1139-9_0_3_node_105 | 0.4 | n |  | TRUE
51 | bus_LV_1139-9_0_3_node_110 | 0.4 | n |  | TRUE
52 | bus_LV_1139-9_0_3_node_112 | 0.4 | n |  | TRUE
53 | bus_LV_1139-9_0_3_node_113 | 0.4 | n |  | TRUE
54 | bus_LV_1139-9_0_3_node_108 | 0.4 | n |  | TRUE
55 | bus_LV_1139-9_0_3_node_135 | 0.4 | n |  | TRUE
56 | bus_LV_1139-9_0_3_node_136 | 0.4 | n |  | TRUE
57 | bus_LV_1139-9_0_3_node_109 | 0.4 | n |  | TRUE
58 | bus_LV_1139-9_0_3_node_111 | 0.4 | n |  | TRUE
59 | bus_LV_1139-9_0_3_node_132 | 0.4 | n |  | TRUE
60 | bus_LV_1139-9_0_3_node_131 | 0.4 | n |  | TRUE
61 | bus_LV_1139-9_0_3_node_118 | 0.4 | n |  | TRUE
62 | bus_LV_1139-9_0_3_node_120 | 0.4 | n |  | TRUE
63 | bus_LV_1139-9_0_3_node_169 | 0.4 | n |  | TRUE
64 | bus_LV_1139-9_0_3_node_147 | 0.4 | n |  | TRUE
65 | bus_LV_1139-9_0_3_node_161 | 0.4 | n |  | TRUE
66 | bus_LV_1139-9_0_3_node_123 | 0.4 | n |  | TRUE
67 | bus_LV_1139-9_0_3_node_143 | 0.4 | n |  | TRUE
68 | bus_LV_1139-9_0_3_node_145 | 0.4 | n |  | TRUE
69 | bus_LV_1139-9_0_3_node_160 | 0.4 | n |  | TRUE
70 | bus_LV_1139-9_0_3_node_124 | 0.4 | n |  | TRUE
71 | bus_LV_1139-9_0_3_node_129 | 0.4 | n |  | TRUE
72 | bus_LV_1139-9_0_3_node_127 | 0.4 | n |  | TRUE
73 | bus_LV_1139-9_0_3_node_125 | 0.4 | n |  | TRUE
74 | bus_LV_1139-9_0_3_node_133 | 0.4 | n |  | TRUE
75 | bus_LV_1139-9_0_3_node_134 | 0.4 | n |  | TRUE
76 | bus_LV_1139-9_0_3_node_137 | 0.4 | n |  | TRUE
77 | bus_LV_1139-9_0_3_node_192 | 0.4 | n |  | TRUE
78 | bus_LV_1139-9_0_3_node_138 | 0.4 | n |  | TRUE
79 | bus_LV_1139-9_0_3_node_139 | 0.4 | n |  | TRUE
80 | bus_LV_1139-9_0_3_node_140 | 0.4 | n |  | TRUE
81 | bus_LV_1139-9_0_3_node_141 | 0.4 | n |  | TRUE
82 | bus_LV_1139-9_0_3_node_142 | 0.4 | n |  | TRUE
83 | bus_LV_1139-9_0_3_node_175 | 0.4 | n |  | TRUE
84 | bus_LV_1139-9_0_3_node_155 | 0.4 | n |  | TRUE
85 | bus_LV_1139-9_0_3_node_181 | 0.4 | n |  | TRUE
86 | bus_LV_1139-9_0_3_node_156 | 0.4 | n |  | TRUE
87 | bus_LV_1139-9_0_3_node_144 | 0.4 | n |  | TRUE
88 | bus_LV_1139-9_0_3_node_146 | 0.4 | n |  | TRUE
89 | bus_LV_1139-9_0_3_node_148 | 0.4 | n |  | TRUE
90 | bus_LV_1139-9_0_3_node_149 | 0.4 | n |  | TRUE
91 | bus_LV_1139-9_0_3_node_157 | 0.4 | n |  | TRUE
92 | bus_LV_1139-9_0_3_node_176 | 0.4 | n |  | TRUE
93 | bus_LV_1139-9_0_3_node_158 | 0.4 | n |  | TRUE
94 | bus_LV_1139-9_0_3_node_177 | 0.4 | n |  | TRUE
95 | bus_LV_1139-9_0_3_node_150 | 0.4 | n |  | TRUE
96 | bus_LV_1139-9_0_3_node_151 | 0.4 | n |  | TRUE
97 | bus_LV_1139-9_0_3_node_152 | 0.4 | n |  | TRUE
98 | bus_LV_1139-9_0_3_node_153 | 0.4 | n |  | TRUE
99 | bus_LV_1139-9_0_3_node_154 | 0.4 | n |  | TRUE
100 | bus_LV_1139-9_0_3_node_172 | 0.4 | n |  | TRUE
101 | bus_LV_1139-9_0_3_node_170 | 0.4 | n |  | TRUE
102 | bus_LV_1139-9_0_3_node_173 | 0.4 | n |  | TRUE
103 | bus_LV_1139-9_0_3_node_171 | 0.4 | n |  | TRUE
104 | bus_LV_1139-9_0_3_node_168 | 0.4 | n |  | TRUE
105 | bus_LV_1139-9_0_3_node_167 | 0.4 | n |  | TRUE
106 | bus_LV_1139-9_0_3_node_159 | 0.4 | n |  | TRUE
107 | bus_LV_1139-9_0_3_node_162 | 0.4 | n |  | TRUE
108 | bus_LV_1139-9_0_3_node_163 | 0.4 | n |  | TRUE
109 | bus_LV_1139-9_0_3_node_164 | 0.4 | n |  | TRUE
110 | bus_LV_1139-9_0_3_node_165 | 0.4 | n |  | TRUE
111 | bus_LV_1139-9_0_3_node_166 | 0.4 | n |  | TRUE
112 | bus_LV_1139-9_0_3_node_174 | 0.4 | n |  | TRUE
113 | bus_LV_1139-9_0_3_node_190 | 0.4 | n |  | TRUE
114 | bus_LV_1139-9_0_3_node_189 | 0.4 | n |  | TRUE
115 | bus_LV_1139-9_0_3_node_191 | 0.4 | n |  | TRUE
116 | bus_LV_1139-9_0_3_node_178 | 0.4 | n |  | TRUE
117 | bus_LV_1139-9_0_3_node_199 | 0.4 | n |  | TRUE
118 | bus_LV_1139-9_0_3_node_188 | 0.4 | n |  | TRUE
119 | bus_LV_1139-9_0_3_node_184 | 0.4 | n |  | TRUE
120 | bus_LV_1139-9_0_3_node_185 | 0.4 | n |  | TRUE
121 | bus_LV_1139-9_0_3_node_186 | 0.4 | n |  | TRUE
122 | bus_LV_1139-9_0_3_node_187 | 0.4 | n |  | TRUE
123 | bus_MV_475_1_node_43 | 20 | n |  | TRUE

## load
| name | bus | p_mw | q_mvar | const_z_percent | const_i_percent | sn_mva | scaling | in_service | type
0 | LV_1139-9_0_3_load_0 | 0 | 0.00011815 | 2.9611e-05 | 0 | 0 |  | 1 | TRUE | wye
1 | LV_1139-9_0_3_load_1 | 1 | 9.3428e-05 | 2.3415e-05 | 0 | 0 |  | 1 | TRUE | wye
2 | LV_1139-9_0_3_load_2 | 2 | 0.00041542 | 0.00010411 | 0 | 0 |  | 1 | TRUE | wye
3 | LV_1139-9_0_3_load_3 | 3 | 4.1752e-05 | 1.0464e-05 | 0 | 0 |  | 1 | TRUE | wye
4 | LV_1139-9_0_3_load_4 | 4 | 9.5269e-05 | 2.3877e-05 | 0 | 0 |  | 1 | TRUE | wye
5 | LV_1139-9_0_3_load_5 | 5 | 0.00023482 | 5.885e-05 | 0 | 0 |  | 1 | TRUE | wye
6 | LV_1139-9_0_3_load_8 | 6 | 4.635e-05 | 1.1617e-05 | 0 | 0 |  | 1 | TRUE | wye
7 | LV_1139-9_0_3_load_179 | 7 | 0.00015503 | 3.8853e-05 | 0 | 0 |  | 1 | TRUE | wye
8 | LV_1139-9_0_3_load_6 | 8 | 0.00027273 | 6.8354e-05 | 0 | 0 |  | 1 | TRUE | wye
9 | LV_1139-9_0_3_load_7 | 9 | 0.0002964 | 7.4285e-05 | 0 | 0 |  | 1 | TRUE | wye
10 | LV_1139-9_0_3_load_9 | 10 | 7.3201e-05 | 1.8346e-05 | 0 | 0 |  | 1 | TRUE | wye
11 | LV_1139-9_0_3_load_183 | 12 | 4.483e-05 | 1.1236e-05 | 0 | 0 |  | 1 | TRUE | wye
12 | LV_1139-9_0_3_load_115 | 15 | 7.874e-05 | 1.9734e-05 | 0 | 0 |  | 1 | TRUE | wye
13 | LV_1139-9_0_3_load_130 | 16 | 0.002012 | 0.00050426 | 0 | 0 |  | 1 | TRUE | wye
14 | LV_1139-9_0_3_load_32 | 17 | 0.00075756 | 0.00018986 | 0 | 0 |  | 1 | TRUE | wye
15 | LV_1139-9_0_3_load_33 | 18 | 0.00060861 | 0.00015253 | 0 | 0 |  | 1 | TRUE | wye
16 | LV_1139-9_0_3_load_35 | 19 | 0.00068513 | 0.00017171 | 0 | 0 |  | 1 | TRUE | wye
17 | LV_1139-9_0_3_load_37 | 20 | 0.00058781 | 0.00014732 | 0 | 0 |  | 1 | TRUE | wye
18 | LV_1139-9_0_3_load_36 | 21 | 0.00030404 | 7.6199e-05 | 0 | 0 |  | 1 | TRUE | wye
19 | LV_1139-9_0_3_load_38 | 22 | 0.00021913 | 5.4919e-05 | 0 | 0 |  | 1 | TRUE | wye
20 | LV_1139-9_0_3_load_39 | 23 | 0.00046084 | 0.0001155 | 0 | 0 |  | 1 | TRUE | wye
21 | LV_1139-9_0_3_load_52 | 24 | 0.00024254 | 6.0787e-05 | 0 | 0 |  | 1 | TRUE | wye
22 | LV_1139-9_0_3_load_43 | 25 | 0.00038049 | 9.536e-05 | 0 | 0 |  | 1 | TRUE | wye
23 | LV_1139-9_0_3_load_40 | 26 | 0.00052586 | 0.00013179 | 0 | 0 |  | 1 | TRUE | wye
24 | LV_1139-9_0_3_load_41 | 27 | 0.0011948 | 0.00029945 | 0 | 0 |  | 1 | TRUE | wye
25 | LV_1139-9_0_3_load_44 | 29 | 0.0014623 | 0.00036649 | 0 | 0 |  | 1 | TRUE | wye
26 | LV_1139-9_0_3_load_45 | 30 | 0.0029706 | 0.00074451 | 0 | 0 |  | 1 | TRUE | wye
27 | LV_1139-9_0_3_load_106 | 31 | 0.0013207 | 0.000331 | 0 | 0 |  | 1 | TRUE | wye
28 | LV_1139-9_0_3_load_128 | 32 | 0.0036096 | 0.00090465 | 0 | 0 |  | 1 | TRUE | wye
29 | LV_1139-9_0_3_load_107 | 33 | 0.0030397 | 0.00076182 | 0 | 0 |  | 1 | TRUE | wye
30 | LV_1139-9_0_3_load_126 | 34 | 0.0013666 | 0.00034251 | 0 | 0 |  | 1 | TRUE | wye
31 | LV_1139-9_0_3_load_114 | 35 | 0.00056799 | 0.00014235 | 0 | 0 |  | 1 | TRUE | wye
32 | LV_1139-9_0_3_load_104 | 36 | 0.0039485 | 0.00098958 | 0 | 0 |  | 1 | TRUE | wye
33 | LV_1139-9_0_3_load_95 | 37 | 0.0011757 | 0.00029465 | 0 | 0 |  | 1 | TRUE | wye
34 | LV_1139-9_0_3_load_96 | 38 | 0.0024623 | 0.00061711 | 0 | 0 |  | 1 | TRUE | wye
35 | LV_1139-9_0_3_load_97 | 39 | 0.0030913 | 0.00077475 | 0 | 0 |  | 1 | TRUE | wye
36 | LV_1139-9_0_3_load_98 | 40 | 0.00041341 | 0.00010361 | 0 | 0 |  | 1 | TRUE | wye
37 | LV_1139-9_0_3_load_99 | 41 | 0.0040166 | 0.0010067 | 0 | 0 |  | 1 | TRUE | wye
38 | LV_1139-9_0_3_load_103 | 44 | 0.00057694 | 0.00014459 | 0 | 0 |  | 1 | TRUE | wye
39 | LV_1139-9_0_3_load_100 | 45 | 0.0034716 | 0.00087006 | 0 | 0 |  | 1 | TRUE | wye
40 | LV_1139-9_0_3_load_122 | 47 | 0.0028372 | 0.00071106 | 0 | 0 |  | 1 | TRUE | wye
41 | LV_1139-9_0_3_load_117 | 48 | 0.0010785 | 0.0002703 | 0 | 0 |  | 1 | TRUE | wye
42 | LV_1139-9_0_3_load_105 | 50 | 0.0059201 | 0.0014837 | 0 | 0 |  | 1 | TRUE | wye
43 | LV_1139-9_0_3_load_112 | 52 | 4.1709e-05 | 1.0453e-05 | 0 | 0 |  | 1 | TRUE | wye
44 | LV_1139-9_0_3_load_113 | 53 | 0.0003269 | 8.1928e-05 | 0 | 0 |  | 1 | TRUE | wye
45 | LV_1139-9_0_3_load_108 | 54 | 0.00026697 | 6.6908e-05 | 0 | 0 |  | 1 | TRUE | wye
46 | LV_1139-9_0_3_load_135 | 55 | 0.00099001 | 0.00024812 | 0 | 0 |  | 1 | TRUE | wye
47 | LV_1139-9_0_3_load_136 | 56 | 0.00301 | 0.00075438 | 0 | 0 |  | 1 | TRUE | wye
48 | LV_1139-9_0_3_load_109 | 57 | 0.00010363 | 2.5972e-05 | 0 | 0 |  | 1 | TRUE | wye
49 | LV_1139-9_0_3_load_111 | 58 | 0.00034777 | 8.716e-05 | 0 | 0 |  | 1 | TRUE | wye
50 | LV_1139-9_0_3_load_132 | 59 | 0.00011534 | 2.8907e-05 | 0 | 0 |  | 1 | TRUE | wye
51 | LV_1139-9_0_3_load_131 | 60 | 9.8027e-05 | 2.4568e-05 | 0 | 0 |  | 1 | TRUE | wye
52 | LV_1139-9_0_3_load_118 | 61 | 0.0052841 | 0.0013243 | 0 | 0 |  | 1 | TRUE | wye
53 | LV_1139-9_0_3_load_120 | 62 | 0.0022295 | 0.00055877 | 0 | 0 |  | 1 | TRUE | wye
54 | LV_1139-9_0_3_load_169 | 63 | 0.0027238 | 0.00068266 | 0 | 0 |  | 1 | TRUE | wye
55 | LV_1139-9_0_3_load_147 | 64 | 0.0018175 | 0.00045552 | 0 | 0 |  | 1 | TRUE | wye
56 | LV_1139-9_0_3_load_161 | 65 | 0.0025572 | 0.00064089 | 0 | 0 |  | 1 | TRUE | wye
57 | LV_1139-9_0_3_load_123 | 66 | 0.0030116 | 0.00075477 | 0 | 0 |  | 1 | TRUE | wye
58 | LV_1139-9_0_3_load_143 | 67 | 0.0012364 | 0.00030987 | 0 | 0 |  | 1 | TRUE | wye
59 | LV_1139-9_0_3_load_145 | 68 | 0.0018427 | 0.00046182 | 0 | 0 |  | 1 | TRUE | wye
60 | LV_1139-9_0_3_load_160 | 69 | 0.00041964 | 0.00010517 | 0 | 0 |  | 1 | TRUE | wye
61 | LV_1139-9_0_3_load_124 | 70 | 0.00086264 | 0.0002162 | 0 | 0 |  | 1 | TRUE | wye
62 | LV_1139-9_0_3_load_129 | 71 | 0.0016388 | 0.00041071 | 0 | 0 |  | 1 | TRUE | wye
63 | LV_1139-9_0_3_load_127 | 72 | 0.0052583 | 0.0013178 | 0 | 0 |  | 1 | TRUE | wye
64 | LV_1139-9_0_3_load_125 | 73 | 0.0022533 | 0.00056474 | 0 | 0 |  | 1 | TRUE | wye
65 | LV_1139-9_0_3_load_133 | 74 | 9.6136e-05 | 2.4094e-05 | 0 | 0 |  | 1 | TRUE | wye
66 | LV_1139-9_0_3_load_137 | 76 | 0.00013802 | 3.459e-05 | 0 | 0 |  | 1 | TRUE | wye
67 | LV_1139-9_0_3_load_138 | 78 | 0.0012303 | 0.00030834 | 0 | 0 |  | 1 | TRUE | wye
68 | LV_1139-9_0_3_load_139 | 79 | 0.00065224 | 0.00016347 | 0 | 0 |  | 1 | TRUE | wye
69 | LV_1139-9_0_3_load_141 | 81 | 0.00055865 | 0.00014001 | 0 | 0 |  | 1 | TRUE | wye
70 | LV_1139-9_0_3_load_142 | 82 | 0.0047854 | 0.0011993 | 0 | 0 |  | 1 | TRUE | wye
71 | LV_1139-9_0_3_load_181 | 85 | 0.005049 | 0.0012654 | 0 | 0 |  | 1 | TRUE | wye
72 | LV_1139-9_0_3_load_156 | 86 | 0.0016345 | 0.00040963 | 0 | 0 |  | 1 | TRUE | wye
73 | LV_1139-9_0_3_load_144 | 87 | 0.0083836 | 0.0021011 | 0 | 0 |  | 1 | TRUE | wye
74 | LV_1139-9_0_3_load_148 | 89 | 0.0017431 | 0.00043687 | 0 | 0 |  | 1 | TRUE | wye
75 | LV_1139-9_0_3_load_149 | 90 | 0.00096662 | 0.00024226 | 0 | 0 |  | 1 | TRUE | wye
76 | LV_1139-9_0_3_load_157 | 91 | 0.00065309 | 0.00016368 | 0 | 0 |  | 1 | TRUE | wye
77 | LV_1139-9_0_3_load_176 | 92 | 0.0059299 | 0.0014862 | 0 | 0 |  | 1 | TRUE | wye
78 | LV_1139-9_0_3_load_158 | 93 | 0.00046019 | 0.00011533 | 0 | 0 |  | 1 | TRUE | wye
79 | LV_1139-9_0_3_load_150 | 95 | 0.0014603 | 0.00036599 | 0 | 0 |  | 1 | TRUE | wye
80 | LV_1139-9_0_3_load_151 | 96 | 0.002989 | 0.0007491 | 0 | 0 |  | 1 | TRUE | wye
81 | LV_1139-9_0_3_load_152 | 97 | 0.00068773 | 0.00017236 | 0 | 0 |  | 1 | TRUE | wye
82 | LV_1139-9_0_3_load_153 | 98 | 0.00088178 | 0.000221 | 0 | 0 |  | 1 | TRUE | wye
83 | LV_1139-9_0_3_load_154 | 99 | 0.0013944 | 0.00034947 | 0 | 0 |  | 1 | TRUE | wye
84 | LV_1139-9_0_3_load_172 | 100 | 0.0011397 | 0.00028564 | 0 | 0 |  | 1 | TRUE | wye
85 | LV_1139-9_0_3_load_170 | 101 | 0.0033114 | 0.00082992 | 0 | 0 |  | 1 | TRUE | wye
86 | LV_1139-9_0_3_load_171 | 103 | 0.0017095 | 0.00042843 | 0 | 0 |  | 1 | TRUE | wye
87 | LV_1139-9_0_3_load_168 | 104 | 0.00038097 | 9.548e-05 | 0 | 0 |  | 1 | TRUE | wye
88 | LV_1139-9_0_3_load_167 | 105 | 0.0010353 | 0.00025946 | 0 | 0 |  | 1 | TRUE | wye
89 | LV_1139-9_0_3_load_159 | 106 | 0.00097068 | 0.00024328 | 0 | 0 |  | 1 | TRUE | wye
90 | LV_1139-9_0_3_load_163 | 108 | 0.0022427 | 0.00056208 | 0 | 0 |  | 1 | TRUE | wye
91 | LV_1139-9_0_3_load_164 | 109 | 0.00094784 | 0.00023755 | 0 | 0 |  | 1 | TRUE | wye
92 | LV_1139-9_0_3_load_165 | 110 | 0.00044729 | 0.0001121 | 0 | 0 |  | 1 | TRUE | wye
93 | LV_1139-9_0_3_load_166 | 111 | 0.0012159 | 0.00030474 | 0 | 0 |  | 1 | TRUE | wye
94 | LV_1139-9_0_3_load_174 | 112 | 0.0012256 | 0.00030716 | 0 | 0 |  | 1 | TRUE | wye
95 | LV_1139-9_0_3_load_189 | 114 | 0.0045576 | 0.0011422 | 0 | 0 |  | 1 | TRUE | wye
96 | LV_1139-9_0_3_load_191 | 115 | 0.0011878 | 0.00029769 | 0 | 0 |  | 1 | TRUE | wye
97 | LV_1139-9_0_3_load_199 | 117 | 0.0013348 | 0.00033453 | 0 | 0 |  | 1 | TRUE | wye
98 | LV_1139-9_0_3_load_184 | 119 | 0.0021226 | 0.00053197 | 0 | 0 |  | 1 | TRUE | wye
99 | LV_1139-9_0_3_load_187 | 122 | 0.0011615 | 0.00029109 | 0 | 0 |  | 1 | TRUE | wye

## ext_grid
| name | bus | vm_pu | va_degree | slack_weight | in_service
0 |  | 48 | 1 | 0 | 1 | TRUE

## line
| name | std_type | from_bus | to_bus | length_km | r_ohm_per_km | x_ohm_per_km | c_nf_per_km | g_us_per_km | max_i_ka | df | parallel | type | in_service
0 | LV_1139-9_0_3_line_0 | NAYY 4x150 SE | 0 | 1 | 0.021388 | 0.208 | 0.08 | 261 | 0 | 0.27 | 1 | 1 | cs | TRUE
1 | LV_1139-9_0_3_line_1 | NAYY 4x150 SE | 0 | 2 | 0.013532 | 0.208 | 0.08 | 261 | 0 | 0.27 | 1 | 1 | cs | TRUE
2 | LV_1139-9_0_3_line_2 | NAYY 4x150 SE | 1 | 3 | 0.13731 | 0.208 | 0.08 | 261 | 0 | 0.27 | 1 | 1 | cs | TRUE
3 | LV_1139-9_0_3_line_3 | NAYY 4x150 SE | 2 | 4 | 0.0020447 | 0.208 | 0.08 | 261 | 0 | 0.27 | 1 | 1 | cs | TRUE
4 | LV_1139-9_0_3_line_4 | NAYY 4x150 SE | 3 | 5 | 0.012418 | 0.208 | 0.08 | 261 | 0 | 0.27 | 1 | 1 | cs | TRUE
5 | LV_1139-9_0_3_line_5 | NAYY 4x150 SE | 4 | 6 | 0.21288 | 0.208 | 0.08 | 261 | 0 | 0.27 | 1 | 1 | cs | TRUE
6 | LV_1139-9_0_3_line_6 | NAYY 4x150 SE | 5 | 7 | 0.11409 | 0.208 | 0.08 | 261 | 0 | 0.27 | 1 | 1 | cs | TRUE
7 | LV_1139-9_0_3_line_7 | NAYY 4x150 SE | 6 | 8 | 0.028629 | 0.208 | 0.08 | 261 | 0 | 0.27 | 1 | 1 | cs | TRUE
8 | LV_1139-9_0_3_line_8 | NAYY 4x150 SE | 7 | 13 | 0.089672 | 0.208 | 0.08 | 261 | 0 | 0.27 | 1 | 1 | cs | TRUE
9 | LV_1139-9_0_3_line_9 | NAYY 4x150 SE | 8 | 9 | 0.14939 | 0.208 | 0.08 | 261 | 0 | 0.27 | 1 | 1 | cs | TRUE
10 | LV_1139-9_0_3_line_10 | NAYY 4x150 SE | 9 | 10 | 0.015521 | 0.208 | 0.08 | 261 | 0 | 0.27 | 1 | 1 | cs | TRUE
11 | LV_1139-9_0_3_line_11 | NAYY 4x150 SE | 10 | 11 | 0.012667 | 0.208 | 0.08 | 261 | 0 | 0.27 | 1 | 1 | cs | TRUE
12 | LV_1139-9_0_3_line_12 | NAYY 4x150 SE | 11 | 12 | 0.017101 | 0.208 | 0.08 | 261 | 0 | 0.27 | 1 | 1 | cs | TRUE
13 | LV_1139-9_0_3_line_13 | NAYY 4x150 SE | 13 | 77 | 0.01588 | 0.208 | 0.08 | 261 | 0 | 0.27 | 1 | 1 | cs | TRUE
14 | LV_1139-9_0_3_line_14 | NAYY 4x150 SE | 14 | 15 | 0.18944 | 0.208 | 0.08 | 261 | 0 | 0.27 | 1 | 1 | cs | TRUE
15 | LV_1139-9_0_3_line_15 | NAYY 4x150 SE | 14 | 16 | 0.072278 | 0.208 | 0.08 | 261 | 0 | 0.27 | 1 | 1 | cs | TRUE
16 | LV_1139-9_0_3_line_16 | NAYY 4x150 SE | 15 | 35 | 0.0204 | 0.208 | 0.08 | 261 | 0 | 0.27 | 1 | 1 | cs | TRUE
17 | LV_1139-9_0_3_line_17 | NAYY 4x150 SE | 16 | 36 | 0.083223 | 0.208 | 0.08 | 261 | 0 | 0.27 | 1 | 1 | cs | TRUE
18 | LV_1139-9_0_3_line_18 | NAYY 4x150 SE | 17 | 18 | 0.020288 | 0.208 | 0.08 | 261 | 0 | 0.27 | 1 | 1 | cs | TRUE
19 | LV_1139-9_0_3_line_19 | NAYY 4x150 SE | 18 | 19 | 0.0017353 | 0.208 | 0.08 | 261 | 0 | 0.27 | 1 | 1 | cs | TRUE
20 | LV_1139-9_0_3_line_20 | NAYY 4x150 SE | 19 | 20 | 0.0005617 | 0.208 | 0.08 | 261 | 0 | 0.27 | 1 | 1 | cs | TRUE
21 | LV_1139-9_0_3_line_21 | NAYY 4x150 SE | 20 | 21 | 0.021805 | 0.208 | 0.08 | 261 | 0 | 0.27 | 1 | 1 | cs | TRUE
22 | LV_1139-9_0_3_line_22 | NAYY 4x150 SE | 21 | 22 | 0.0059777 | 0.208 | 0.08 | 261 | 0 | 0.27 | 1 | 1 | cs | TRUE
23 | LV_1139-9_0_3_line_23 | NAYY 4x150 SE | 22 | 23 | 0.01128 | 0.208 | 0.08 | 261 | 0 | 0.27 | 1 | 1 | cs | TRUE
24 | LV_1139-9_0_3_line_24 | NAYY 4x150 SE | 23 | 24 | 0.013009 | 0.208 | 0.08 | 261 | 0 | 0.27 | 1 | 1 | cs | TRUE
25 | LV_1139-9_0_3_line_25 | NAYY 4x150 SE | 24 | 25 | 0.0099627 | 0.208 | 0.08 | 261 | 0 | 0.27 | 1 | 1 | cs | TRUE
26 | LV_1139-9_0_3_line_26 | NAYY 4x150 SE | 25 | 27 | 0.024007 | 0.208 | 0.08 | 261 | 0 | 0.27 | 1 | 1 | cs | TRUE
27 | LV_1139-9_0_3_line_27 | NAYY 4x150 SE | 26 | 27 | 0.002478 | 0.208 | 0.08 | 261 | 0 | 0.27 | 1 | 1 | cs | TRUE
28 | LV_1139-9_0_3_line_28 | NAYY 4x150 SE | 26 | 28 | 0.036187 | 0.208 | 0.08 | 261 | 0 | 0.27 | 1 | 1 | cs | TRUE
29 | LV_1139-9_0_3_line_29 | NAYY 4x150 SE | 28 | 29 | 0.013289 | 0.208 | 0.08 | 261 | 0 | 0.27 | 1 | 1 | cs | TRUE
30 | LV_1139-9_0_3_line_30 | NAYY 4x150 SE | 28 | 30 | 0.011977 | 0.208 | 0.08 | 261 | 0 | 0.27 | 1 | 1 | cs | TRUE
31 | LV_1139-9_0_3_line_31 | NAYY 4x150 SE | 29 | 31 | 0.0061277 | 0.208 | 0.08 | 261 | 0 | 0.27 | 1 | 1 | cs | TRUE
32 | LV_1139-9_0_3_line_32 | NAYY 4x150 SE | 30 | 32 | 0.025372 | 0.208 | 0.08 | 261 | 0 | 0.27 | 1 | 1 | cs | TRUE
33 | LV_1139-9_0_3_line_33 | NAYY 4x150 SE | 31 | 33 | 0.022335 | 0.208 | 0.08 | 261 | 0 | 0.27 | 1 | 1 | cs | TRUE
34 | LV_1139-9_0_3_line_34 | NAYY 4x150 SE | 32 | 34 | 0.00076942 | 0.208 | 0.08 | 261 | 0 | 0.27 | 1 | 1 | cs | TRUE
35 | LV_1139-9_0_3_line_35 | NAYY 4x150 SE | 33 | 55 | 0.0335 | 0.208 | 0.08 | 261 | 0 | 0.27 | 1 | 1 | cs | TRUE
36 | LV_1139-9_0_3_line_36 | NAYY 4x150 SE | 34 | 73 | 0.021663 | 0.208 | 0.08 | 261 | 0 | 0.27 | 1 | 1 | cs | TRUE
37 | LV_1139-9_0_3_line_37 | NAYY 4x150 SE | 36 | 49 | 0.0023052 | 0.208 | 0.08 | 261 | 0 | 0.27 | 1 | 1 | cs | TRUE
38 | LV_1139-9_0_3_line_38 | NAYY 4x150 SE | 37 | 38 | 0.00034167 | 0.208 | 0.08 | 261 | 0 | 0.27 | 1 | 1 | cs | TRUE
39 | LV_1139-9_0_3_line_39 | NAYY 4x150 SE | 37 | 39 | 0.044423 | 0.208 | 0.08 | 261 | 0 | 0.27 | 1 | 1 | cs | TRUE
40 | LV_1139-9_0_3_line_40 | NAYY 4x150 SE | 38 | 40 | 0.032784 | 0.208 | 0.08 | 261 | 0 | 0.27 | 1 | 1 | cs | TRUE
41 | LV_1139-9_0_3_line_41 | NAYY 4x150 SE | 39 | 41 | 0.026967 | 0.208 | 0.08 | 261 | 0 | 0.27 | 1 | 1 | cs | TRUE
42 | LV_1139-9_0_3_line_42 | NAYY 4x150 SE | 40 | 42 | 0.13244 | 0.208 | 0.08 | 261 | 0 | 0.27 | 1 | 1 | cs | TRUE
43 | LV_1139-9_0_3_line_43 | NAYY 4x150 SE | 41 | 43 | 0.045166 | 0.208 | 0.08 | 261 | 0 | 0.27 | 1 | 1 | cs | TRUE
44 | LV_1139-9_0_3_line_44 | NAYY 4x150 SE | 42 | 44 | 0.015969 | 0.208 | 0.08 | 261 | 0 | 0.27 | 1 | 1 | cs | TRUE
45 | LV_1139-9_0_3_line_45 | NAYY 4x150 SE | 42 | 45 | 0.074515 | 0.208 | 0.08 | 261 | 0 | 0.27 | 1 | 1 | cs | TRUE
46 | LV_1139-9_0_3_line_46 | NAYY 4x150 SE | 43 | 46 | 0.007801 | 0.208 | 0.08 | 261 | 0 | 0.27 | 1 | 1 | cs | TRUE
47 | LV_1139-9_0_3_line_47 | NAYY 4x150 SE | 43 | 47 | 0.049599 | 0.208 | 0.08 | 261 | 0 | 0.27 | 1 | 1 | cs | TRUE
48 | LV_1139-9_0_3_line_48 | NAYY 4x150 SE | 43 | 48 | 0.029328 | 0.208 | 0.08 | 261 | 0 | 0.27 | 1 | 2 | cs | TRUE
49 | LV_1139-9_0_3_line_49 | NAYY 4x150 SE | 44 | 51 | 0.034265 | 0.208 | 0.08 | 261 | 0 | 0.27 | 1 | 1 | cs | TRUE
50 | LV_1139-9_0_3_line_50 | NAYY 4x150 SE | 45 | 49 | 0.068087 | 0.208 | 0.08 | 261 | 0 | 0.27 | 1 | 1 | cs | TRUE
51 | LV_1139-9_0_3_line_51 | NAYY 4x150 SE | 46 | 64 | 0.0074568 | 0.208 | 0.08 | 261 | 0 | 0.27 | 1 | 1 | cs | TRUE
52 | LV_1139-9_0_3_line_52 | NAYY 4x150 SE | 46 | 65 | 0.026472 | 0.208 | 0.08 | 261 | 0 | 0.27 | 1 | 1 | cs | TRUE
53 | LV_1139-9_0_3_line_53 | NAYY 4x150 SE | 47 | 66 | 0.0098617 | 0.208 | 0.08 | 261 | 0 | 0.27 | 1 | 1 | cs | TRUE
54 | LV_1139-9_0_3_line_54 | NAYY 4x150 SE | 48 | 61 | 0.01469 | 0.208 | 0.08 | 261 | 0 | 0.27 | 1 | 1 | cs | TRUE
55 | LV_1139-9_0_3_line_55 | NAYY 4x150 SE | 49 | 50 | 0.023706 | 0.208 | 0.08 | 261 | 0 | 0.27 | 1 | 1 | cs | TRUE
56 | LV_1139-9_0_3_line_56 | NAYY 4x150 SE | 51 | 52 | 0.068916 | 0.208 | 0.08 | 261 | 0 | 0.27 | 1 | 1 | cs | TRUE
57 | LV_1139-9_0_3_line_57 | NAYY 4x150 SE | 51 | 53 | 0.056961 | 0.208 | 0.08 | 261 | 0 | 0.27 | 1 | 1 | cs | TRUE
58 | LV_1139-9_0_3_line_58 | NAYY 4x150 SE | 51 | 54 | 0.043932 | 0.208 | 0.08 | 261 | 0 | 0.27 | 1 | 1 | cs | TRUE
59 | LV_1139-9_0_3_line_59 | NAYY 4x150 SE | 53 | 59 | 0.0036827 | 0.208 | 0.08 | 261 | 0 | 0.27 | 1 | 1 | cs | TRUE
60 | LV_1139-9_0_3_line_60 | NAYY 4x150 SE | 54 | 57 | 0.01361 | 0.208 | 0.08 | 261 | 0 | 0.27 | 1 | 1 | cs | TRUE
61 | LV_1139-9_0_3_line_61 | NAYY 4x150 SE | 55 | 56 | 0.0049772 | 0.208 | 0.08 | 261 | 0 | 0.27 | 1 | 1 | cs | TRUE
62 | LV_1139-9_0_3_line_62 | NAYY 4x150 SE | 57 | 58 | 0.021113 | 0.208 | 0.08 | 261 | 0 | 0.27 | 1 | 1 | cs | TRUE
63 | LV_1139-9_0_3_line_63 | NAYY 4x150 SE | 59 | 60 | 0.012027 | 0.208 | 0.08 | 261 | 0 | 0.27 | 1 | 1 | cs | TRUE
64 | LV_1139-9_0_3_line_64 | NAYY 4x150 SE | 60 | 74 | 0.0016215 | 0.208 | 0.08 | 261 | 0 | 0.27 | 1 | 1 | cs | TRUE
65 | LV_1139-9_0_3_line_65 | NAYY 4x150 SE | 61 | 62 | 0.017289 | 0.208 | 0.08 | 261 | 0 | 0.27 | 1 | 1 | cs | TRUE
66 | LV_1139-9_0_3_line_66 | NAYY 4x150 SE | 62 | 63 | 0.057201 | 0.208 | 0.08 | 261 | 0 | 0.27 | 1 | 1 | cs | TRUE
67 | LV_1139-9_0_3_line_67 | NAYY 4x150 SE | 63 | 67 | 0.012042 | 0.208 | 0.08 | 261 | 0 | 0.27 | 1 | 1 | cs | TRUE
68 | LV_1139-9_0_3_line_68 | NAYY 4x150 SE | 64 | 68 | 0.024225 | 0.208 | 0.08 | 261 | 0 | 0.27 | 1 | 1 | cs | TRUE
69 | LV_1139-9_0_3_line_69 | NAYY 4x150 SE | 65 | 69 | 0.03218 | 0.208 | 0.08 | 261 | 0 | 0.27 | 1 | 1 | cs | TRUE
70 | LV_1139-9_0_3_line_70 | NAYY 4x150 SE | 66 | 70 | 0.003404 | 0.208 | 0.08 | 261 | 0 | 0.27 | 1 | 1 | cs | TRUE
71 | LV_1139-9_0_3_line_71 | NAYY 4x150 SE | 67 | 80 | 0.012359 | 0.208 | 0.08 | 261 | 0 | 0.27 | 1 | 1 | cs | TRUE
72 | LV_1139-9_0_3_line_72 | NAYY 4x150 SE | 68 | 87 | 0.016127 | 0.208 | 0.08 | 261 | 0 | 0.27 | 1 | 1 | cs | TRUE
73 | LV_1139-9_0_3_line_73 | NAYY 4x150 SE | 69 | 107 | 0.0074624 | 0.208 | 0.08 | 261 | 0 | 0.27 | 1 | 1 | cs | TRUE
74 | LV_1139-9_0_3_line_74 | NAYY 4x150 SE | 70 | 71 | 0.022179 | 0.208 | 0.08 | 261 | 0 | 0.27 | 1 | 1 | cs | TRUE
75 | LV_1139-9_0_3_line_75 | NAYY 4x150 SE | 71 | 72 | 0.0012107 | 0.208 | 0.08 | 261 | 0 | 0.27 | 1 | 1 | cs | TRUE
76 | LV_1139-9_0_3_line_76 | NAYY 4x150 SE | 72 | 73 | 0.013479 | 0.208 | 0.08 | 261 | 0 | 0.27 | 1 | 1 | cs | TRUE
77 | LV_1139-9_0_3_line_77 | NAYY 4x150 SE | 74 | 75 | 0.19815 | 0.208 | 0.08 | 261 | 0 | 0.27 | 1 | 1 | cs | TRUE
78 | LV_1139-9_0_3_line_78 | NAYY 4x150 SE | 75 | 76 | 0.058135 | 0.208 | 0.08 | 261 | 0 | 0.27 | 1 | 1 | cs | TRUE
79 | LV_1139-9_0_3_line_79 | NAYY 4x150 SE | 76 | 77 | 0.026939 | 0.208 | 0.08 | 261 | 0 | 0.27 | 1 | 1 | cs | TRUE
80 | LV_1139-9_0_3_line_80 | NAYY 4x150 SE | 78 | 79 | 0.038491 | 0.208 | 0.08 | 261 | 0 | 0.27 | 1 | 1 | cs | TRUE
81 | LV_1139-9_0_3_line_81 | NAYY 4x150 SE | 78 | 80 | 0.017955 | 0.208 | 0.08 | 261 | 0 | 0.27 | 1 | 1 | cs | TRUE
82 | LV_1139-9_0_3_line_82 | NAYY 4x150 SE | 79 | 81 | 0.31825 | 0.208 | 0.08 | 261 | 0 | 0.27 | 1 | 1 | cs | TRUE
83 | LV_1139-9_0_3_line_83 | NAYY 4x150 SE | 80 | 82 | 0.033598 | 0.208 | 0.08 | 261 | 0 | 0.27 | 1 | 1 | cs | TRUE
84 | LV_1139-9_0_3_line_84 | NAYY 4x150 SE | 81 | 83 | 0.054067 | 0.208 | 0.08 | 261 | 0 | 0.27 | 1 | 1 | cs | TRUE
85 | LV_1139-9_0_3_line_85 | NAYY 4x150 SE | 82 | 84 | 0.13909 | 0.208 | 0.08 | 261 | 0 | 0.27 | 1 | 1 | cs | TRUE
86 | LV_1139-9_0_3_line_86 | NAYY 4x150 SE | 83 | 85 | 0.008713 | 0.208 | 0.08 | 261 | 0 | 0.27 | 1 | 1 | cs | TRUE
87 | LV_1139-9_0_3_line_87 | NAYY 4x150 SE | 84 | 86 | 0.19023 | 0.208 | 0.08 | 261 | 0 | 0.27 | 1 | 1 | cs | TRUE
88 | LV_1139-9_0_3_line_88 | NAYY 4x150 SE | 85 | 115 | 0.017002 | 0.208 | 0.08 | 261 | 0 | 0.27 | 1 | 1 | cs | TRUE
89 | LV_1139-9_0_3_line_89 | NAYY 4x150 SE | 86 | 104 | 0.023572 | 0.208 | 0.08 | 261 | 0 | 0.27 | 1 | 1 | cs | TRUE
90 | LV_1139-9_0_3_line_90 | NAYY 4x150 SE | 87 | 88 | 0.034531 | 0.208 | 0.08 | 261 | 0 | 0.27 | 1 | 1 | cs | TRUE
91 | LV_1139-9_0_3_line_91 | NAYY 4x150 SE | 88 | 89 | 0.036761 | 0.208 | 0.08 | 261 | 0 | 0.27 | 1 | 1 | cs | TRUE
92 | LV_1139-9_0_3_line_92 | NAYY 4x150 SE | 88 | 90 | 0.045486 | 0.208 | 0.08 | 261 | 0 | 0.27 | 1 | 1 | cs | TRUE
93 | LV_1139-9_0_3_line_93 | NAYY 4x150 SE | 89 | 91 | 0.0053314 | 0.208 | 0.08 | 261 | 0 | 0.27 | 1 | 1 | cs | TRUE
94 | LV_1139-9_0_3_line_94 | NAYY 4x150 SE | 90 | 92 | 0.039314 | 0.208 | 0.08 | 261 | 0 | 0.27 | 1 | 1 | cs | TRUE
95 | LV_1139-9_0_3_line_95 | NAYY 4x150 SE | 91 | 93 | 0.0092028 | 0.208 | 0.08 | 261 | 0 | 0.27 | 1 | 1 | cs | TRUE
96 | LV_1139-9_0_3_line_96 | NAYY 4x150 SE | 92 | 94 | 0.072098 | 0.208 | 0.08 | 261 | 0 | 0.27 | 1 | 1 | cs | TRUE
97 | LV_1139-9_0_3_line_97 | NAYY 4x150 SE | 93 | 106 | 0.0025344 | 0.208 | 0.08 | 261 | 0 | 0.27 | 1 | 1 | cs | TRUE
98 | LV_1139-9_0_3_line_98 | NAYY 4x150 SE | 94 | 116 | 0.078894 | 0.208 | 0.08 | 261 | 0 | 0.27 | 1 | 1 | cs | TRUE
99 | LV_1139-9_0_3_line_99 | NAYY 4x150 SE | 95 | 96 | 0.0034999 | 0.208 | 0.08 | 261 | 0 | 0.27 | 1 | 1 | cs | TRUE
100 | LV_1139-9_0_3_line_100 | NAYY 4x150 SE | 95 | 97 | 0.01172 | 0.208 | 0.08 | 261 | 0 | 0.27 | 1 | 1 | cs | TRUE
101 | LV_1139-9_0_3_line_101 | NAYY 4x150 SE | 96 | 98 | 0.0073281 | 0.208 | 0.08 | 261 | 0 | 0.27 | 1 | 1 | cs | TRUE
102 | LV_1139-9_0_3_line_102 | NAYY 4x150 SE | 97 | 99 | 0.012675 | 0.208 | 0.08 | 261 | 0 | 0.27 | 1 | 1 | cs | TRUE
103 | LV_1139-9_0_3_line_103 | NAYY 4x150 SE | 98 | 100 | 0.020207 | 0.208 | 0.08 | 261 | 0 | 0.27 | 1 | 1 | cs | TRUE
104 | LV_1139-9_0_3_line_104 | NAYY 4x150 SE | 99 | 101 | 0.015111 | 0.208 | 0.08 | 261 | 0 | 0.27 | 1 | 1 | cs | TRUE
105 | LV_1139-9_0_3_line_105 | NAYY 4x150 SE | 100 | 102 | 0.27257 | 0.208 | 0.08 | 261 | 0 | 0.27 | 1 | 1 | cs | TRUE
106 | LV_1139-9_0_3_line_106 | NAYY 4x150 SE | 101 | 103 | 0.00070741 | 0.208 | 0.08 | 261 | 0 | 0.27 | 1 | 1 | cs | TRUE
107 | LV_1139-9_0_3_line_107 | NAYY 4x150 SE | 102 | 112 | 0.05157 | 0.208 | 0.08 | 261 | 0 | 0.27 | 1 | 1 | cs | TRUE
108 | LV_1139-9_0_3_line_108 | NAYY 4x150 SE | 103 | 106 | 0.023846 | 0.208 | 0.08 | 261 | 0 | 0.27 | 1 | 1 | cs | TRUE
109 | LV_1139-9_0_3_line_109 | NAYY 4x150 SE | 104 | 105 | 0.016422 | 0.208 | 0.08 | 261 | 0 | 0.27 | 1 | 1 | cs | TRUE
110 | LV_1139-9_0_3_line_110 | NAYY 4x150 SE | 105 | 110 | 0.031136 | 0.208 | 0.08 | 261 | 0 | 0.27 | 1 | 1 | cs | TRUE
111 | LV_1139-9_0_3_line_111 | NAYY 4x150 SE | 107 | 108 | 0.007303 | 0.208 | 0.08 | 261 | 0 | 0.27 | 1 | 1 | cs | TRUE
112 | LV_1139-9_0_3_line_112 | NAYY 4x150 SE | 107 | 109 | 0.062021 | 0.208 | 0.08 | 261 | 0 | 0.27 | 1 | 1 | cs | TRUE
113 | LV_1139-9_0_3_line_113 | NAYY 4x150 SE | 110 | 111 | 0.0051677 | 0.208 | 0.08 | 261 | 0 | 0.27 | 1 | 1 | cs | TRUE
114 | LV_1139-9_0_3_line_114 | NAYY 4x150 SE | 112 | 113 | 0.065452 | 0.208 | 0.08 | 261 | 0 | 0.27 | 1 | 1 | cs | TRUE
115 | LV_1139-9_0_3_line_115 | NAYY 4x150 SE | 113 | 114 | 0.052185 | 0.208 | 0.08 | 261 | 0 | 0.27 | 1 | 1 | cs | TRUE
116 | LV_1139-9_0_3_line_116 | NAYY 4x150 SE | 115 | 118 | 0.067677 | 0.208 | 0.08 | 261 | 0 | 0.27 | 1 | 1 | cs | TRUE
117 | LV_1139-9_0_3_line_117 | NAYY 4x150 SE | 116 | 117 | 0.041512 | 0.208 | 0.08 | 261 | 0 | 0.27 | 1 | 1 | cs | TRUE
118 | LV_1139-9_0_3_line_118 | NAYY 4x150 SE | 118 | 121 | 0.17251 | 0.208 | 0.08 | 261 | 0 | 0.27 | 1 | 1 | cs | TRUE
119 | LV_1139-9_0_3_line_119 | NAYY 4x150 SE | 119 | 120 | 0.02547 | 0.208 | 0.08 | 261 | 0 | 0.27 | 1 | 1 | cs | TRUE
120 | LV_1139-9_0_3_line_120 | NAYY 4x150 SE | 119 | 121 | 0.037304 | 0.208 | 0.08 | 261 | 0 | 0.27 | 1 | 1 | cs | TRUE
121 | LV_1139-9_0_3_line_121 | NAYY 4x150 SE | 120 | 122 | 0.030652 | 0.208 | 0.08 | 261 | 0 | 0.27 | 1 | 1 | cs | TRUE

## trafo
| name | std_type | hv_bus | lv_bus | sn_mva | vn_hv_kv | vn_lv_kv | vk_percent | vkr_percent | pfe_kw | i0_percent | shift_degree | tap_side | tap_neutral | tap_min | tap_max | tap_step_percent | tap_step_degree | tap_pos | tap_phase_shifter | parallel | df | in_service
0 | LV_1139-9_0_3_trafo_117 | 0.25 MVA 20/0.4 kV | 123 | 48 | 0.25 | 20 | 0.4 | 6 | 1.44 | 0.8 | 0.32 | 150 | hv | 0 | -2 | 2 | 2.5 | 0 | 0 | FALSE | 1 | 1 | TRUE

## line_geodata
| x0 | y0 | x1 | y1 | x2 | y2 | x3 | y3 | x4 | y4 | x5 | y5 | x6 | y6 | x7 | y7 | x8 | y8 | x9 | y9 | x10 | y10 | x11 | y11 | x12 | y12 | x13 | y13 | x14 | y14 | x15 | y15 | x16 | y16 | x17 | y17 | x18 | y18 | x19 | y19 | x20 | y20 | x21 | y21 | x22 | y22 | x23 | y23
0 | 2633646.7036 | 1231524.9336 | 2633667.9633 | 1231527.2755
1 | 2633646.7036 | 1231524.9336 | 2633633.2533 | 1231523.452
2 | 2633805.0798 | 1231533.7132 | 2633764.5387 | 1231533.2741 | 2633673.743 | 1231527.9121 | 2633667.9633 | 1231527.2755
3 | 2633631.2209 | 1231523.2282 | 2633633.2533 | 1231523.452
4 | 2633817.4969 | 1231533.8477 | 2633805.0798 | 1231533.7132
5 | 2633631.2209 | 1231523.2282 | 2633500.2745 | 1231691.067
6 | 2633817.4969 | 1231533.8477 | 2633827.1377 | 1231533.9521 | 2633892.0324 | 1231530.4412 | 2633931.0887 | 1231524.795
7 | 2633500.2745 | 1231691.067 | 2633500.4561 | 1231695.1261 | 2633499.4164 | 1231699.5674 | 2633495.9418 | 1231703.3946 | 2633488.7916 | 1231710.4476 | 2633485.0279 | 1231713.4132
8 | 2634010.3141 | 1231493.8155 | 2634007.3519 | 1231501.9925 | 2633998.2301 | 1231509.3783 | 2633989.0964 | 1231513.5398 | 2633967.3513 | 1231519.5527 | 2633931.0887 | 1231524.795
9 | 2633375.4584 | 1231811.7032 | 2633377.1614 | 1231804.5786 | 2633380.2259 | 1231798.2363 | 2633384.9466 | 1231792.2702 | 2633485.0279 | 1231713.4132
10 | 2633373.7204 | 1231827.1067 | 2633373.8006 | 1231824.6054 | 2633375.0833 | 1231813.2723 | 2633375.4584 | 1231811.7032
11 | 2633373.3142 | 1231839.7675 | 2633373.7204 | 1231827.1067
12 | 2633373.3142 | 1231839.7675 | 2633390.4148 | 1231839.9125
13 | 2634010.5866 | 1231477.9407 | 2634010.3141 | 1231493.8155
14 | 2634338.7996 | 1231020.4994 | 2634334.2071 | 1231027.5995 | 2634328.042 | 1231039.5046 | 2634322.5252 | 1231045.343 | 2634315.5906 | 1231050.1727 | 2634307.6599 | 1231051.739 | 2634298.7771 | 1231051.6434 | 2634199.5813 | 1231028.1806 | 2634187.7653 | 1231024.5216 | 2634175.5861 | 1231023.4399 | 2634168.0016 | 1231023.8965
15 | 2634338.7996 | 1231020.4994 | 2634336.4248 | 1231037.0069 | 2634327.8168 | 1231066.7089 | 2634319.8593 | 1231090.0674
16 | 2634147.6387 | 1231025.1225 | 2634168.0016 | 1231023.8965
17 | 2634319.8593 | 1231090.0674 | 2634314.6205 | 1231105.4454 | 2634303.0971 | 1231133.8298 | 2634287.0525 | 1231159.6088 | 2634284.687 | 1231165.0996
18 | 2634537.4846 | 1231087.7604 | 2634531.0702 | 1231107.008
19 | 2634530.5215 | 1231108.6543 | 2634531.0702 | 1231107.008
20 | 2634530.5215 | 1231108.6543 | 2634530.3439 | 1231109.1872
21 | 2634523.45 | 1231129.8735 | 2634530.3439 | 1231109.1872
22 | 2634523.45 | 1231129.8735 | 2634521.5601 | 1231135.5446
23 | 2634517.9937 | 1231146.2459 | 2634521.5601 | 1231135.5446
24 | 2634513.3617 | 1231158.3771 | 2634515.2756 | 1231154.4021 | 2634517.9937 | 1231146.2459
25 | 2634513.3617 | 1231158.3771 | 2634509.0396 | 1231167.3534
26 | 2634509.0396 | 1231167.3534 | 2634505.2875 | 1231175.1458 | 2634497.222 | 1231188.2164
27 | 2634495.9207 | 1231190.3252 | 2634497.222 | 1231188.2164
28 | 2634476.9174 | 1231221.1208 | 2634495.9207 | 1231190.3252
29 | 2634476.9174 | 1231221.1208 | 2634488.3931 | 1231227.8218
30 | 2634476.9174 | 1231221.1208 | 2634470.6298 | 1231231.3141
31 | 2634488.3931 | 1231227.8218 | 2634493.6846 | 1231230.9118
32 | 2634470.6298 | 1231231.3141 | 2634458.05 | 1231251.7081 | 2634457.4054 | 1231252.9623
33 | 2634493.6846 | 1231230.9118 | 2634507.8016 | 1231239.1552 | 2634512.9728 | 1231242.173
34 | 2634457.0537 | 1231253.6466 | 2634457.4054 | 1231252.9623
35 | 2634519.2854 | 1231266.2201 | 2634525.7363 | 1231257.1258 | 2634527.0038 | 1231252.7193 | 2634522.7531 | 1231247.8806 | 2634512.9728 | 1231242.173
36 | 2634447.1509 | 1231272.9136 | 2634457.0537 | 1231253.6466
37 | 2634283.775 | 1231167.2168 | 2634284.687 | 1231165.0996
38 | 2634316.5905 | 1231296.9065 | 2634316.863 | 1231297.0093 | 2634316.9101 | 1231297.0271
39 | 2634356.4342 | 1231316.1781 | 2634347.4439 | 1231308.5594 | 2634316.9101 | 1231297.0271
40 | 2634286.6976 | 1231283.5641 | 2634287.9093 | 1231284.2791 | 2634303.095 | 1231291.8157 | 2634316.5905 | 1231296.9065
41 | 2634356.4342 | 1231316.1781 | 2634363.5861 | 1231322.2388 | 2634376.4408 | 1231334.2499
42 | 2634167.8794 | 1231226.0311 | 2634176.5982 | 1231232.2293 | 2634217.7142 | 1231247.6639 | 2634246.5052 | 1231261.0821 | 2634272.86 | 1231275.3981 | 2634286.6976 | 1231283.5641
43 | 2634409.4421 | 1231365.0855 | 2634376.4408 | 1231334.2499
44 | 2634167.8794 | 1231226.0311 | 2634152.0865 | 1231223.6667
45 | 2634167.8794 | 1231226.0311 | 2634170.5619 | 1231221.7772 | 2634176.6799 | 1231217.9989 | 2634184.1296 | 1231215.7402 | 2634211.0828 | 1231215.6061 | 2634232.1896 | 1231211.5249 | 2634238.0556 | 1231210.0055
46 | 2634409.4421 | 1231365.0855 | 2634406.4017 | 1231372.2723
47 | 2634409.4421 | 1231365.0855 | 2634430.446 | 1231320.153
48 | 2634409.4421 | 1231365.0855 | 2634419.3076 | 1231366.7324 | 2634438.6328 | 1231366.8443
49 | 2634118.8992 | 1231226.973 | 2634126.6976 | 1231223.3265 | 2634138.6121 | 1231221.6494 | 2634152.0865 | 1231223.6667
50 | 2634283.775 | 1231167.2168 | 2634275.1553 | 1231187.1905 | 2634271.8597 | 1231195.3099 | 2634265.0998 | 1231201.3858 | 2634257.089 | 1231205.0753 | 2634238.0556 | 1231210.0055
51 | 2634406.4017 | 1231372.2723 | 2634403.497 | 1231379.1402
52 | 2634406.4017 | 1231372.2723 | 2634392.8775 | 1231369.5036 | 2634381.1143 | 1231368.6351 | 2634380.2711 | 1231368.8559
53 | 2634430.446 | 1231320.153 | 2634432.6832 | 1231315.3671 | 2634434.1601 | 1231311.0331
54 | 2634453.3222 | 1231366.9294 | 2634438.6328 | 1231366.8443
55 | 2634283.775 | 1231167.2168 | 2634263.1299 | 1231155.565
56 | 2634118.8992 | 1231226.973 | 2634106.9393 | 1231223.38 | 2634054.4439 | 1231202.6826
57 | 2634118.8992 | 1231226.973 | 2634116.8207 | 1231231.5527 | 2634113.5369 | 1231254.826 | 2634107.9238 | 1231272.2601 | 2634101.7964 | 1231280.3053
58 | 2634118.8992 | 1231226.973 | 2634107.0199 | 1231229.1396 | 2634077.4226 | 1231240.9244
59 | 2634099.5651 | 1231283.235 | 2634101.7964 | 1231280.3053
60 | 2634077.4226 | 1231240.9244 | 2634065.8956 | 1231245.5142 | 2634064.8868 | 1231246.1684
61 | 2634516.4058 | 1231270.2798 | 2634519.2854 | 1231266.2201
62 | 2634047.0688 | 1231257.4699 | 2634048.5648 | 1231256.7552 | 2634064.8868 | 1231246.1684
63 | 2634090.829 | 1231291.441 | 2634098.1188 | 1231285.1341 | 2634099.5651 | 1231283.235
64 | 2634090.829 | 1231291.441 | 2634089.6028 | 1231292.5019
65 | 2634453.3222 | 1231366.9294 | 2634470.6109 | 1231367.0295
66 | 2634527.7848 | 1231368.6239 | 2634484.9089 | 1231367.1123 | 2634470.6109 | 1231367.0295
67 | 2634527.7848 | 1231368.6239 | 2634539.2633 | 1231369.0286 | 2634539.8171 | 1231368.9729
68 | 2634395.3332 | 1231401.8933 | 2634395.3332 | 1231401.8933 | 2634398.0099 | 1231392.1138 | 2634403.497 | 1231379.1402
69 | 2634380.2711 | 1231368.8559 | 2634372.9308 | 1231370.7781 | 2634363.7391 | 1231373.1042 | 2634357.7475 | 1231374.6706 | 2634352.3466 | 1231374.9285 | 2634350.3696 | 1231375.0171 | 2634348.8411 | 1231375.1105
70 | 2634434.1601 | 1231311.0331 | 2634435.2582 | 1231307.8111
71 | 2634552.1143 | 1231367.7357 | 2634539.8171 | 1231368.9729
72 | 2634395.3332 | 1231401.8933 | 2634394.166 | 1231415.1613 | 2634394.5269 | 1231417.9459
73 | 2634341.3926 | 1231375.5657 | 2634348.8411 | 1231375.1105
74 | 2634435.2582 | 1231307.8111 | 2634442.4124 | 1231286.8181
75 | 2634442.4124 | 1231286.8181 | 2634442.8029 | 1231285.6721
76 | 2634447.1509 | 1231272.9136 | 2634447.1509 | 1231272.9136 | 2634442.8029 | 1231285.6721
77 | 2633952.7306 | 1231417.0174 | 2633950.4767 | 1231409.8891 | 2633950.6734 | 1231401.952 | 2633953.4755 | 1231392.64 | 2633963.3077 | 1231374.9186 | 2633976.6994 | 1231358.496 | 2633991.3622 | 1231347.5841 | 2634014.457 | 1231336.0756 | 2634052.5128 | 1231318.5046 | 2634071.4891 | 1231308.1735 | 2634089.6028 | 1231292.5019
78 | 2633952.7306 | 1231417.0174 | 2633957.3599 | 1231423.2365 | 2633965.6943 | 1231430.4218 | 2633995.4532 | 1231456.2096
79 | 2634010.5866 | 1231477.9407 | 2634007.407 | 1231469.8397 | 2634000.7718 | 1231460.8185 | 2633995.4532 | 1231456.2096
80 | 2634566.2552 | 1231414.9571 | 2634567.2123 | 1231403.323 | 2634568.6986 | 1231392.5472 | 2634570.703 | 1231386.4329 | 2634571.0849 | 1231384.5784 | 2634570.255 | 1231382.728 | 2634566.0106 | 1231379.0994
81 | 2634552.1143 | 1231367.7357 | 2634559.1252 | 1231373.2131 | 2634566.0106 | 1231379.0994
82 | 2634566.2552 | 1231414.9571 | 2634565.6234 | 1231422.6368 | 2634565.5509 | 1231435.1107 | 2634565.1746 | 1231447.7496 | 2634565.6986 | 1231456.6136 | 2634567.1173 | 1231465.2828 | 2634571.5773 | 1231480.985 | 2634574.1935 | 1231486.8816 | 2634579.1354 | 1231495.2154 | 2634590.0173 | 1231513.4676 | 2634592.2219 | 1231519.8065 | 2634593.509 | 1231526.3736 | 2634593.6974 | 1231531.7336 | 2634589.7596 | 1231564.3085 | 2634589.7931 | 1231570.2679 | 2634591.3098 | 1231579.0043 | 2634594.8257 | 1231590.3428 | 2634614.445 | 1231632.1937 | 2634619.6344 | 1231640.9293 | 2634626.7801 | 1231650.499 | 2634635.5189 | 1231660.8784 | 2634653.057 | 1231675.1337 | 2634676.1227 | 1231689.4324 | 2634679.5563 | 1231691.7441
83 | 2634552.1143 | 1231367.7357 | 2634560.8583 | 1231362.9835 | 2634579.5189 | 1231348.4607
84 | 2634718.5215 | 1231728.2256 | 2634706.9745 | 1231720.2867 | 2634700.4431 | 1231713.1776 | 2634690.2655 | 1231698.954 | 2634679.5563 | 1231691.7441
85 | 2634683.9515 | 1231259.6581 | 2634665.3816 | 1231268.9112 | 2634633.5423 | 1231288.8604 | 2634617.1812 | 1231302.4847 | 2634607.7174 | 1231312.4914 | 2634592.55 | 1231331.8373 | 2634579.5189 | 1231348.4607
86 | 2634718.5215 | 1231728.2256 | 2634721.1082 | 1231736.5458
87 | 2634683.9515 | 1231259.6581 | 2634681.788 | 1231268.3509 | 2634657.5286 | 1231306.5886 | 2634644.0806 | 1231325.8444 | 2634642.6298 | 1231330.4944 | 2634643.0116 | 1231335.155 | 2634645.2184 | 1231339.8263 | 2634649.0592 | 1231343.4954 | 2634652.9054 | 1231344.9297 | 2634657.0977 | 1231345.4656 | 2634685.8285 | 1231341.6861 | 2634690.4984 | 1231342.1136 | 2634692.3796 | 1231342.8917 | 2634695.9681 | 1231344.3691 | 2634699.6032 | 1231348.2371 | 2634702.4257 | 1231352.5117 | 2634702.9937 | 1231358.9968 | 2634702.1421 | 1231366.074 | 2634698.2364 | 1231373.5447 | 2634692.7261 | 1231384.2759
88 | 2634733.7912 | 1231747.2246 | 2634727.969 | 1231744.2795 | 2634723.9293 | 1231741.0094 | 2634721.1082 | 1231736.5458 | 2634721.1082 | 1231736.5458
89 | 2634692.7261 | 1231384.2759 | 2634686.9381 | 1231395.5479 | 2634686.5009 | 1231400.4039 | 2634686.6577 | 1231406.4273
90 | 2634398.9726 | 1231452.1896 | 2634396.609 | 1231434.0093 | 2634394.5269 | 1231417.9459
91 | 2634398.9726 | 1231452.1896 | 2634405.2575 | 1231488.4097
92 | 2634398.9726 | 1231452.1896 | 2634382.0687 | 1231462.943 | 2634360.596 | 1231476.6067
93 | 2634405.2575 | 1231488.4097 | 2634406.169 | 1231493.6627
94 | 2634360.596 | 1231476.6067 | 2634333.0675 | 1231494.1239 | 2634328.1459 | 1231498.6476
95 | 2634407.7423 | 1231502.73 | 2634406.169 | 1231493.6627
96 | 2634284.2233 | 1231554.6462 | 2634291.4286 | 1231538.2221 | 2634307.777 | 1231517.3701 | 2634328.1459 | 1231498.6476
97 | 2634408.1756 | 1231505.2271 | 2634407.7423 | 1231502.73
98 | 2634284.2233 | 1231554.6462 | 2634273.0056 | 1231551.1573 | 2634271.4317 | 1231549.6362 | 2634262.5077 | 1231541.0351 | 2634257.5356 | 1231528.6544 | 2634254.0881 | 1231489.5327
99 | 2634411.8519 | 1231572.6796 | 2634411.6822 | 1231569.1839
100 | 2634411.114 | 1231557.478 | 2634411.6822 | 1231569.1839
101 | 2634411.8519 | 1231572.6796 | 2634412.1376 | 1231578.5656 | 2634412.2068 | 1231579.9991
102 | 2634410.4995 | 1231544.8183 | 2634411.114 | 1231557.478
103 | 2634413.1826 | 1231600.1828 | 2634412.5231 | 1231586.5506 | 2634412.2068 | 1231579.9991
104 | 2634410.4995 | 1231544.8183 | 2634410.4528 | 1231543.8568 | 2634409.6512 | 1231529.7309
105 | 2634426.3698 | 1231872.4287 | 2634416.2905 | 1231664.4202 | 2634413.1826 | 1231600.1828
106 | 2634409.6512 | 1231529.7309 | 2634409.6111 | 1231529.0246
107 | 2634426.3698 | 1231872.4287 | 2634427.2571 | 1231916.6945 | 2634426.9484 | 1231923.9831
108 | 2634408.1756 | 1231505.2271 | 2634408.3018 | 1231505.9544 | 2634409.6111 | 1231529.0246
109 | 2634686.6577 | 1231406.4273 | 2634686.9464 | 1231417.517 | 2634687.4736 | 1231422.8194
110 | 2634687.4736 | 1231422.8194 | 2634688.4772 | 1231432.9132 | 2634687.165 | 1231439.7653 | 2634684.8908 | 1231444.077 | 2634678.8983 | 1231450.9796
111 | 2634341.3926 | 1231375.5657 | 2634335.0296 | 1231371.949
112 | 2634341.3926 | 1231375.5657 | 2634330.3931 | 1231381.4614 | 2634322.3887 | 1231385.3955 | 2634317.6139 | 1231384.7676 | 2634314.8276 | 1231383.3617 | 2634311.4557 | 1231379.7623 | 2634307.9019 | 1231373.5825 | 2634304.7505 | 1231367.2048 | 2634303.3904 | 1231361.4268 | 2634304.8078 | 1231357.2657 | 2634306.8143 | 1231354.6868
113 | 2634678.3005 | 1231456.1126 | 2634678.8983 | 1231450.9796 | 2634678.8983 | 1231450.9796
114 | 2634424.1787 | 1231989.377 | 2634426.9484 | 1231923.9831
115 | 2634424.1787 | 1231989.377 | 2634461.2456 | 1231995.6175 | 2634475.4573 | 1231998.9483
116 | 2634794.2522 | 1231774.9632 | 2634790.0066 | 1231769.3572 | 2634786.1124 | 1231767.1219 | 2634781.1364 | 1231764.7025 | 2634750.8551 | 1231755.5422 | 2634741.3326 | 1231751.0394 | 2634733.7912 | 1231747.2246
117 | 2634254.0881 | 1231489.5327 | 2634256.237 | 1231480.6285 | 2634262.7202 | 1231463.3775 | 2634262.399 | 1231449.4559
118 | 2634794.2522 | 1231774.9632 | 2634796.5305 | 1231780.3131 | 2634798.8821 | 1231786.0638 | 2634805.1951 | 1231805.8795 | 2634822.4659 | 1231839.7903 | 2634846.776 | 1231884.4823 | 2634870.479 | 1231929.3599
119 | 2634809.5633 | 1231943.2341 | 2634822.4551 | 1231942.5313 | 2634834.7135 | 1231939.8012
120 | 2634870.479 | 1231929.3599 | 2634857.4878 | 1231934.0756 | 2634835.1019 | 1231939.7147 | 2634834.7135 | 1231939.8012
121 | 2634779.3534 | 1231937.5541 | 2634809.5633 | 1231943.2341

## bus_geodata
| x | y | coords
0 | 2633646.7036 | 1231524.9336
1 | 2633667.9633 | 1231527.2755
2 | 2633633.2533 | 1231523.452
3 | 2633805.0798 | 1231533.7132
4 | 2633631.2209 | 1231523.2282
5 | 2633817.4969 | 1231533.8477
6 | 2633500.2745 | 1231691.067
7 | 2633931.0887 | 1231524.795
8 | 2633485.0279 | 1231713.4132
9 | 2633375.4584 | 1231811.7032
10 | 2633373.7203 | 1231827.1067
11 | 2633373.3142 | 1231839.7675
12 | 2633390.4148 | 1231839.9125
13 | 2634010.3141 | 1231493.8155
14 | 2634338.7996 | 1231020.4994
15 | 2634168.0016 | 1231023.8965
16 | 2634319.8593 | 1231090.0674
17 | 2634537.4846 | 1231087.7604
18 | 2634531.0702 | 1231107.008
19 | 2634530.5215 | 1231108.6543
20 | 2634530.3439 | 1231109.1872
21 | 2634523.45 | 1231129.8735
22 | 2634521.5601 | 1231135.5446
23 | 2634517.9937 | 1231146.2459
24 | 2634513.3617 | 1231158.3771
25 | 2634509.0396 | 1231167.3534
26 | 2634495.9207 | 1231190.3252
27 | 2634497.222 | 1231188.2164
28 | 2634476.9174 | 1231221.1208
29 | 2634488.3931 | 1231227.8218
30 | 2634470.6298 | 1231231.3141
31 | 2634493.6846 | 1231230.9118
32 | 2634457.4054 | 1231252.9623
33 | 2634512.9728 | 1231242.173
34 | 2634457.0537 | 1231253.6466
35 | 2634147.6387 | 1231025.1225
36 | 2634284.687 | 1231165.0996
37 | 2634316.9101 | 1231297.0271
38 | 2634316.5905 | 1231296.9065
39 | 2634356.4342 | 1231316.1781
40 | 2634286.6976 | 1231283.5641
41 | 2634376.4408 | 1231334.2499
42 | 2634167.8794 | 1231226.0311
43 | 2634409.4421 | 1231365.0855
44 | 2634152.0865 | 1231223.6667
45 | 2634238.0555 | 1231210.0055
46 | 2634406.4017 | 1231372.2723
47 | 2634430.446 | 1231320.153
48 | 2634438.6328 | 1231366.8443
49 | 2634283.775 | 1231167.2168
50 | 2634263.1299 | 1231155.565
51 | 2634118.8992 | 1231226.973
52 | 2634054.4439 | 1231202.6826
53 | 2634101.7964 | 1231280.3053
54 | 2634077.4226 | 1231240.9244
55 | 2634519.2854 | 1231266.2201
56 | 2634516.4058 | 1231270.2798
57 | 2634064.8868 | 1231246.1684
58 | 2634047.0688 | 1231257.4699
59 | 2634099.5651 | 1231283.235
60 | 2634090.829 | 1231291.441
61 | 2634453.3222 | 1231366.9294
62 | 2634470.6109 | 1231367.0295
63 | 2634527.7848 | 1231368.6239
64 | 2634403.497 | 1231379.1402
65 | 2634380.2711 | 1231368.8559
66 | 2634434.1601 | 1231311.0331
67 | 2634539.8171 | 1231368.9729
68 | 2634395.3332 | 1231401.8933
69 | 2634348.8411 | 1231375.1105
70 | 2634435.2582 | 1231307.8111
71 | 2634442.4124 | 1231286.8181
72 | 2634442.8029 | 1231285.6721
73 | 2634447.1509 | 1231272.9136
74 | 2634089.6028 | 1231292.5019
75 | 2633952.7306 | 1231417.0174
76 | 2633995.4532 | 1231456.2096
77 | 2634010.5866 | 1231477.9407
78 | 2634566.0106 | 1231379.0994
79 | 2634566.2552 | 1231414.9571
80 | 2634552.1143 | 1231367.7357
81 | 2634679.5563 | 1231691.7441
82 | 2634579.5189 | 1231348.4607
83 | 2634718.5215 | 1231728.2256
84 | 2634683.9515 | 1231259.6581
85 | 2634721.1082 | 1231736.5458
86 | 2634692.7261 | 1231384.2759
87 | 2634394.5269 | 1231417.9459
88 | 2634398.9726 | 1231452.1896
89 | 2634405.2575 | 1231488.4097
90 | 2634360.596 | 1231476.6067
91 | 2634406.169 | 1231493.6627
92 | 2634328.1459 | 1231498.6476
93 | 2634407.7423 | 1231502.73
94 | 2634284.2233 | 1231554.6462
95 | 2634411.6822 | 1231569.1839
96 | 2634411.8519 | 1231572.6796
97 | 2634411.114 | 1231557.478
98 | 2634412.2068 | 1231579.9991
99 | 2634410.4995 | 1231544.8183
100 | 2634413.1826 | 1231600.1828
101 | 2634409.6512 | 1231529.7309
102 | 2634426.3698 | 1231872.4287
103 | 2634409.6111 | 1231529.0246
104 | 2634686.6577 | 1231406.4273
105 | 2634687.4736 | 1231422.8194
106 | 2634408.1756 | 1231505.2271
107 | 2634341.3926 | 1231375.5657
108 | 2634335.0296 | 1231371.949
109 | 2634306.8143 | 1231354.6868
110 | 2634678.8983 | 1231450.9796
111 | 2634678.3005 | 1231456.1126
112 | 2634426.9484 | 1231923.9831
113 | 2634424.1787 | 1231989.377
114 | 2634475.4573 | 1231998.9483
115 | 2634733.7912 | 1231747.2246
116 | 2634254.0881 | 1231489.5327
117 | 2634262.399 | 1231449.4559
118 | 2634794.2522 | 1231774.9632
119 | 2634834.7135 | 1231939.8012
120 | 2634809.5633 | 1231943.2341
121 | 2634870.479 | 1231929.3599
122 | 2634779.3534 | 1231937.5541
123 | 2634409.4421 | 1231365.0855

## line_std_types
| c_nf_per_km | r_ohm_per_km | x_ohm_per_km | max_i_ka | type | q_mm2 | alpha | voltage_rating
NAYY 4x50 SE | 210 | 0.642 | 0.083 | 0.142 | cs | 50 | 0.00403 | LV
NAYY 4x120 SE | 264 | 0.225 | 0.08 | 0.242 | cs | 120 | 0.00403 | LV
NAYY 4x150 SE | 261 | 0.208 | 0.08 | 0.27 | cs | 150 | 0.00403 | LV
NA2XS2Y 1x95 RM/25 12/20 kV | 216 | 0.313 | 0.132 | 0.252 | cs | 95 | 0.00403 | MV
NA2XS2Y 1x185 RM/25 12/20 kV | 273 | 0.161 | 0.117 | 0.362 | cs | 185 | 0.00403 | MV
NA2XS2Y 1x240 RM/25 12/20 kV | 304 | 0.122 | 0.112 | 0.421 | cs | 240 | 0.00403 | MV
NA2XS2Y 1x95 RM/25 6/10 kV | 315 | 0.313 | 0.123 | 0.249 | cs | 95 | 0.00403 | MV
NA2XS2Y 1x185 RM/25 6/10 kV | 406 | 0.161 | 0.11 | 0.358 | cs | 185 | 0.00403 | MV
NA2XS2Y 1x240 RM/25 6/10 kV | 456 | 0.122 | 0.105 | 0.416 | cs | 240 | 0.00403 | MV
NA2XS2Y 1x150 RM/25 12/20 kV | 250 | 0.206 | 0.116 | 0.319 | cs | 150 | 0.00403 | MV
NA2XS2Y 1x120 RM/25 12/20 kV | 230 | 0.253 | 0.119 | 0.283 | cs | 120 | 0.00403 | MV
NA2XS2Y 1x70 RM/25 12/20 kV | 190 | 0.443 | 0.132 | 0.22 | cs | 70 | 0.00403 | MV
NA2XS2Y 1x150 RM/25 6/10 kV | 360 | 0.206 | 0.11 | 0.315 | cs | 150 | 0.00403 | MV
NA2XS2Y 1x120 RM/25 6/10 kV | 340 | 0.253 | 0.113 | 0.28 | cs | 120 | 0.00403 | MV
NA2XS2Y 1x70 RM/25 6/10 kV | 280 | 0.443 | 0.123 | 0.217 | cs | 70 | 0.00403 | MV
N2XS(FL)2Y 1x120 RM/35 64/110 kV | 112 | 0.153 | 0.166 | 0.366 | cs | 120 | 0.00393 | HV
N2XS(FL)2Y 1x185 RM/35 64/110 kV | 125 | 0.099 | 0.156 | 0.457 | cs | 185 | 0.00393 | HV
N2XS(FL)2Y 1x240 RM/35 64/110 kV | 135 | 0.075 | 0.149 | 0.526 | cs | 240 | 0.00393 | HV
N2XS(FL)2Y 1x300 RM/35 64/110 kV | 144 | 0.06 | 0.144 | 0.588 | cs | 300 | 0.00393 | HV
15-AL1/3-ST1A 0.4 | 11 | 1.8769 | 0.35 | 0.105 | ol | 16 | 0.00403 | LV
24-AL1/4-ST1A 0.4 | 11.25 | 1.2012 | 0.335 | 0.14 | ol | 24 | 0.00403 | LV
48-AL1/8-ST1A 0.4 | 12.2 | 0.5939 | 0.3 | 0.21 | ol | 48 | 0.00403 | LV
94-AL1/15-ST1A 0.4 | 13.2 | 0.306 | 0.29 | 0.35 | ol | 94 | 0.00403 | LV
34-AL1/6-ST1A 10.0 | 9.7 | 0.8342 | 0.36 | 0.17 | ol | 34 | 0.00403 | MV
48-AL1/8-ST1A 10.0 | 10.1 | 0.5939 | 0.35 | 0.21 | ol | 48 | 0.00403 | MV
70-AL1/11-ST1A 10.0 | 10.4 | 0.4132 | 0.339 | 0.29 | ol | 70 | 0.00403 | MV
94-AL1/15-ST1A 10.0 | 10.75 | 0.306 | 0.33 | 0.35 | ol | 94 | 0.00403 | MV
122-AL1/20-ST1A 10.0 | 11.1 | 0.2376 | 0.323 | 0.41 | ol | 122 | 0.00403 | MV
149-AL1/24-ST1A 10.0 | 11.25 | 0.194 | 0.315 | 0.47 | ol | 149 | 0.00403 | MV
34-AL1/6-ST1A 20.0 | 9.15 | 0.8342 | 0.382 | 0.17 | ol | 34 | 0.00403 | MV
48-AL1/8-ST1A 20.0 | 9.5 | 0.5939 | 0.372 | 0.21 | ol | 48 | 0.00403 | MV
70-AL1/11-ST1A 20.0 | 9.7 | 0.4132 | 0.36 | 0.29 | ol | 70 | 0.00403 | MV
94-AL1/15-ST1A 20.0 | 10 | 0.306 | 0.35 | 0.35 | ol | 94 | 0.00403 | MV
122-AL1/20-ST1A 20.0 | 10.3 | 0.2376 | 0.344 | 0.41 | ol | 122 | 0.00403 | MV
149-AL1/24-ST1A 20.0 | 10.5 | 0.194 | 0.337 | 0.47 | ol | 149 | 0.00403 | MV
184-AL1/30-ST1A 20.0 | 10.75 | 0.1571 | 0.33 | 0.535 | ol | 184 | 0.00403 | MV
243-AL1/39-ST1A 20.0 | 11 | 0.1188 | 0.32 | 0.645 | ol | 243 | 0.00403 | MV
48-AL1/8-ST1A 110.0 | 8 | 0.5939 | 0.46 | 0.21 | ol | 48 | 0.00403 | HV
70-AL1/11-ST1A 110.0 | 8.4 | 0.4132 | 0.45 | 0.29 | ol | 70 | 0.00403 | HV
94-AL1/15-ST1A 110.0 | 8.65 | 0.306 | 0.44 | 0.35 | ol | 94 | 0.00403 | HV
122-AL1/20-ST1A 110.0 | 8.5 | 0.2376 | 0.43 | 0.41 | ol | 122 | 0.00403 | HV
149-AL1/24-ST1A 110.0 | 8.75 | 0.194 | 0.41 | 0.47 | ol | 149 | 0.00403 | HV
184-AL1/30-ST1A 110.0 | 8.8 | 0.1571 | 0.4 | 0.535 | ol | 184 | 0.00403 | HV
243-AL1/39-ST1A 110.0 | 9 | 0.1188 | 0.39 | 0.645 | ol | 243 | 0.00403 | HV
305-AL1/39-ST1A 110.0 | 9.2 | 0.0949 | 0.38 | 0.74 | ol | 305 | 0.00403 | HV
490-AL1/64-ST1A 110.0 | 9.75 | 0.059 | 0.37 | 0.96 | ol | 490 | 0.00403 | HV
679-AL1/86-ST1A 110.0 | 9.95 | 0.042 | 0.36 | 1.15 | ol | 679 | 0.00403 | HV
490-AL1/64-ST1A 220.0 | 10 | 0.059 | 0.285 | 0.96 | ol | 490 | 0.00403 | HV
679-AL1/86-ST1A 220.0 | 11.7 | 0.042 | 0.275 | 1.15 | ol | 679 | 0.00403 | HV
490-AL1/64-ST1A 380.0 | 11 | 0.059 | 0.253 | 0.96 | ol | 490 | 0.00403 | HV
679-AL1/86-ST1A 380.0 | 14.6 | 0.042 | 0.25 | 1.15 | ol | 679 | 0.00403 | HV

## trafo_std_types
| i0_percent | pfe_kw | vkr_percent | sn_mva | vn_lv_kv | vn_hv_kv | vk_percent | shift_degree | vector_group | tap_side | tap_neutral | tap_min | tap_max | tap_step_degree | tap_step_percent | tap_phase_shifter
160 MVA 380/110 kV | 0.06 | 60 | 0.25 | 160 | 110 | 380 | 12.2 | 0 | Yy0 | hv | 0 | -9 | 9 | 0 | 1.5 | FALSE
100 MVA 220/110 kV | 0.06 | 55 | 0.26 | 100 | 110 | 220 | 12 | 0 | Yy0 | hv | 0 | -9 | 9 | 0 | 1.5 | FALSE
63 MVA 110/20 kV | 0.04 | 22 | 0.32 | 63 | 20 | 110 | 18 | 150 | YNd5 | hv | 0 | -9 | 9 | 0 | 1.5 | FALSE
40 MVA 110/20 kV | 0.05 | 18 | 0.34 | 40 | 20 | 110 | 16.2 | 150 | YNd5 | hv | 0 | -9 | 9 | 0 | 1.5 | FALSE
25 MVA 110/20 kV | 0.07 | 14 | 0.41 | 25 | 20 | 110 | 12 | 150 | YNd5 | hv | 0 | -9 | 9 | 0 | 1.5 | FALSE
63 MVA 110/10 kV | 0.04 | 22 | 0.32 | 63 | 10 | 110 | 18 | 150 | YNd5 | hv | 0 | -9 | 9 | 0 | 1.5 | FALSE
40 MVA 110/10 kV | 0.05 | 18 | 0.34 | 40 | 10 | 110 | 16.2 | 150 | YNd5 | hv | 0 | -9 | 9 | 0 | 1.5 | FALSE
25 MVA 110/10 kV | 0.07 | 14 | 0.41 | 25 | 10 | 110 | 12 | 150 | YNd5 | hv | 0 | -9 | 9 | 0 | 1.5 | FALSE
0.25 MVA 20/0.4 kV | 0.32 | 0.8 | 1.44 | 0.25 | 0.4 | 20 | 6 | 150 | Yzn5 | hv | 0 | -2 | 2 | 0 | 2.5 | FALSE
0.4 MVA 20/0.4 kV | 0.3375 | 1.35 | 1.425 | 0.4 | 0.4 | 20 | 6 | 150 | Dyn5 | hv | 0 | -2 | 2 | 0 | 2.5 | FALSE
0.63 MVA 20/0.4 kV | 0.2619 | 1.65 | 1.206 | 0.63 | 0.4 | 20 | 6 | 150 | Dyn5 | hv | 0 | -2 | 2 | 0 | 2.5 | FALSE
0.25 MVA 10/0.4 kV | 0.24 | 0.6 | 1.2 | 0.25 | 0.4 | 10 | 4 | 150 | Dyn5 | hv | 0 | -2 | 2 | 0 | 2.5 | FALSE
0.4 MVA 10/0.4 kV | 0.2375 | 0.95 | 1.325 | 0.4 | 0.4 | 10 | 4 | 150 | Dyn5 | hv | 0 | -2 | 2 | 0 | 2.5 | FALSE
0.63 MVA 10/0.4 kV | 0.1873 | 1.18 | 1.0794 | 0.63 | 0.4 | 10 | 4 | 150 | Dyn5 | hv | 0 | -2 | 2 | 0 | 2.5 | FALSE

## trafo3w_std_types
| sn_hv_mva | sn_mv_mva | sn_lv_mva | vn_hv_kv | vn_mv_kv | vn_lv_kv | vk_hv_percent | vk_mv_percent | vk_lv_percent | vkr_hv_percent | vkr_mv_percent | vkr_lv_percent | pfe_kw | i0_percent | shift_mv_degree | shift_lv_degree | vector_group | tap_side | tap_neutral | tap_min | tap_max | tap_step_percent
63/25/38 MVA 110/20/10 kV | 63 | 25 | 38 | 110 | 20 | 10 | 10.4 | 10.4 | 10.4 | 0.28 | 0.32 | 0.35 | 35 | 0.89 | 0 | 0 | YN0yn0yn0 | hv | 0 | -10 | 10 | 1.2
63/25/38 MVA 110/10/10 kV | 63 | 25 | 38 | 110 | 10 | 10 | 10.4 | 10.4 | 10.4 | 0.28 | 0.32 | 0.35 | 35 | 0.89 | 0 | 0 | YN0yn0yn0 | hv | 0 | -10 | 10 | 1.2

## fuse_std_types
| fuse_type | i_rated_a | t_avg | t_min | t_total | x_avg | x_min | x_total
HV 100A | HV 100A | 100 | 0 | [10.0, 3.64, 0.854, 0.281, 0.1, 0.0531, 0.022, 0.01] | [10.0, 4.267, 1.21, 0.403, 0.1, 0.058, 0.022, 0.01] | 0 | [300.0, 350.0, 450.0, 550.0, 700.0, 850.0, 1200.0, 1752.0] | [600.0, 700.0, 900.0, 1150.0, 1665.0, 2000.0, 3000.0, 4313.0]
HV 10A | HV 10A | 10 | 0 | [10.0, 1675.0, 0.344, 0.156, 0.1, 0.0417, 0.0171, 0.01] | [10.0, 1.3, 0.3, 0.155, 0.1, 0.0555, 0.023, 0.01] | 0 | [30.0, 32.0, 35.0, 37.0, 39.0, 50.0, 70.0, 88.0] | [60.0, 70.0, 80.0, 87.0, 94.0, 110.0, 150.0, 216.0]
HV 125A | HV 125A | 125 | 0 | [10.0, 1.82, 0.344, 0.1, 0.0467, 0.0269, 0.01] | [10.0, 2.478, 0.426, 0.1, 0.0427, 0.0211, 0.01] | 0 | [375.0, 500.0, 700.0, 925.0, 1200.0, 1500.0, 2341.0] | [750.0, 1000.0, 1500.0, 2200.0, 3000.0, 4000.0, 5765.0]
HV 160A | HV 160A | 160 | 0 | [10.0, 4.15, 1.03, 0.198, 0.1, 0.051, 0.0172, 0.01] | [10.0, 2.3, 0.734, 0.274, 0.1, 0.046, 0.0177, 0.01] | 0 | [480.0, 550.0, 700.0, 1000.0, 1260.0, 1600.0, 2500.0, 3227.0] | [960.0, 1300.0, 1700.0, 2200.0, 2996.0, 4000.0, 6000.0, 7946.0]
HV 16A | HV 16A | 16 | 0 | [10.0, 0.352, 0.164, 0.1, 0.0649, 0.0342, 0.01] | [10.0, 2.34, 0.722, 0.181, 0.1, 0.055, 0.0296, 0.01] | 0 | [48.0, 60.0, 65.0, 71.0, 80.0, 100.0, 162.0] | [96.0, 110.0, 125.0, 150.0, 168.0, 200.0, 250.0, 398.0]
HV 200A | HV 200A | 200 | 0 | [10.0, 4.267, 1.21, 0.403, 0.1, 0.058, 0.022, 0.01] | [10.0, 3.73, 1.654, 0.328, 0.1, 0.0531, 0.019, 0.01] | 0 | [600.0, 700.0, 900.0, 1150.0, 1665.0, 2000.0, 3000.0, 4313.0] | [1200.0, 1500.0, 1800.0, 2700.0, 3960.0, 5000.0, 7500.0, 10620.0]
HV 20A | HV 20A | 20 | 0 | [10.0, 1.3, 0.3, 0.155, 0.1, 0.0555, 0.023, 0.01] | [10.0, 1.3, 0.161, 0.1, 0.0611, 0.0399, 0.0141, 0.01] | 0 | [60.0, 70.0, 80.0, 87.0, 94.0, 110.0, 150.0, 216.0] | [120.0, 150.0, 200.0, 223.0, 260.0, 300.0, 450.0, 532.0]
HV 25A | HV 25A | 25 | 0 | [10.0, 2.512, 0.833, 0.299, 0.1, 0.0372, 0.0223, 0.01] | [10.0, 3.125, 0.597, 0.198, 0.1, 0.0378, 0.022, 0.01] | 0 | [75.0, 82.0, 90.0, 100.0, 124.0, 170.0, 200.0, 289.0] | [150.0, 170.0, 210.0, 250.0, 294.0, 400.0, 500.0, 711.0]
HV 31.5A | HV 31.5A | 31.5 | 0 | [10.0, 2.34, 0.722, 0.181, 0.1, 0.055, 0.0296, 0.01] | [10.0, 2.84, 0.368, 0.164, 0.1, 0.0621, 0.0378, 0.0195, 0.01] | 0 | [95.0, 110.0, 125.0, 150.0, 165.0, 200.0, 250.0, 390.0] | [189.0, 220.0, 300.0, 350.0, 393.0, 450.0, 530.0, 700.0, 960.0]
HV 40A | HV 40A | 40 | 0 | [10.0, 1.3, 0.161, 0.1, 0.0611, 0.0399, 0.0141, 0.01] | [10.0, 2.05, 0.369, 0.198, 0.1, 0.051, 0.0298, 0.01] | 0 | [120.0, 150.0, 200.0, 223.0, 260.0, 300.0, 450.0, 532.0] | [240.0, 300.0, 400.0, 450.0, 530.0, 650.0, 800.0, 1311.0]
HV 50A | HV 50A | 50 | 0 | [10.0, 3.215, 0.597, 0.198, 0.1, 0.0378, 0.022, 0.01] | [10.0, 3.64, 0.854, 0.281, 0.1, 0.0531, 0.022, 0.01] | 0 | [150.0, 170.0, 210.0, 250.0, 294.0, 400.0, 500.0, 711.0] | [300.0, 350.0, 450.0, 550.0, 700.0, 850.0, 1200.0, 1752.0]
HV 6.3A | HV 6.3A | 6.3 | 0 | [10.0, 1.39, 0.344, 0.168, 0.1, 0.056, 0.0263, 0.01] | [10.0, 1.711, 0.516, 0.198, 0.1, 0.0634, 0.0303, 0.01] | 0 | [19.0, 19.5, 20.4, 20.8, 22.0, 25.0, 32.0, 48.0] | [38.0, 40.0, 43.0, 48.0, 53.0, 60.0, 75.0, 118.0]
HV 63A | HV 63A | 63 | 0 | [10.0, 2.84, 0.368, 0.164, 0.1, 0.0621, 0.0378, 0.0195, 0.01] | [10.0, 1.82, 0.344, 0.1, 0.0467, 0.0269, 0.01] | 0 | [189.0, 220.0, 300.0, 350.0, 393.0, 450.0, 530.0, 700.0, 961.0] | [378.0, 500.0, 700.0, 934.0, 1200.0, 1500.0, 2366.0]
HV 80A | HV 80A | 80 | 0 | [10.0, 2.05, 0.369, 0.198, 0.1, 0.051, 0.0298, 0.01] | [10.0, 4.15, 1.03, 0.198, 0.1, 0.051, 0.0172, 0.01] | 0 | [240.0, 300.0, 400.0, 450.0, 530.0, 650.0, 800.0, 1311.0] | [480.0, 550.0, 700.0, 1000.0, 1260.0, 1600.0, 2500.0, 3227.0]
Siemens NH-1-100 | Siemens NH-1-100 | 100 | [5400.0, 2000.0, 400.0, 20.0, 1.0, 0.2, 0.012, 0.004] | 0 | 0 | [150.0, 190.0, 250.0, 430.0, 900.0, 1250.0, 2700.0, 3600.0] | 0 | 0
Siemens NH-1-125 | Siemens NH-1-125 | 125 | [4800.0, 120.0, 7.0, 0.1, 0.004] | 0 | 0 | [180.0, 400.0, 740.0, 2000.0, 4250.0] | 0 | 0
Siemens NH-1-16 | Siemens NH-1-16 | 16 | [4000.0, 400.0, 2.0, 0.1, 0.04, 0.01] | 0 | 0 | [26.0, 35.0, 75.0, 150.0, 200.0, 300.0] | 0 | 0
Siemens NH-1-160 | Siemens NH-1-160 | 160 | [4800.0, 120.0, 7.0, 0.1, 0.004] | 0 | 0 | [210.0, 500.0, 900.0, 2300.0, 5000.0] | 0 | 0
Siemens NH-1-25 | Siemens NH-1-25 | 25 | [4000.0, 1000.0, 10.0, 0.2, 0.02, 0.01] | 0 | 0 | [40.0, 50.0, 100.0, 210.0, 400.0, 500.0] | 0 | 0
Siemens NH-1-50 | Siemens NH-1-50 | 50 | [4000.0, 40.0, 4.0, 1.0, 0.02, 0.01] | 0 | 0 | [86.0, 200.0, 300.0, 400.0, 1000.0, 1280.0] | 0 | 0
Siemens NH-1-63 | Siemens NH-1-63 | 63 | [4000.0, 100.0, 10.0, 2.0, 0.04, 0.01] | 0 | 0 | [100.0, 200.0, 300.0, 400.0, 1000.0, 1500.0] | 0 | 0
Siemens NH-1-80 | Siemens NH-1-80 | 80 | [4800.0, 120.0, 7.0, 0.1, 0.01] | 0 | 0 | [150.58, 250.0, 450.0, 1150.0, 2470.0] | 0 | 0
Siemens NH-2-1000 | Siemens NH-2-1000 | 1000 | [4800.0, 120.0, 7.0, 0.1, 0.004] | 0 | 0 | [1900.0, 3500.0, 8400.0, 24000.0, 52000.0] | 0 | 0
Siemens NH-2-200 | Siemens NH-2-200 | 200 | [4800.0, 120.0, 7.0, 0.1, 0.004] | 0 | 0 | [280.0, 650.0, 1200.0, 3000.0, 7000.0] | 0 | 0
Siemens NH-2-224 | Siemens NH-2-224 | 224 | [4800.0, 120.0, 7.0, 0.2, 0.04, 0.004] | 0 | 0 | [400.0, 750.0, 1453.0, 3025.0, 4315.0, 7600.0] | 0 | 0
Siemens NH-2-250 | Siemens NH-2-250 | 250 | [4800.0, 120.0, 7.0, 0.1, 0.004] | 0 | 0 | [450.0, 800.0, 1650.0, 4000.0, 8500.0] | 0 | 0
Siemens NH-2-315 | Siemens NH-2-315 | 315 | [4800.0, 120.0, 7.0, 0.1, 0.004] | 0 | 0 | [550.0, 920.0, 1900.0, 5000.0, 11000.0] | 0 | 0
Siemens NH-2-355 | Siemens NH-2-355 | 355 | [4800.0, 120.0, 6.0, 0.1, 0.004] | 0 | 0 | [650.0, 1116.27, 2350.0, 5840.0, 12790.0] | 0 | 0
Siemens NH-2-400 | Siemens NH-2-400 | 400 | [4800.0, 120.0, 7.0, 0.1, 0.004] | 0 | 0 | [720.0, 1350.0, 2800.0, 6500.0, 15000.0] | 0 | 0
Siemens NH-2-425 | Siemens NH-2-425 | 425 | [4800.0, 120.0, 7.0, 0.1, 0.004] | 0 | 0 | [850.0, 1500.0, 3050.0, 7500.0, 16500.0] | 0 | 0
Siemens NH-2-630 | Siemens NH-2-630 | 630 | [4800.0, 120.0, 7.0, 0.1, 0.004] | 0 | 0 | [1200.0, 2000.0, 4800.0, 12000.0, 26000.0] | 0 | 0

## res_bus
| vm_pu | va_degree | p_mw | q_mvar
0 | 0.98574 | -0.10136 | 0.00011815 | 2.9611e-05
1 | 0.98578 | -0.10105 | 9.3428e-05 | 2.3415e-05
2 | 0.98571 | -0.10154 | 0.00041542 | 0.00010411
3 | 0.98607 | -0.098925 | 4.1752e-05 | 1.0464e-05
4 | 0.98571 | -0.10156 | 9.5269e-05 | 2.3877e-05
5 | 0.98609 | -0.098726 | 0.00023482 | 5.885e-05
6 | 0.98549 | -0.10323 | 4.635e-05 | 1.1617e-05
7 | 0.98638 | -0.096623 | 0.00015503 | 3.8853e-05
8 | 0.98546 | -0.10344 | 0.00027273 | 6.8354e-05
9 | 0.98537 | -0.10409 | 0.0002964 | 7.4285e-05
10 | 0.98536 | -0.10411 | 7.3201e-05 | 1.8346e-05
11 | 0.98536 | -0.10412 | 0 | 0
12 | 0.98536 | -0.10412 | 4.483e-05 | 1.1236e-05
13 | 0.98662 | -0.094819 | 0 | 0
14 | 0.98466 | -0.10843 | 0 | 0
15 | 0.98448 | -0.10971 | 7.874e-05 | 1.9734e-05
16 | 0.98472 | -0.10793 | 0.002012 | 0.00050426
17 | 0.98984 | -0.07137 | 0.00075756 | 0.00018986
18 | 0.98986 | -0.071213 | 0.00060861 | 0.00015253
19 | 0.98986 | -0.071189 | 0.00068513 | 0.00017171
20 | 0.98986 | -0.071177 | 0.00058781 | 0.00014732
21 | 0.98995 | -0.07059 | 0.00030404 | 7.6199e-05
22 | 0.98997 | -0.070411 | 0.00021913 | 5.4919e-05
23 | 0.99002 | -0.070047 | 0.00046084 | 0.0001155
24 | 0.99009 | -0.069566 | 0.00024254 | 6.0787e-05
25 | 0.99015 | -0.069173 | 0.00038049 | 9.536e-05
26 | 0.99031 | -0.067996 | 0.00052586 | 0.00013179
27 | 0.99029 | -0.068133 | 0.0011948 | 0.00029945
28 | 0.99062 | -0.065795 | 0 | 0
29 | 0.99043 | -0.067124 | 0.0014623 | 0.00036649
30 | 0.99089 | -0.063869 | 0.0029706 | 0.00074451
31 | 0.99036 | -0.067645 | 0.0013207 | 0.000331
32 | 0.99158 | -0.059028 | 0.0036096 | 0.00090465
33 | 0.99013 | -0.069247 | 0.0030397 | 0.00076182
34 | 0.9916 | -0.058853 | 0.0013666 | 0.00034251
35 | 0.98446 | -0.10983 | 0.00056799 | 0.00014235
36 | 0.98505 | -0.10563 | 0.0039485 | 0.00098958
37 | 0.99283 | -0.050281 | 0.0011757 | 0.00029465
38 | 0.99282 | -0.050361 | 0.0024623 | 0.00061711
39 | 0.99438 | -0.03939 | 0.0030913 | 0.00077475
40 | 0.99185 | -0.057208 | 0.00041341 | 0.00010361
41 | 0.99543 | -0.031955 | 0.0040166 | 0.0010067
42 | 0.98803 | -0.084438 | 0 | 0
43 | 0.99746 | -0.017715 | 0 | 0
44 | 0.98793 | -0.085112 | 0.00057694 | 0.00014459
45 | 0.9863 | -0.096683 | 0.0034716 | 0.00087006
46 | 0.9969 | -0.021609 | 0 | 0
47 | 0.99464 | -0.03749 | 0.0028372 | 0.00071106
48 | 1 | 0 | -0.15539 | -0.038848
49 | 0.98507 | -0.10547 | 0 | 0
50 | 0.98486 | -0.10692 | 0.0059201 | 0.0014837
51 | 0.98776 | -0.086357 | 0 | 0
52 | 0.98776 | -0.086389 | 4.1709e-05 | 1.0453e-05
53 | 0.98755 | -0.087973 | 0.0003269 | 8.1928e-05
54 | 0.98772 | -0.086682 | 0.00026697 | 6.6908e-05
55 | 0.98994 | -0.070612 | 0.00099001 | 0.00024812
56 | 0.98992 | -0.070764 | 0.00301 | 0.00075438
57 | 0.98771 | -0.086745 | 0.00010363 | 2.5972e-05
58 | 0.9877 | -0.086821 | 0.00034777 | 8.716e-05
59 | 0.98753 | -0.088065 | 0.00011534 | 2.8907e-05
60 | 0.9875 | -0.088352 | 9.8027e-05 | 2.4568e-05
61 | 0.99931 | -0.0048508 | 0.0052841 | 0.0013243
62 | 0.99862 | -0.0096538 | 0.0022295 | 0.00055877
63 | 0.99653 | -0.024308 | 0.0027238 | 0.00068266
64 | 0.99644 | -0.024871 | 0.0018175 | 0.00045552
65 | 0.99667 | -0.023252 | 0.0025572 | 0.00064089
66 | 0.99412 | -0.041152 | 0.0030116 | 0.00075477
67 | 0.99614 | -0.027071 | 0.0012364 | 0.00030987
68 | 0.99499 | -0.035048 | 0.0018427 | 0.00046182
69 | 0.9965 | -0.024422 | 0.00041964 | 0.00010517
70 | 0.99395 | -0.042314 | 0.00086264 | 0.0002162
71 | 0.9929 | -0.049696 | 0.0016388 | 0.00041071
72 | 0.99285 | -0.05008 | 0.0052583 | 0.0013178
73 | 0.99234 | -0.053632 | 0.0022533 | 0.00056474
74 | 0.98749 | -0.088389 | 9.6136e-05 | 2.4094e-05
75 | 0.98691 | -0.092697 | 0 | 0
76 | 0.98674 | -0.093955 | 0.00013802 | 3.459e-05
77 | 0.98667 | -0.094498 | 0 | 0
78 | 0.99545 | -0.03193 | 0.0012303 | 0.00030834
79 | 0.99485 | -0.036121 | 0.00065224 | 0.00016347
80 | 0.99576 | -0.029754 | 0 | 0
81 | 0.99023 | -0.068796 | 0.00055865 | 0.00014001
82 | 0.9953 | -0.032982 | 0.0047854 | 0.0011993
83 | 0.98949 | -0.07406 | 0 | 0
84 | 0.99436 | -0.039639 | 0 | 0
85 | 0.98937 | -0.074909 | 0.005049 | 0.0012654
86 | 0.99307 | -0.048735 | 0.0016345 | 0.00040963
87 | 0.99406 | -0.041539 | 0.0083836 | 0.0021011
88 | 0.9925 | -0.052542 | 0 | 0
89 | 0.99127 | -0.061208 | 0.0017431 | 0.00043687
90 | 0.99196 | -0.056349 | 0.00096662 | 0.00024226
91 | 0.99111 | -0.062372 | 0.00065309 | 0.00016368
92 | 0.99155 | -0.059255 | 0.0059299 | 0.0014862
93 | 0.99083 | -0.064321 | 0.00046019 | 0.00011533
94 | 0.99141 | -0.060243 | 0 | 0
95 | 0.98932 | -0.075043 | 0.0014603 | 0.00036599
96 | 0.98926 | -0.07543 | 0.002989 | 0.0007491
97 | 0.98953 | -0.073574 | 0.00068773 | 0.00017236
98 | 0.98918 | -0.076017 | 0.00088178 | 0.000221
99 | 0.98976 | -0.071896 | 0.0013944 | 0.00034947
100 | 0.98898 | -0.077453 | 0.0011397 | 0.00028564
101 | 0.99007 | -0.069682 | 0.0033114 | 0.00082992
102 | 0.9867 | -0.093655 | 0 | 0
103 | 0.99009 | -0.069555 | 0.0017095 | 0.00042843
104 | 0.99297 | -0.049471 | 0.00038097 | 9.548e-05
105 | 0.99291 | -0.04992 | 0.0010353 | 0.00025946
106 | 0.99076 | -0.064846 | 0.00097068 | 0.00024328
107 | 0.99647 | -0.024662 | 0 | 0
108 | 0.99645 | -0.024827 | 0.0022427 | 0.00056208
109 | 0.99639 | -0.025255 | 0.00094784 | 0.00023755
110 | 0.99283 | -0.050445 | 0.00044729 | 0.0001121
111 | 0.99282 | -0.050509 | 0.0012159 | 0.00030474
112 | 0.98627 | -0.096721 | 0.0012256 | 0.00030716
113 | 0.98584 | -0.099789 | 0 | 0
114 | 0.98549 | -0.10223 | 0.0045576 | 0.0011422
115 | 0.98926 | -0.07569 | 0.0011878 | 0.00029769
116 | 0.99126 | -0.061319 | 0 | 0
117 | 0.99118 | -0.061882 | 0.0013348 | 0.00033453
118 | 0.98894 | -0.077977 | 0 | 0
119 | 0.98795 | -0.085048 | 0.0021226 | 0.00053197
120 | 0.9879 | -0.085352 | 0 | 0
121 | 0.98812 | -0.083793 | 0 | 0
122 | 0.98785 | -0.085716 | 0.0011615 | 0.00029109
123 | 0.99998 | 149.9947 | 0 | 0

## res_line
| p_from_mw | q_from_mvar | p_to_mw | q_to_mvar | pl_mw | ql_mvar | i_from_ka | i_to_ka | i_ka | vm_from_pu | va_from_degree | vm_to_pu | va_to_degree | loading_percent
0 | -0.0013626 | -0.00033578 | 0.0013627 | 0.00033553 | 5.6353e-08 | -2.5099e-07 | 0.0020549 | 0.0020548 | 0.0020549 | 0.98574 | -0.10136 | 0.98578 | -0.10105 | 0.76107
1 | 0.0012445 | 0.00030617 | -0.0012444 | -0.00030633 | 2.9735e-08 | -1.6106e-07 | 0.0018765 | 0.0018766 | 0.0018766 | 0.98574 | -0.10136 | 0.98571 | -0.10154 | 0.69504
2 | -0.0014561 | -0.00035894 | 0.0014565 | 0.00035735 | 4.1302e-07 | -1.5922e-06 | 0.0021958 | 0.0021952 | 0.0021958 | 0.98578 | -0.10105 | 0.98607 | -0.098925 | 0.81327
3 | 0.00082901 | 0.00020221 | -0.000829 | -0.00020224 | 1.992e-09 | -2.5298e-08 | 0.0012495 | 0.0012495 | 0.0012495 | 0.98571 | -0.10154 | 0.98571 | -0.10156 | 0.46278
4 | -0.0014983 | -0.00036781 | 0.0014983 | 0.00036767 | 3.9514e-08 | -1.4321e-07 | 0.0022582 | 0.0022582 | 0.0022582 | 0.98607 | -0.098925 | 0.98609 | -0.098726 | 0.83638
5 | 0.00073374 | 0.00017836 | -0.00073357 | -0.00018101 | 1.6254e-07 | -2.6504e-06 | 0.0011057 | 0.0011066 | 0.0011066 | 0.98571 | -0.10156 | 0.98549 | -0.10323 | 0.40987
6 | -0.0017331 | -0.00042652 | 0.0017336 | 0.00042525 | 4.8582e-07 | -1.2691e-06 | 0.0026125 | 0.002612 | 0.0026125 | 0.98609 | -0.098726 | 0.98638 | -0.096623 | 0.96759
7 | 0.00068722 | 0.0001694 | -0.0006872 | -0.00016975 | 1.9201e-08 | -3.5737e-07 | 0.0010367 | 0.0010368 | 0.0010368 | 0.98549 | -0.10323 | 0.98546 | -0.10344 | 0.38399
8 | -0.0018886 | -0.00046411 | 0.0018891 | 0.00046314 | 4.5311e-07 | -9.7061e-07 | 0.0028459 | 0.0028455 | 0.0028459 | 0.98638 | -0.096623 | 0.98662 | -0.094819 | 1.054
9 | 0.00041447 | 0.0001014 | -0.00041443 | -0.00010329 | 3.6449e-08 | -1.8891e-06 | 0.00062497 | 0.00062564 | 0.00062564 | 0.98546 | -0.10344 | 0.98537 | -0.10409 | 0.23172
10 | 0.00011803 | 2.9005e-05 | -0.00011803 | -2.9202e-05 | 3.0713e-10 | -1.976e-07 | 0.00017804 | 0.00017811 | 0.00017811 | 0.98537 | -0.10409 | 0.98536 | -0.10411 | 0.065966
11 | 4.483e-05 | 1.0856e-05 | -4.483e-05 | -1.1018e-05 | 3.6116e-11 | -1.6134e-07 | 6.7566e-05 | 6.7622e-05 | 6.7622e-05 | 0.98536 | -0.10411 | 0.98536 | -0.10412 | 0.025045
12 | 4.483e-05 | 1.1018e-05 | -4.483e-05 | -1.1236e-05 | 4.8853e-11 | -2.1782e-07 | 6.7622e-05 | 6.7699e-05 | 6.7699e-05 | 0.98536 | -0.10412 | 0.98536 | -0.10412 | 0.025074
13 | -0.0018891 | -0.00046314 | 0.0018892 | 0.00046296 | 8.0228e-08 | -1.7195e-07 | 0.0028455 | 0.0028454 | 0.0028455 | 0.98662 | -0.094819 | 0.98667 | -0.094498 | 1.0539
14 | 0.00064685 | 0.00015946 | -0.00064674 | -0.00016183 | 1.1284e-07 | -2.3658e-06 | 0.00097659 | 0.00097744 | 0.00097744 | 0.98466 | -0.10843 | 0.98448 | -0.10971 | 0.36202
15 | -0.00064685 | -0.00015946 | 0.0006469 | 0.00015856 | 4.3001e-08 | -9.0289e-07 | 0.00097659 | 0.00097627 | 0.00097659 | 0.98466 | -0.10843 | 0.98472 | -0.10793 | 0.3617
16 | 0.000568 | 0.0001421 | -0.00056799 | -0.00014235 | 9.3813e-09 | -2.5578e-07 | 0.00085843 | 0.00085852 | 0.00085852 | 0.98448 | -0.10971 | 0.98446 | -0.10983 | 0.31797
17 | -0.0026589 | -0.00066282 | 0.0026597 | 0.00066208 | 8.3773e-07 | -7.3687e-07 | 0.0040166 | 0.0040162 | 0.0040166 | 0.98472 | -0.10793 | 0.98505 | -0.10563 | 1.4876
18 | -0.00075756 | -0.00018986 | 0.00075758 | 0.00018961 | 1.6418e-08 | -2.5448e-07 | 0.0011388 | 0.0011387 | 0.0011388 | 0.98984 | -0.07137 | 0.98986 | -0.071213 | 0.42179
19 | -0.0013662 | -0.00034214 | 0.0013662 | 0.00034212 | 4.5668e-09 | -2.0551e-08 | 0.0020536 | 0.0020536 | 0.0020536 | 0.98986 | -0.071213 | 0.98986 | -0.071189 | 0.76061
20 | -0.0020513 | -0.00051383 | 0.0020513 | 0.00051382 | 3.3327e-09 | -5.9386e-09 | 0.0030836 | 0.0030836 | 0.0030836 | 0.98986 | -0.071189 | 0.98986 | -0.071177 | 1.1421
21 | -0.0026391 | -0.00066114 | 0.0026393 | 0.00066094 | 2.1414e-07 | -1.9796e-07 | 0.0039672 | 0.0039671 | 0.0039672 | 0.98986 | -0.071177 | 0.98995 | -0.07059 | 1.4693
22 | -0.0029434 | -0.00073714 | 0.0029435 | 0.00073709 | 7.3007e-08 | -4.8777e-08 | 0.0044241 | 0.0044241 | 0.0044241 | 0.98995 | -0.07059 | 0.98997 | -0.070411 | 1.6386
23 | -0.0031626 | -0.00079201 | 0.0031627 | 0.00079193 | 1.5904e-07 | -8.387e-08 | 0.0047534 | 0.0047534 | 0.0047534 | 0.98997 | -0.070411 | 0.99002 | -0.070047 | 1.7605
24 | -0.0036236 | -0.00090743 | 0.0036238 | 0.00090735 | 2.4076e-07 | -7.4691e-08 | 0.005446 | 0.005446 | 0.005446 | 0.99002 | -0.070047 | 0.99009 | -0.069566 | 2.0171
25 | -0.0038664 | -0.00096814 | 0.0038666 | 0.00096809 | 2.0989e-07 | -4.7407e-08 | 0.0058105 | 0.0058105 | 0.0058105 | 0.99009 | -0.069566 | 0.99015 | -0.069173 | 2.152
26 | -0.0042471 | -0.0010635 | 0.0042477 | 0.0010634 | 6.102e-07 | -7.4137e-08 | 0.0063823 | 0.0063822 | 0.0063823 | 0.99015 | -0.069173 | 0.99029 | -0.068133 | 2.3638
27 | 0.0054426 | 0.0013628 | -0.0054425 | -0.0013628 | 1.034e-07 | 7.8877e-09 | 0.0081775 | 0.0081775 | 0.0081775 | 0.99031 | -0.067996 | 0.99029 | -0.068133 | 3.0287
28 | -0.0059685 | -0.0014946 | 0.0059703 | 0.0014949 | 1.8159e-06 | 2.3267e-07 | 0.0089676 | 0.0089675 | 0.0089676 | 0.99031 | -0.067996 | 0.99062 | -0.065795 | 3.3213
29 | 0.0098275 | 0.0024626 | -0.0098257 | -0.0024621 | 1.807e-06 | 5.2394e-07 | 0.014762 | 0.014762 | 0.014762 | 0.99062 | -0.065795 | 0.99043 | -0.067124 | 5.4674
30 | -0.015798 | -0.0039575 | 0.015802 | 0.0039589 | 4.2081e-06 | 1.4643e-06 | 0.023729 | 0.023729 | 0.023729 | 0.99062 | -0.065795 | 0.99089 | -0.063869 | 8.7886
31 | 0.0083634 | 0.0020956 | -0.0083628 | -0.0020955 | 6.0367e-07 | 1.5333e-07 | 0.012565 | 0.012565 | 0.012565 | 0.99043 | -0.067124 | 0.99036 | -0.067645 | 4.6537
32 | -0.018773 | -0.0047035 | 0.018785 | 0.004708 | 1.2582e-05 | 4.512e-06 | 0.02819 | 0.02819 | 0.02819 | 0.99089 | -0.063869 | 0.99158 | -0.059028 | 10.4408
33 | 0.0070421 | 0.0017645 | -0.0070405 | -0.0017641 | 1.5602e-06 | 3.1276e-07 | 0.010581 | 0.010581 | 0.010581 | 0.99036 | -0.067645 | 0.99013 | -0.069247 | 3.9188
34 | -0.022395 | -0.0056126 | 0.022395 | 0.0056128 | 5.4226e-07 | 1.9864e-07 | 0.033607 | 0.033607 | 0.033607 | 0.99158 | -0.059028 | 0.9916 | -0.058853 | 12.447
35 | 0.0040008 | 0.0010023 | -0.0040001 | -0.0010025 | 7.557e-07 | -1.4013e-07 | 0.0060125 | 0.0060127 | 0.0060127 | 0.99013 | -0.069247 | 0.98994 | -0.070612 | 2.2269
36 | -0.023762 | -0.0059553 | 0.023779 | 0.0059617 | 1.7187e-05 | 6.3308e-06 | 0.035658 | 0.035658 | 0.035658 | 0.9916 | -0.058853 | 0.99234 | -0.053632 | 13.2065
37 | -0.0066082 | -0.0016517 | 0.0066084 | 0.0016517 | 1.433e-07 | 2.5768e-08 | 0.0099808 | 0.0099808 | 0.0099808 | 0.98505 | -0.10563 | 0.98507 | -0.10547 | 3.6966
38 | 0.023018 | 0.0057615 | -0.023018 | -0.0057614 | 2.537e-07 | 9.316e-08 | 0.034496 | 0.034496 | 0.034496 | 0.99283 | -0.050281 | 0.99282 | -0.050361 | 12.7763
39 | -0.024194 | -0.0060562 | 0.02423 | 0.0060696 | 3.6442e-05 | 1.3441e-05 | 0.036258 | 0.036258 | 0.036258 | 0.99283 | -0.050281 | 0.99438 | -0.03939 | 13.4289
40 | 0.020556 | 0.0051443 | -0.020536 | -0.0051373 | 1.9414e-05 | 7.0432e-06 | 0.030806 | 0.030806 | 0.030806 | 0.99282 | -0.050361 | 0.99185 | -0.057208 | 11.4095
41 | -0.027322 | -0.0068444 | 0.02735 | 0.0068548 | 2.8127e-05 | 1.0468e-05 | 0.040884 | 0.040884 | 0.040884 | 0.99438 | -0.03939 | 0.99543 | -0.031955 | 15.1421
42 | 0.020123 | 0.0050337 | -0.020047 | -0.0050064 | 7.5302e-05 | 2.726e-05 | 0.030186 | 0.030186 | 0.030186 | 0.99185 | -0.057208 | 0.98803 | -0.084438 | 11.18
43 | -0.031366 | -0.0078615 | 0.031428 | 0.0078847 | 6.196e-05 | 2.3242e-05 | 0.046888 | 0.046888 | 0.046888 | 0.99543 | -0.031955 | 0.99746 | -0.017715 | 17.3659
44 | 0.0040039 | 0.0009863 | -0.0040035 | -0.00098637 | 3.616e-07 | -6.5416e-08 | 0.006024 | 0.0060241 | 0.0060241 | 0.98803 | -0.084438 | 0.98793 | -0.085112 | 2.2311
45 | 0.016044 | 0.0040201 | -0.016016 | -0.0040106 | 2.7146e-05 | 9.4881e-06 | 0.024162 | 0.024163 | 0.024163 | 0.98803 | -0.084438 | 0.9863 | -0.096683 | 8.9491
46 | 0.049909 | 0.012532 | -0.049882 | -0.012522 | 2.6991e-05 | 1.0279e-05 | 0.074463 | 0.074463 | 0.074463 | 0.99746 | -0.017715 | 0.9969 | -0.021609 | 27.579
47 | 0.039823 | 0.010006 | -0.039713 | -0.0099642 | 0.00010926 | 4.1379e-05 | 0.059416 | 0.059417 | 0.059417 | 0.99746 | -0.017715 | 0.99464 | -0.03749 | 22.0061
48 | -0.12116 | -0.030423 | 0.12146 | 0.030537 | 0.000299 | 0.00011423 | 0.18077 | 0.18077 | 0.18077 | 0.99746 | -0.017715 | 1 | 0 | 33.4754
49 | 0.0034266 | 0.00084177 | -0.003426 | -0.00084199 | 5.6823e-07 | -2.2013e-07 | 0.0051551 | 0.0051552 | 0.0051552 | 0.98793 | -0.085112 | 0.98776 | -0.086357 | 1.9093
50 | 0.012545 | 0.0031405 | -0.01253 | -0.0031356 | 1.5217e-05 | 4.9848e-06 | 0.018925 | 0.018925 | 0.018925 | 0.9863 | -0.096683 | 0.98507 | -0.10547 | 7.0094
51 | 0.043713 | 0.010977 | -0.043693 | -0.01097 | 1.9814e-05 | 7.5234e-06 | 0.065255 | 0.065255 | 0.065255 | 0.9969 | -0.021609 | 0.99644 | -0.024871 | 24.1684
52 | 0.0061696 | 0.0015448 | -0.0061682 | -0.0015446 | 1.4007e-06 | 1.9367e-07 | 0.0092084 | 0.0092086 | 0.0092086 | 0.9969 | -0.021609 | 0.99667 | -0.023252 | 3.4106
53 | 0.036876 | 0.0092531 | -0.036857 | -0.009246 | 1.8732e-05 | 7.0765e-06 | 0.055172 | 0.055172 | 0.055172 | 0.99464 | -0.03749 | 0.99412 | -0.041152 | 20.4341
54 | 0.033128 | 0.0083112 | -0.033106 | -0.0083028 | 2.2277e-05 | 8.3755e-06 | 0.049298 | 0.049298 | 0.049298 | 1 | 0 | 0.99931 | -0.0048508 | 18.2586
55 | 0.0059213 | 0.0014839 | -0.0059201 | -0.0014837 | 1.1835e-06 | 1.5346e-07 | 0.0089445 | 0.0089446 | 0.0089446 | 0.98507 | -0.10547 | 0.98486 | -0.10692 | 3.3128
56 | 4.1709e-05 | 9.5712e-06 | -4.1709e-05 | -1.0453e-05 | 1.6895e-10 | -8.8207e-07 | 6.2532e-05 | 6.2833e-05 | 6.2833e-05 | 0.98776 | -0.086357 | 0.98776 | -0.086389 | 0.023271
57 | 0.0026659 | 0.00065337 | -0.0026653 | -0.00065388 | 5.7182e-07 | -5.0902e-07 | 0.0040108 | 0.0040111 | 0.0040111 | 0.98776 | -0.086357 | 0.98755 | -0.087973 | 1.4856
58 | 0.00071841 | 0.00017905 | -0.00071837 | -0.0001796 | 3.2093e-08 | -5.4998e-07 | 0.0010819 | 0.0010821 | 0.0010821 | 0.98776 | -0.086357 | 0.98772 | -0.086682 | 0.40077
59 | 0.0023384 | 0.00057195 | -0.0023384 | -0.00057199 | 2.845e-08 | -3.6176e-08 | 0.0035185 | 0.0035186 | 0.0035186 | 0.98755 | -0.087973 | 0.98753 | -0.088065 | 1.3032
60 | 0.00045141 | 0.00011269 | -0.0004514 | -0.00011286 | 3.926e-09 | -1.7268e-07 | 0.0006799 | 0.00067996 | 0.00067996 | 0.98772 | -0.086682 | 0.98771 | -0.086745 | 0.25184
61 | 0.0030101 | 0.00075434 | -0.00301 | -0.00075438 | 6.3581e-08 | -3.9535e-08 | 0.0045245 | 0.0045246 | 0.0045246 | 0.98994 | -0.070612 | 0.98992 | -0.070764 | 1.6758
62 | 0.00034777 | 8.6891e-05 | -0.00034777 | -8.716e-05 | 3.6158e-09 | -2.6882e-07 | 0.00052384 | 0.00052393 | 0.00052393 | 0.98771 | -0.086745 | 0.9877 | -0.086821 | 0.19405
63 | 0.0022231 | 0.00054308 | -0.002223 | -0.0005432 | 8.3958e-08 | -1.2157e-07 | 0.0033448 | 0.0033448 | 0.0033448 | 0.98753 | -0.088065 | 0.9875 | -0.088352 | 1.2388
64 | 0.0021249 | 0.00051864 | -0.0021249 | -0.00051865 | 1.0342e-08 | -1.6766e-08 | 0.0031971 | 0.0031971 | 0.0031971 | 0.9875 | -0.088352 | 0.98749 | -0.088389 | 1.1841
65 | 0.027822 | 0.0069785 | -0.027803 | -0.0069716 | 1.8518e-05 | 6.8958e-06 | 0.04143 | 0.04143 | 0.04143 | 0.99931 | -0.0048508 | 0.99862 | -0.0096538 | 15.3445
66 | 0.025574 | 0.0064128 | -0.025522 | -0.0063937 | 5.1835e-05 | 1.919e-05 | 0.038108 | 0.038108 | 0.038108 | 0.99862 | -0.0096538 | 0.99653 | -0.024308 | 14.1141
67 | 0.022798 | 0.005711 | -0.022789 | -0.0057078 | 8.7076e-06 | 3.1922e-06 | 0.034041 | 0.034041 | 0.034041 | 0.99653 | -0.024308 | 0.99614 | -0.027071 | 12.6078
68 | 0.041875 | 0.010514 | -0.041816 | -0.010492 | 5.9126e-05 | 2.2426e-05 | 0.062541 | 0.062541 | 0.062541 | 0.99644 | -0.024871 | 0.99499 | -0.035048 | 23.1632
69 | 0.003611 | 0.0009037 | -0.0036104 | -0.00090389 | 5.8355e-07 | -1.9486e-07 | 0.0053907 | 0.0053909 | 0.0053909 | 0.99667 | -0.023252 | 0.9965 | -0.024422 | 1.9966
70 | 0.033846 | 0.0084913 | -0.03384 | -0.0084892 | 5.4523e-06 | 2.0529e-06 | 0.050664 | 0.050664 | 0.050664 | 0.99412 | -0.041152 | 0.99395 | -0.042314 | 18.7646
71 | 0.021553 | 0.0053979 | -0.021545 | -0.005395 | 7.9934e-06 | 2.9135e-06 | 0.032194 | 0.032194 | 0.032194 | 0.99614 | -0.027071 | 0.99576 | -0.029754 | 11.9238
72 | 0.039974 | 0.01003 | -0.039938 | -0.010016 | 3.5969e-05 | 1.3625e-05 | 0.059785 | 0.059785 | 0.059785 | 0.99499 | -0.035048 | 0.99406 | -0.041539 | 22.1426
73 | 0.0031908 | 0.00079872 | -0.0031907 | -0.00079878 | 1.057e-07 | -5.6562e-08 | 0.0047643 | 0.0047643 | 0.0047643 | 0.9965 | -0.024422 | 0.99647 | -0.024662 | 1.7646
74 | 0.032978 | 0.008273 | -0.032944 | -0.0082603 | 3.3736e-05 | 1.2688e-05 | 0.049373 | 0.049373 | 0.049373 | 0.99395 | -0.042314 | 0.9929 | -0.049696 | 18.2863
75 | 0.031305 | 0.0078496 | -0.031304 | -0.007849 | 1.663e-06 | 6.2396e-07 | 0.046917 | 0.046917 | 0.046917 | 0.9929 | -0.049696 | 0.99285 | -0.05008 | 17.3767
76 | 0.026045 | 0.0065312 | -0.026033 | -0.0065264 | 1.2817e-05 | 4.7553e-06 | 0.039036 | 0.039036 | 0.039036 | 0.99285 | -0.05008 | 0.99234 | -0.053632 | 14.4579
77 | 0.0020288 | 0.00049456 | -0.0020276 | -0.00049665 | 1.1523e-06 | -2.0903e-06 | 0.0030523 | 0.0030531 | 0.0030531 | 0.98749 | -0.088389 | 0.98691 | -0.092697 | 1.1308
78 | 0.0020276 | 0.00049665 | -0.0020273 | -0.00049726 | 3.3818e-07 | -6.1265e-07 | 0.0030531 | 0.0030534 | 0.0030534 | 0.98691 | -0.092697 | 0.98674 | -0.093955 | 1.1309
79 | 0.0018893 | 0.00046267 | -0.0018892 | -0.00046296 | 1.3609e-07 | -2.9174e-07 | 0.0028453 | 0.0028454 | 0.0028454 | 0.98674 | -0.093955 | 0.98667 | -0.094498 | 1.0538
80 | 0.010797 | 0.0027046 | -0.01079 | -0.0027027 | 6.2557e-06 | 1.906e-06 | 0.016139 | 0.016139 | 0.016139 | 0.99545 | -0.03193 | 0.99485 | -0.036121 | 5.9773
81 | -0.012027 | -0.003013 | 0.012031 | 0.0030142 | 3.6211e-06 | 1.1592e-06 | 0.017978 | 0.017978 | 0.017978 | 0.99545 | -0.03193 | 0.99576 | -0.029754 | 6.6584
82 | 0.010138 | 0.0025393 | -0.010092 | -0.0025258 | 4.5664e-05 | 1.345e-05 | 0.015163 | 0.015165 | 0.015165 | 0.99485 | -0.036121 | 0.99023 | -0.068796 | 5.6165
83 | 0.0095144 | 0.0023809 | -0.0095102 | -0.0023797 | 4.2374e-06 | 1.1929e-06 | 0.014217 | 0.014217 | 0.014217 | 0.99576 | -0.029754 | 0.9953 | -0.032982 | 5.2655
84 | 0.0095338 | 0.0023858 | -0.0095269 | -0.0023838 | 6.9234e-06 | 1.9678e-06 | 0.014325 | 0.014325 | 0.014325 | 0.99023 | -0.068796 | 0.98949 | -0.07406 | 5.3057
85 | 0.0047248 | 0.0011803 | -0.0047205 | -0.0011805 | 4.3294e-06 | -1.4079e-07 | 0.0070624 | 0.0070631 | 0.0070631 | 0.9953 | -0.032982 | 0.99436 | -0.039639 | 2.6159
86 | 0.0095269 | 0.0023838 | -0.0095258 | -0.0023835 | 1.1157e-06 | 3.1723e-07 | 0.014325 | 0.014325 | 0.014325 | 0.98949 | -0.07406 | 0.98937 | -0.074909 | 5.3057
87 | 0.0047205 | 0.0011805 | -0.0047145 | -0.0011807 | 5.9225e-06 | -1.8655e-07 | 0.0070631 | 0.0070639 | 0.0070639 | 0.99436 | -0.039639 | 0.99307 | -0.048735 | 2.6163
88 | 0.0044767 | 0.0011181 | -0.0044762 | -0.0011182 | 4.8077e-07 | -3.3407e-08 | 0.0067316 | 0.0067317 | 0.0067317 | 0.98937 | -0.074909 | 0.98926 | -0.07569 | 2.4932
89 | 0.0030801 | 0.00077104 | -0.0030798 | -0.00077122 | 3.1327e-07 | -1.8446e-07 | 0.0046149 | 0.004615 | 0.004615 | 0.99307 | -0.048735 | 0.99297 | -0.049471 | 1.7093
90 | 0.031554 | 0.0079151 | -0.031506 | -0.0078971 | 4.8077e-05 | 1.8044e-05 | 0.047236 | 0.047236 | 0.047236 | 0.99406 | -0.041539 | 0.9925 | -0.052542 | 17.4947
91 | 0.023267 | 0.0058347 | -0.023239 | -0.0058245 | 2.7915e-05 | 1.0262e-05 | 0.034884 | 0.034884 | 0.034884 | 0.9925 | -0.052542 | 0.99127 | -0.061208 | 12.9202
92 | 0.008239 | 0.0020624 | -0.0082347 | -0.0020613 | 4.3302e-06 | 1.078e-06 | 0.012352 | 0.012352 | 0.012352 | 0.9925 | -0.052542 | 0.99196 | -0.056349 | 4.5747
93 | 0.021496 | 0.0053876 | -0.021492 | -0.0053863 | 3.4639e-06 | 1.2635e-06 | 0.032268 | 0.032268 | 0.032268 | 0.99127 | -0.061208 | 0.99111 | -0.062372 | 11.951
94 | 0.0072681 | 0.001819 | -0.0072651 | -0.0018184 | 2.9156e-06 | 6.1408e-07 | 0.010902 | 0.010902 | 0.010902 | 0.99196 | -0.056349 | 0.99155 | -0.059255 | 4.0377
95 | 0.020839 | 0.0052227 | -0.020834 | -0.0052206 | 5.6213e-06 | 2.0435e-06 | 0.031287 | 0.031287 | 0.031287 | 0.99111 | -0.062372 | 0.99083 | -0.064321 | 11.5879
96 | 0.0013353 | 0.00033224 | -0.0013351 | -0.0003331 | 1.8053e-07 | -8.604e-07 | 0.002003 | 0.0020033 | 0.0020033 | 0.99155 | -0.059255 | 0.99141 | -0.060243 | 0.74197
97 | 0.020373 | 0.0051053 | -0.020372 | -0.0051048 | 1.4805e-06 | 5.3677e-07 | 0.030596 | 0.030596 | 0.030596 | 0.99083 | -0.064321 | 0.99076 | -0.064846 | 11.3319
98 | 0.0013351 | 0.0003331 | -0.0013349 | -0.00033404 | 1.9761e-07 | -9.4118e-07 | 0.0020033 | 0.0020037 | 0.0020037 | 0.99141 | -0.060243 | 0.99126 | -0.061319 | 0.7421
99 | 0.010815 | 0.0027073 | -0.010815 | -0.0027072 | 5.778e-07 | 1.7729e-07 | 0.016266 | 0.016266 | 0.016266 | 0.98932 | -0.075043 | 0.98926 | -0.07543 | 6.0243
100 | -0.012275 | -0.0030733 | 0.012278 | 0.0030742 | 2.4927e-06 | 8.0819e-07 | 0.018462 | 0.018462 | 0.018462 | 0.98932 | -0.075043 | 0.98953 | -0.073574 | 6.8378
101 | 0.0078256 | 0.0019581 | -0.0078249 | -0.0019579 | 6.3346e-07 | 1.4956e-07 | 0.01177 | 0.01177 | 0.01177 | 0.98926 | -0.07543 | 0.98918 | -0.076017 | 4.3592
102 | -0.012966 | -0.0032465 | 0.012969 | 0.0032475 | 3.0062e-06 | 9.9338e-07 | 0.019496 | 0.019496 | 0.019496 | 0.98953 | -0.073574 | 0.98976 | -0.071896 | 7.2208
103 | 0.0069431 | 0.0017369 | -0.0069418 | -0.0017367 | 1.3752e-06 | 2.6959e-07 | 0.010443 | 0.010443 | 0.010443 | 0.98918 | -0.076017 | 0.98898 | -0.077453 | 3.8679
104 | -0.014363 | -0.003597 | 0.014367 | 0.0035985 | 4.3963e-06 | 1.4966e-06 | 0.021593 | 0.021592 | 0.021593 | 0.98976 | -0.071896 | 0.99007 | -0.069682 | 7.9972
105 | 0.005802 | 0.001451 | -0.0057891 | -0.0014495 | 1.296e-05 | 1.4952e-06 | 0.0087286 | 0.0087299 | 0.0087299 | 0.98898 | -0.077453 | 0.9867 | -0.093655 | 3.2333
106 | -0.017679 | -0.0044284 | 0.017679 | 0.0044285 | 3.1161e-07 | 1.1075e-07 | 0.026569 | 0.026569 | 0.026569 | 0.99007 | -0.069682 | 0.99009 | -0.069555 | 9.8405
107 | 0.0057891 | 0.0014495 | -0.0057866 | -0.0014492 | 2.4525e-06 | 2.8487e-07 | 0.0087299 | 0.0087301 | 0.0087301 | 0.9867 | -0.093655 | 0.98627 | -0.096721 | 3.2334
108 | -0.019389 | -0.0048569 | 0.019401 | 0.0048615 | 1.2633e-05 | 4.5522e-06 | 0.029138 | 0.029138 | 0.029138 | 0.99009 | -0.069555 | 0.99076 | -0.064846 | 10.792
109 | 0.0026988 | 0.00067574 | -0.0026986 | -0.00067589 | 1.6759e-07 | -1.4795e-07 | 0.0040441 | 0.0040442 | 0.0040442 | 0.99297 | -0.049471 | 0.99291 | -0.04992 | 1.4978
110 | 0.0016634 | 0.00041643 | -0.0016632 | -0.00041678 | 1.2072e-07 | -3.5624e-07 | 0.0024926 | 0.0024928 | 0.0024928 | 0.99291 | -0.04992 | 0.99283 | -0.050445 | 0.92325
111 | 0.0022428 | 0.000562 | -0.0022427 | -0.00056208 | 5.1114e-08 | -7.5474e-08 | 0.0033491 | 0.0033491 | 0.0033491 | 0.99647 | -0.024662 | 0.99645 | -0.024827 | 1.2404
112 | 0.00094792 | 0.00023677 | -0.00094784 | -0.00023755 | 7.753e-08 | -7.7805e-07 | 0.0014152 | 0.0014155 | 0.0014155 | 0.99647 | -0.024662 | 0.99639 | -0.025255 | 0.52427
113 | 0.001216 | 0.00030468 | -0.0012159 | -0.00030474 | 1.071e-08 | -6.2708e-08 | 0.0018224 | 0.0018224 | 0.0018224 | 0.99283 | -0.050445 | 0.99282 | -0.050509 | 0.67497
114 | 0.004561 | 0.0011421 | -0.0045591 | -0.0011422 | 1.9339e-06 | -9.1091e-08 | 0.006881 | 0.0068813 | 0.0068813 | 0.98627 | -0.096721 | 0.98584 | -0.099789 | 2.5486
115 | 0.0045591 | 0.0011422 | -0.0045576 | -0.0011422 | 1.542e-06 | -7.2058e-08 | 0.0068813 | 0.0068816 | 0.0068816 | 0.98584 | -0.099789 | 0.98549 | -0.10223 | 2.5487
116 | 0.0032884 | 0.00082046 | -0.0032874 | -0.00082093 | 1.0327e-06 | -4.7142e-07 | 0.004945 | 0.0049453 | 0.0049453 | 0.98926 | -0.07569 | 0.98894 | -0.077977 | 1.8316
117 | 0.0013349 | 0.00033404 | -0.0013348 | -0.00033453 | 1.0401e-07 | -4.9509e-07 | 0.0020037 | 0.0020039 | 0.0020039 | 0.99126 | -0.061319 | 0.99118 | -0.061882 | 0.74218
118 | 0.0032874 | 0.00082093 | -0.0032847 | -0.00082213 | 2.633e-06 | -1.1989e-06 | 0.0049453 | 0.0049461 | 0.0049461 | 0.98894 | -0.077977 | 0.98812 | -0.083793 | 1.8319
119 | 0.0011616 | 0.00029041 | -0.0011615 | -0.00029072 | 4.8636e-08 | -3.0742e-07 | 0.0017493 | 0.0017494 | 0.0017494 | 0.98795 | -0.085048 | 0.9879 | -0.085352 | 0.64792
120 | -0.0032842 | -0.00082239 | 0.0032847 | 0.00082213 | 5.6948e-07 | -2.5873e-07 | 0.0049463 | 0.0049461 | 0.0049463 | 0.98795 | -0.085048 | 0.98812 | -0.083793 | 1.832
121 | 0.0011615 | 0.00029072 | -0.0011615 | -0.00029109 | 5.854e-08 | -3.6993e-07 | 0.0017494 | 0.0017495 | 0.0017495 | 0.9879 | -0.085352 | 0.98785 | -0.085716 | 0.64797

## res_trafo
| p_hv_mw | q_hv_mvar | p_lv_mw | q_lv_mvar | pl_mw | ql_mvar | i_hv_ka | i_lv_ka | vm_hv_pu | va_hv_degree | vm_lv_pu | va_lv_degree | loading_percent
0 | 2.5187e-16 | 8.8016e-16 | 0.00079998 | 7.4552e-08 | 0.00079998 | 7.4552e-08 | 2.6429e-17 | 0.0011547 | 0.99998 | 149.9947 | 1 | 0 | 0.31999

## res_ext_grid
| p_mw | q_mvar
0 | 0.15647 | 0.039118

## res_load
| p_mw | q_mvar
0 | 0.00011815 | 2.9611e-05
1 | 9.3428e-05 | 2.3415e-05
2 | 0.00041542 | 0.00010411
3 | 4.1752e-05 | 1.0464e-05
4 | 9.5269e-05 | 2.3877e-05
5 | 0.00023482 | 5.885e-05
6 | 4.635e-05 | 1.1617e-05
7 | 0.00015503 | 3.8853e-05
8 | 0.00027273 | 6.8354e-05
9 | 0.0002964 | 7.4285e-05
10 | 7.3201e-05 | 1.8346e-05
11 | 4.483e-05 | 1.1236e-05
12 | 7.874e-05 | 1.9734e-05
13 | 0.002012 | 0.00050426
14 | 0.00075756 | 0.00018986
15 | 0.00060861 | 0.00015253
16 | 0.00068513 | 0.00017171
17 | 0.00058781 | 0.00014732
18 | 0.00030404 | 7.6199e-05
19 | 0.00021913 | 5.4919e-05
20 | 0.00046084 | 0.0001155
21 | 0.00024254 | 6.0787e-05
22 | 0.00038049 | 9.536e-05
23 | 0.00052586 | 0.00013179
24 | 0.0011948 | 0.00029945
25 | 0.0014623 | 0.00036649
26 | 0.0029706 | 0.00074451
27 | 0.0013207 | 0.000331
28 | 0.0036096 | 0.00090465
29 | 0.0030397 | 0.00076182
30 | 0.0013666 | 0.00034251
31 | 0.00056799 | 0.00014235
32 | 0.0039485 | 0.00098958
33 | 0.0011757 | 0.00029465
34 | 0.0024623 | 0.00061711
35 | 0.0030913 | 0.00077475
36 | 0.00041341 | 0.00010361
37 | 0.0040166 | 0.0010067
38 | 0.00057694 | 0.00014459
39 | 0.0034716 | 0.00087006
40 | 0.0028372 | 0.00071106
41 | 0.0010785 | 0.0002703
42 | 0.0059201 | 0.0014837
43 | 4.1709e-05 | 1.0453e-05
44 | 0.0003269 | 8.1928e-05
45 | 0.00026697 | 6.6908e-05
46 | 0.00099001 | 0.00024812
47 | 0.00301 | 0.00075438
48 | 0.00010363 | 2.5972e-05
49 | 0.00034777 | 8.716e-05
50 | 0.00011534 | 2.8907e-05
51 | 9.8027e-05 | 2.4568e-05
52 | 0.0052841 | 0.0013243
53 | 0.0022295 | 0.00055877
54 | 0.0027238 | 0.00068266
55 | 0.0018175 | 0.00045552
56 | 0.0025572 | 0.00064089
57 | 0.0030116 | 0.00075477
58 | 0.0012364 | 0.00030987
59 | 0.0018427 | 0.00046182
60 | 0.00041964 | 0.00010517
61 | 0.00086264 | 0.0002162
62 | 0.0016388 | 0.00041071
63 | 0.0052583 | 0.0013178
64 | 0.0022533 | 0.00056474
65 | 9.6136e-05 | 2.4094e-05
66 | 0.00013802 | 3.459e-05
67 | 0.0012303 | 0.00030834
68 | 0.00065224 | 0.00016347
69 | 0.00055865 | 0.00014001
70 | 0.0047854 | 0.0011993
71 | 0.005049 | 0.0012654
72 | 0.0016345 | 0.00040963
73 | 0.0083836 | 0.0021011
74 | 0.0017431 | 0.00043687
75 | 0.00096662 | 0.00024226
76 | 0.00065309 | 0.00016368
77 | 0.0059299 | 0.0014862
78 | 0.00046019 | 0.00011533
79 | 0.0014603 | 0.00036599
80 | 0.002989 | 0.0007491
81 | 0.00068773 | 0.00017236
82 | 0.00088178 | 0.000221
83 | 0.0013944 | 0.00034947
84 | 0.0011397 | 0.00028564
85 | 0.0033114 | 0.00082992
86 | 0.0017095 | 0.00042843
87 | 0.00038097 | 9.548e-05
88 | 0.0010353 | 0.00025946
89 | 0.00097068 | 0.00024328
90 | 0.0022427 | 0.00056208
91 | 0.00094784 | 0.00023755
92 | 0.00044729 | 0.0001121
93 | 0.0012159 | 0.00030474
94 | 0.0012256 | 0.00030716
95 | 0.0045576 | 0.0011422
96 | 0.0011878 | 0.00029769
97 | 0.0013348 | 0.00033453
98 | 0.0021226 | 0.00053197
99 | 0.0011615 | 0.00029109

## dtypes
| element | column | dtype
0 | bus | name | object
1 | bus | vn_kv | float64
2 | bus | type | object
3 | bus | zone | object
4 | bus | in_service | bool
5 | load | name | object
6 | load | bus | uint32
7 | load | p_mw | float64
8 | load | q_mvar | float64
9 | load | const_z_percent | float64
10 | load | const_i_percent | float64
11 | load | sn_mva | float64
12 | load | scaling | float64
13 | load | in_service | bool
14 | load | type | object
15 | ext_grid | name | object
16 | ext_grid | bus | uint32
17 | ext_grid | vm_pu | float64
18 | ext_grid | va_degree | float64
19 | ext_grid | slack_weight | float64
20 | ext_grid | in_service | bool
21 | line | name | object
22 | line | std_type | object
23 | line | from_bus | uint32
24 | line | to_bus | uint32
25 | line | length_km | float64
26 | line | r_ohm_per_km | float64
27 | line | x_ohm_per_km | float64
28 | line | c_nf_per_km | float64
29 | line | g_us_per_km | float64
30 | line | max_i_ka | float64
31 | line | df | float64
32 | line | parallel | uint32
33 | line | type | object
34 | line | in_service | bool
35 | trafo | name | object
36 | trafo | std_type | object
37 | trafo | hv_bus | uint32
38 | trafo | lv_bus | uint32
39 | trafo | sn_mva | float64
40 | trafo | vn_hv_kv | float64
41 | trafo | vn_lv_kv | float64
42 | trafo | vk_percent | float64
43 | trafo | vkr_percent | float64
44 | trafo | pfe_kw | float64
45 | trafo | i0_percent | float64
46 | trafo | shift_degree | float64
47 | trafo | tap_side | object
48 | trafo | tap_neutral | int32
49 | trafo | tap_min | int32
50 | trafo | tap_max | int32
51 | trafo | tap_step_percent | float64
52 | trafo | tap_step_degree | float64
53 | trafo | tap_pos | int32
54 | trafo | tap_phase_shifter | bool
55 | trafo | parallel | uint32
56 | trafo | df | float64
57 | trafo | in_service | bool
58 | line_geodata | coords | object
59 | bus_geodata | x | float64
60 | bus_geodata | y | float64
61 | bus_geodata | coords | object
62 | res_bus | vm_pu | float64
63 | res_bus | va_degree | float64
64 | res_bus | p_mw | float64
65 | res_bus | q_mvar | float64
66 | res_line | p_from_mw | float64
67 | res_line | q_from_mvar | float64
68 | res_line | p_to_mw | float64
69 | res_line | q_to_mvar | float64
70 | res_line | pl_mw | float64
71 | res_line | ql_mvar | float64
72 | res_line | i_from_ka | float64
73 | res_line | i_to_ka | float64
74 | res_line | i_ka | float64
75 | res_line | vm_from_pu | float64
76 | res_line | va_from_degree | float64
77 | res_line | vm_to_pu | float64
78 | res_line | va_to_degree | float64
79 | res_line | loading_percent | float64
80 | res_trafo | p_hv_mw | float64
81 | res_trafo | q_hv_mvar | float64
82 | res_trafo | p_lv_mw | float64
83 | res_trafo | q_lv_mvar | float64
84 | res_trafo | pl_mw | float64
85 | res_trafo | ql_mvar | float64
86 | res_trafo | i_hv_ka | float64
87 | res_trafo | i_lv_ka | float64
88 | res_trafo | vm_hv_pu | float64
89 | res_trafo | va_hv_degree | float64
90 | res_trafo | vm_lv_pu | float64
91 | res_trafo | va_lv_degree | float64
92 | res_trafo | loading_percent | float64
93 | res_ext_grid | p_mw | float64
94 | res_ext_grid | q_mvar | float64
95 | res_load | p_mw | float64
96 | res_load | q_mvar | float64

## parameters
| version | format_version | converged | OPF_converged | name | f_hz | sn_mva
0 | 2.14.6 | 2.14.0 | TRUE | FALSE |  | 50 | 1