## bus
| name | vn_kv | type | zone | in_service
0 | bus_LV_2044-3_0_4_node_0 | 0.4 | n |  | TRUE
1 | bus_LV_2044-3_0_4_node_2 | 0.4 | n |  | TRUE
2 | bus_LV_2044-3_0_4_node_4 | 0.4 | n |  | TRUE
3 | bus_LV_2044-3_0_4_node_5 | 0.4 | n |  | TRUE
4 | bus_LV_2044-3_0_4_node_45 | 0.4 | n |  | TRUE
5 | bus_LV_2044-3_0_4_node_48 | 0.4 | n |  | TRUE
6 | bus_LV_2044-3_0_4_node_49 | 0.4 | n |  | TRUE
7 | bus_LV_2044-3_0_4_node_43 | 0.4 | n |  | TRUE
8 | bus_LV_2044-3_0_4_node_3 | 0.4 | n |  | TRUE
9 | bus_LV_2044-3_0_4_node_42 | 0.4 | n |  | TRUE
10 | bus_LV_2044-3_0_4_node_41 | 0.4 | n |  | TRUE
11 | bus_LV_2044-3_0_4_node_6 | 0.4 | n |  | TRUE
12 | bus_LV_2044-3_0_4_node_7 | 0.4 | n |  | TRUE
13 | bus_LV_2044-3_0_4_node_8 | 0.4 | n |  | TRUE
14 | bus_LV_2044-3_0_4_node_9 | 0.4 | n |  | TRUE
15 | bus_LV_2044-3_0_4_node_10 | 0.4 | n |  | TRUE
16 | bus_LV_2044-3_0_4_node_76 | 0.4 | n |  | TRUE
17 | bus_LV_2044-3_0_4_node_86 | 0.4 | n |  | TRUE
18 | bus_LV_2044-3_0_4_node_114 | 0.4 | n |  | TRUE
19 | bus_LV_2044-3_0_4_node_115 | 0.4 | n |  | TRUE
20 | bus_LV_2044-3_0_4_node_116 | 0.4 | n |  | TRUE
21 | bus_LV_2044-3_0_4_node_117 | 0.4 | n |  | TRUE
22 | bus_LV_2044-3_0_4_node_75 | 0.4 | n |  | TRUE
23 | bus_LV_2044-3_0_4_node_87 | 0.4 | n |  | TRUE
24 | bus_LV_2044-3_0_4_node_11 | 0.4 | n |  | TRUE
25 | bus_LV_2044-3_0_4_node_12 | 0.4 | n |  | TRUE
26 | bus_LV_2044-3_0_4_node_13 | 0.4 | n |  | TRUE
27 | bus_LV_2044-3_0_4_node_14 | 0.4 | n |  | TRUE
28 | bus_LV_2044-3_0_4_node_15 | 0.4 | n |  | TRUE
29 | bus_LV_2044-3_0_4_node_52 | 0.4 | n |  | TRUE
30 | bus_LV_2044-3_0_4_node_27 | 0.4 | n |  | TRUE
31 | bus_LV_2044-3_0_4_node_51 | 0.4 | n |  | TRUE
32 | bus_LV_2044-3_0_4_node_16 | 0.4 | n |  | TRUE
33 | bus_LV_2044-3_0_4_node_118 | 0.4 | n |  | TRUE
34 | bus_LV_2044-3_0_4_node_17 | 0.4 | n |  | TRUE
35 | bus_LV_2044-3_0_4_node_18 | 0.4 | n |  | TRUE
36 | bus_LV_2044-3_0_4_node_19 | 0.4 | n |  | TRUE
37 | bus_LV_2044-3_0_4_node_20 | 0.4 | n |  | TRUE
38 | bus_LV_2044-3_0_4_node_26 | 0.4 | n |  | TRUE
39 | bus_LV_2044-3_0_4_node_30 | 0.4 | n |  | TRUE
40 | bus_LV_2044-3_0_4_node_21 | 0.4 | n |  | TRUE
41 | bus_LV_2044-3_0_4_node_22 | 0.4 | n |  | TRUE
42 | bus_LV_2044-3_0_4_node_23 | 0.4 | n |  | TRUE
43 | bus_LV_2044-3_0_4_node_24 | 0.4 | n |  | TRUE
44 | bus_LV_2044-3_0_4_node_25 | 0.4 | n |  | TRUE
45 | bus_LV_2044-3_0_4_node_33 | 0.4 | n |  | TRUE
46 | bus_LV_2044-3_0_4_node_122 | 0.4 | n |  | TRUE
47 | bus_LV_2044-3_0_4_node_120 | 0.4 | n |  | TRUE
48 | bus_LV_2044-3_0_4_node_32 | 0.4 | n |  | TRUE
49 | bus_LV_2044-3_0_4_node_121 | 0.4 | n |  | TRUE
50 | bus_LV_2044-3_0_4_node_28 | 0.4 | n |  | TRUE
51 | bus_LV_2044-3_0_4_node_29 | 0.4 | n |  | TRUE
52 | bus_LV_2044-3_0_4_node_35 | 0.4 | n |  | TRUE
53 | bus_LV_2044-3_0_4_node_31 | 0.4 | n |  | TRUE
54 | bus_LV_2044-3_0_4_node_36 | 0.4 | n |  | TRUE
55 | bus_LV_2044-3_0_4_node_34 | 0.4 | n |  | TRUE
56 | bus_LV_2044-3_0_4_node_40 | 0.4 | n |  | TRUE
57 | bus_LV_2044-3_0_4_node_38 | 0.4 | n |  | TRUE
58 | bus_LV_2044-3_0_4_node_37 | 0.4 | n |  | TRUE
59 | bus_LV_2044-3_0_4_node_50 | 0.4 | n |  | TRUE
60 | bus_LV_2044-3_0_4_node_46 | 0.4 | n |  | TRUE
61 | bus_LV_2044-3_0_4_node_44 | 0.4 | n |  | TRUE
62 | bus_LV_2044-3_0_4_node_39 | 0.4 | n |  | TRUE
63 | bus_LV_2044-3_0_4_node_47 | 0.4 | n |  | TRUE
64 | bus_LV_2044-3_0_4_node_53 | 0.4 | n |  | TRUE
65 | bus_LV_2044-3_0_4_node_55 | 0.4 | n |  | TRUE
66 | bus_LV_2044-3_0_4_node_58 | 0.4 | n |  | TRUE
67 | bus_LV_2044-3_0_4_node_54 | 0.4 | n |  | TRUE
68 | bus_LV_2044-3_0_4_node_56 | 0.4 | n |  | TRUE
69 | bus_LV_2044-3_0_4_node_59 | 0.4 | n |  | TRUE
70 | bus_LV_2044-3_0_4_node_71 | 0.4 | n |  | TRUE
71 | bus_LV_2044-3_0_4_node_72 | 0.4 | n |  | TRUE
72 | bus_LV_2044-3_0_4_node_73 | 0.4 | n |  | TRUE
73 | bus_LV_2044-3_0_4_node_70 | 0.4 | n |  | TRUE
74 | bus_LV_2044-3_0_4_node_57 | 0.4 | n |  | TRUE
75 | bus_LV_2044-3_0_4_node_66 | 0.4 | n |  | TRUE
76 | bus_LV_2044-3_0_4_node_67 | 0.4 | n |  | TRUE
77 | bus_LV_2044-3_0_4_node_60 | 0.4 | n |  | TRUE
78 | bus_LV_2044-3_0_4_node_61 | 0.4 | n |  | TRUE
79 | bus_LV_2044-3_0_4_node_62 | 0.4 | n |  | TRUE
80 | bus_LV_2044-3_0_4_node_63 | 0.4 | n |  | TRUE
81 | bus_LV_2044-3_0_4_node_64 | 0.4 | n |  | TRUE
82 | bus_LV_2044-3_0_4_node_65 | 0.4 | n |  | TRUE
83 | bus_LV_2044-3_0_4_node_68 | 0.4 | n |  | TRUE
84 | bus_LV_2044-3_0_4_node_69 | 0.4 | n |  | TRUE
85 | bus_LV_2044-3_0_4_node_96 | 0.4 | n |  | TRUE
86 | bus_LV_2044-3_0_4_node_95 | 0.4 | n |  | TRUE
87 | bus_LV_2044-3_0_4_node_74 | 0.4 | n |  | TRUE
88 | bus_LV_2044-3_0_4_node_89 | 0.4 | n |  | TRUE
89 | bus_LV_2044-3_0_4_node_90 | 0.4 | n |  | TRUE
90 | bus_LV_2044-3_0_4_node_77 | 0.4 | n |  | TRUE
91 | bus_LV_2044-3_0_4_node_80 | 0.4 | n |  | TRUE
92 | bus_LV_2044-3_0_4_node_82 | 0.4 | n |  | TRUE
93 | bus_LV_2044-3_0_4_node_78 | 0.4 | n |  | TRUE
94 | bus_LV_2044-3_0_4_node_79 | 0.4 | n |  | TRUE
95 | bus_LV_2044-3_0_4_node_81 | 0.4 | n |  | TRUE
96 | bus_LV_2044-3_0_4_node_83 | 0.4 | n |  | TRUE
97 | bus_LV_2044-3_0_4_node_84 | 0.4 | n |  | TRUE
98 | bus_LV_2044-3_0_4_node_85 | 0.4 | n |  | TRUE
99 | bus_LV_2044-3_0_4_node_88 | 0.4 | n |  | TRUE
100 | bus_LV_2044-3_0_4_node_91 | 0.4 | n |  | TRUE
101 | bus_LV_2044-3_0_4_node_92 | 0.4 | n |  | TRUE
102 | bus_LV_2044-3_0_4_node_97 | 0.4 | n |  | TRUE
103 | bus_LV_2044-3_0_4_node_98 | 0.4 | n |  | TRUE
104 | bus_LV_2044-3_0_4_node_93 | 0.4 | n |  | TRUE
105 | bus_LV_2044-3_0_4_node_94 | 0.4 | n |  | TRUE
106 | bus_LV_2044-3_0_4_node_100 | 0.4 | n |  | TRUE
107 | bus_LV_2044-3_0_4_node_99 | 0.4 | n |  | TRUE
108 | bus_LV_2044-3_0_4_node_103 | 0.4 | n |  | TRUE
109 | bus_LV_2044-3_0_4_node_104 | 0.4 | n |  | TRUE
110 | bus_LV_2044-3_0_4_node_101 | 0.4 | n |  | TRUE
111 | bus_LV_2044-3_0_4_node_102 | 0.4 | n |  | TRUE
112 | bus_LV_2044-3_0_4_node_119 | 0.4 | n |  | TRUE
113 | bus_LV_2044-3_0_4_node_126 | 0.4 | n |  | TRUE
114 | bus_LV_2044-3_0_4_node_125 | 0.4 | n |  | TRUE
115 | bus_LV_2044-3_0_4_node_105 | 0.4 | n |  | TRUE
116 | bus_LV_2044-3_0_4_node_106 | 0.4 | n |  | TRUE
117 | bus_LV_2044-3_0_4_node_107 | 0.4 | n |  | TRUE
118 | bus_LV_2044-3_0_4_node_108 | 0.4 | n |  | TRUE
119 | bus_LV_2044-3_0_4_node_109 | 0.4 | n |  | TRUE
120 | bus_LV_2044-3_0_4_node_110 | 0.4 | n |  | TRUE
121 | bus_LV_2044-3_0_4_node_111 | 0.4 | n |  | TRUE
122 | bus_LV_2044-3_0_4_node_113 | 0.4 | n |  | TRUE
123 | bus_LV_2044-3_0_4_node_123 | 0.4 | n |  | TRUE
124 | bus_LV_2044-3_0_4_node_112 | 0.4 | n |  | TRUE
125 | bus_LV_2044-3_0_4_node_124 | 0.4 | n |  | TRUE
126 | bus_MV_478_0_node_19 | 20 | n |  | TRUE

## load
| name | bus | p_mw | q_mvar | const_z_percent | const_i_percent | sn_mva | scaling | in_service | type
0 | LV_2044-3_0_4_load_0 | 0 | 0.009841 | 0.0024664 | 0 | 0 |  | 1 | TRUE | wye
1 | LV_2044-3_0_4_load_2 | 1 | 0.0035886 | 0.00089939 | 0 | 0 |  | 1 | TRUE | wye
2 | LV_2044-3_0_4_load_5 | 3 | 0.0041172 | 0.0010319 | 0 | 0 |  | 1 | TRUE | wye
3 | LV_2044-3_0_4_load_48 | 5 | 0.00068805 | 0.00017244 | 0 | 0 |  | 1 | TRUE | wye
4 | LV_2044-3_0_4_load_49 | 6 | 0.00092098 | 0.00023082 | 0 | 0 |  | 1 | TRUE | wye
5 | LV_2044-3_0_4_load_43 | 7 | 0.0035574 | 0.00089156 | 0 | 0 |  | 1 | TRUE | wye
6 | LV_2044-3_0_4_load_3 | 8 | 0.0010603 | 0.00026573 | 0 | 0 |  | 1 | TRUE | wye
7 | LV_2044-3_0_4_load_42 | 9 | 0.0019326 | 0.00048437 | 0 | 0 |  | 1 | TRUE | wye
8 | LV_2044-3_0_4_load_41 | 10 | 0.0025625 | 0.00064222 | 0 | 0 |  | 1 | TRUE | wye
9 | LV_2044-3_0_4_load_6 | 11 | 0.0026153 | 0.00065545 | 0 | 0 |  | 1 | TRUE | wye
10 | LV_2044-3_0_4_load_7 | 12 | 0.0027284 | 0.0006838 | 0 | 0 |  | 1 | TRUE | wye
11 | LV_2044-3_0_4_load_8 | 13 | 0.0030824 | 0.00077251 | 0 | 0 |  | 1 | TRUE | wye
12 | LV_2044-3_0_4_load_9 | 14 | 0.0017356 | 0.00043499 | 0 | 0 |  | 1 | TRUE | wye
13 | LV_2044-3_0_4_load_76 | 16 | 0.0031331 | 0.00078523 | 0 | 0 |  | 1 | TRUE | wye
14 | LV_2044-3_0_4_load_86 | 17 | 0.0053066 | 0.00133 | 0 | 0 |  | 1 | TRUE | wye
15 | LV_2044-3_0_4_load_114 | 18 | 0.00182 | 0.00045613 | 0 | 0 |  | 1 | TRUE | wye
16 | LV_2044-3_0_4_load_115 | 19 | 0.00080127 | 0.00020082 | 0 | 0 |  | 1 | TRUE | wye
17 | LV_2044-3_0_4_load_117 | 21 | 0.0044089 | 0.001105 | 0 | 0 |  | 1 | TRUE | wye
18 | LV_2044-3_0_4_load_87 | 23 | 0.0026824 | 0.00067227 | 0 | 0 |  | 1 | TRUE | wye
19 | LV_2044-3_0_4_load_11 | 24 | 0.00040596 | 0.00010174 | 0 | 0 |  | 1 | TRUE | wye
20 | LV_2044-3_0_4_load_12 | 25 | 0.00041774 | 0.0001047 | 0 | 0 |  | 1 | TRUE | wye
21 | LV_2044-3_0_4_load_13 | 26 | 0.0012647 | 0.00031697 | 0 | 0 |  | 1 | TRUE | wye
22 | LV_2044-3_0_4_load_14 | 27 | 0.00016078 | 4.0295e-05 | 0 | 0 |  | 1 | TRUE | wye
23 | LV_2044-3_0_4_load_15 | 28 | 0.00026509 | 6.6437e-05 | 0 | 0 |  | 1 | TRUE | wye
24 | LV_2044-3_0_4_load_52 | 29 | 0.0018448 | 0.00046235 | 0 | 0 |  | 1 | TRUE | wye
25 | LV_2044-3_0_4_load_27 | 30 | 0.0098817 | 0.0024766 | 0 | 0 |  | 1 | TRUE | wye
26 | LV_2044-3_0_4_load_51 | 31 | 0.00068549 | 0.0001718 | 0 | 0 |  | 1 | TRUE | wye
27 | LV_2044-3_0_4_load_16 | 32 | 0.00080469 | 0.00020167 | 0 | 0 |  | 1 | TRUE | wye
28 | LV_2044-3_0_4_load_118 | 33 | 0.00081032 | 0.00020309 | 0 | 0 |  | 1 | TRUE | wye
29 | LV_2044-3_0_4_load_17 | 34 | 0.004282 | 0.0010732 | 0 | 0 |  | 1 | TRUE | wye
30 | LV_2044-3_0_4_load_18 | 35 | 0.00091256 | 0.00022871 | 0 | 0 |  | 1 | TRUE | wye
31 | LV_2044-3_0_4_load_19 | 36 | 0.0050073 | 0.0012549 | 0 | 0 |  | 1 | TRUE | wye
32 | LV_2044-3_0_4_load_20 | 37 | 0.0021986 | 0.00055103 | 0 | 0 |  | 1 | TRUE | wye
33 | LV_2044-3_0_4_load_30 | 39 | 0.0016574 | 0.00041539 | 0 | 0 |  | 1 | TRUE | wye
34 | LV_2044-3_0_4_load_21 | 40 | 0.0023632 | 0.00059229 | 0 | 0 |  | 1 | TRUE | wye
35 | LV_2044-3_0_4_load_22 | 41 | 0.00070843 | 0.00017755 | 0 | 0 |  | 1 | TRUE | wye
36 | LV_2044-3_0_4_load_24 | 43 | 0.0018571 | 0.00046543 | 0 | 0 |  | 1 | TRUE | wye
37 | LV_2044-3_0_4_load_33 | 45 | 0.0011771 | 0.00029501 | 0 | 0 |  | 1 | TRUE | wye
38 | LV_2044-3_0_4_load_122 | 46 | 0.0017399 | 0.00043605 | 0 | 0 |  | 1 | TRUE | wye
39 | LV_2044-3_0_4_load_120 | 47 | 0.0004241 | 0.00010629 | 0 | 0 |  | 1 | TRUE | wye
40 | LV_2044-3_0_4_load_121 | 49 | 0.003018 | 0.00075637 | 0 | 0 |  | 1 | TRUE | wye
41 | LV_2044-3_0_4_load_35 | 52 | 0.0017911 | 0.0004489 | 0 | 0 |  | 1 | TRUE | wye
42 | LV_2044-3_0_4_load_31 | 53 | 0.0026125 | 0.00065475 | 0 | 0 |  | 1 | TRUE | wye
43 | LV_2044-3_0_4_load_36 | 54 | 0.0022769 | 0.00057064 | 0 | 0 |  | 1 | TRUE | wye
44 | LV_2044-3_0_4_load_34 | 55 | 0.0014002 | 0.00035092 | 0 | 0 |  | 1 | TRUE | wye
45 | LV_2044-3_0_4_load_40 | 56 | 0.0013374 | 0.00033519 | 0 | 0 |  | 1 | TRUE | wye
46 | LV_2044-3_0_4_load_37 | 58 | 0.0065706 | 0.0016468 | 0 | 0 |  | 1 | TRUE | wye
47 | LV_2044-3_0_4_load_50 | 59 | 0.0020593 | 0.00051612 | 0 | 0 |  | 1 | TRUE | wye
48 | LV_2044-3_0_4_load_46 | 60 | 0.0020143 | 0.00050483 | 0 | 0 |  | 1 | TRUE | wye
49 | LV_2044-3_0_4_load_39 | 62 | 0.0019034 | 0.00047704 | 0 | 0 |  | 1 | TRUE | wye
50 | LV_2044-3_0_4_load_47 | 63 | 0.0034277 | 0.00085905 | 0 | 0 |  | 1 | TRUE | wye
51 | LV_2044-3_0_4_load_53 | 64 | 0.00044767 | 0.0001122 | 0 | 0 |  | 1 | TRUE | wye
52 | LV_2044-3_0_4_load_55 | 65 | 0.0037874 | 0.00094922 | 0 | 0 |  | 1 | TRUE | wye
53 | LV_2044-3_0_4_load_58 | 66 | 0.0030774 | 0.00077126 | 0 | 0 |  | 1 | TRUE | wye
54 | LV_2044-3_0_4_load_54 | 67 | 0.0031044 | 0.00077804 | 0 | 0 |  | 1 | TRUE | wye
55 | LV_2044-3_0_4_load_56 | 68 | 0.003479 | 0.00087191 | 0 | 0 |  | 1 | TRUE | wye
56 | LV_2044-3_0_4_load_59 | 69 | 0.0020344 | 0.00050988 | 0 | 0 |  | 1 | TRUE | wye
57 | LV_2044-3_0_4_load_72 | 71 | 0.0066468 | 0.0016658 | 0 | 0 |  | 1 | TRUE | wye
58 | LV_2044-3_0_4_load_73 | 72 | 0.0021076 | 0.00052822 | 0 | 0 |  | 1 | TRUE | wye
59 | LV_2044-3_0_4_load_70 | 73 | 0.0022216 | 0.0005568 | 0 | 0 |  | 1 | TRUE | wye
60 | LV_2044-3_0_4_load_57 | 74 | 0.0019435 | 0.00048708 | 0 | 0 |  | 1 | TRUE | wye
61 | LV_2044-3_0_4_load_66 | 75 | 0.0019819 | 0.00049671 | 0 | 0 |  | 1 | TRUE | wye
62 | LV_2044-3_0_4_load_67 | 76 | 0.0015446 | 0.00038711 | 0 | 0 |  | 1 | TRUE | wye
63 | LV_2044-3_0_4_load_60 | 77 | 0.0010039 | 0.00025159 | 0 | 0 |  | 1 | TRUE | wye
64 | LV_2044-3_0_4_load_61 | 78 | 0.0012428 | 0.00031148 | 0 | 0 |  | 1 | TRUE | wye
65 | LV_2044-3_0_4_load_62 | 79 | 0.00051623 | 0.00012938 | 0 | 0 |  | 1 | TRUE | wye
66 | LV_2044-3_0_4_load_63 | 80 | 0.0011945 | 0.00029937 | 0 | 0 |  | 1 | TRUE | wye
67 | LV_2044-3_0_4_load_64 | 81 | 0.0024412 | 0.00061181 | 0 | 0 |  | 1 | TRUE | wye
68 | LV_2044-3_0_4_load_65 | 82 | 0.0044614 | 0.0011181 | 0 | 0 |  | 1 | TRUE | wye
69 | LV_2044-3_0_4_load_69 | 84 | 0.0010001 | 0.00025065 | 0 | 0 |  | 1 | TRUE | wye
70 | LV_2044-3_0_4_load_96 | 85 | 0.0012481 | 0.0003128 | 0 | 0 |  | 1 | TRUE | wye
71 | LV_2044-3_0_4_load_95 | 86 | 0.00096564 | 0.00024201 | 0 | 0 |  | 1 | TRUE | wye
72 | LV_2044-3_0_4_load_74 | 87 | 0.0016517 | 0.00041396 | 0 | 0 |  | 1 | TRUE | wye
73 | LV_2044-3_0_4_load_89 | 88 | 0.0017022 | 0.0004266 | 0 | 0 |  | 1 | TRUE | wye
74 | LV_2044-3_0_4_load_90 | 89 | 0.0059364 | 0.0014878 | 0 | 0 |  | 1 | TRUE | wye
75 | LV_2044-3_0_4_load_77 | 90 | 0.0014818 | 0.00037137 | 0 | 0 |  | 1 | TRUE | wye
76 | LV_2044-3_0_4_load_82 | 92 | 0.0015813 | 0.00039631 | 0 | 0 |  | 1 | TRUE | wye
77 | LV_2044-3_0_4_load_78 | 93 | 0.0018602 | 0.00046622 | 0 | 0 |  | 1 | TRUE | wye
78 | LV_2044-3_0_4_load_79 | 94 | 0.0010736 | 0.00026908 | 0 | 0 |  | 1 | TRUE | wye
79 | LV_2044-3_0_4_load_81 | 95 | 0.00045663 | 0.00011444 | 0 | 0 |  | 1 | TRUE | wye
80 | LV_2044-3_0_4_load_83 | 96 | 0.0033915 | 0.00084998 | 0 | 0 |  | 1 | TRUE | wye
81 | LV_2044-3_0_4_load_84 | 97 | 0.002403 | 0.00060226 | 0 | 0 |  | 1 | TRUE | wye
82 | LV_2044-3_0_4_load_88 | 99 | 0.0029089 | 0.00072905 | 0 | 0 |  | 1 | TRUE | wye
83 | LV_2044-3_0_4_load_91 | 100 | 0.0019562 | 0.00049028 | 0 | 0 |  | 1 | TRUE | wye
84 | LV_2044-3_0_4_load_92 | 101 | 0.0017569 | 0.00044031 | 0 | 0 |  | 1 | TRUE | wye
85 | LV_2044-3_0_4_load_97 | 102 | 0.00097599 | 0.00024461 | 0 | 0 |  | 1 | TRUE | wye
86 | LV_2044-3_0_4_load_93 | 104 | 0.00094036 | 0.00023568 | 0 | 0 |  | 1 | TRUE | wye
87 | LV_2044-3_0_4_load_94 | 105 | 0.00097335 | 0.00024394 | 0 | 0 |  | 1 | TRUE | wye
88 | LV_2044-3_0_4_load_100 | 106 | 0.00083456 | 0.00020916 | 0 | 0 |  | 1 | TRUE | wye
89 | LV_2044-3_0_4_load_99 | 107 | 0.0027701 | 0.00069426 | 0 | 0 |  | 1 | TRUE | wye
90 | LV_2044-3_0_4_load_103 | 108 | 0.0034183 | 0.0008567 | 0 | 0 |  | 1 | TRUE | wye
91 | LV_2044-3_0_4_load_101 | 110 | 0.00036618 | 9.1773e-05 | 0 | 0 |  | 1 | TRUE | wye
92 | LV_2044-3_0_4_load_102 | 111 | 0.00049379 | 0.00012376 | 0 | 0 |  | 1 | TRUE | wye
93 | LV_2044-3_0_4_load_119 | 112 | 0.00097261 | 0.00024376 | 0 | 0 |  | 1 | TRUE | wye
94 | LV_2044-3_0_4_load_126 | 113 | 0.0003061 | 7.6716e-05 | 0 | 0 |  | 1 | TRUE | wye
95 | LV_2044-3_0_4_load_125 | 114 | 0.00032202 | 8.0706e-05 | 0 | 0 |  | 1 | TRUE | wye
96 | LV_2044-3_0_4_load_105 | 115 | 0.00036857 | 9.2372e-05 | 0 | 0 |  | 1 | TRUE | wye
97 | LV_2044-3_0_4_load_106 | 116 | 0.00034711 | 8.6995e-05 | 0 | 0 |  | 1 | TRUE | wye
98 | LV_2044-3_0_4_load_108 | 118 | 0.0003366 | 8.4359e-05 | 0 | 0 |  | 1 | TRUE | wye
99 | LV_2044-3_0_4_load_109 | 119 | 0.00026333 | 6.5998e-05 | 0 | 0 |  | 1 | TRUE | wye
100 | LV_2044-3_0_4_load_110 | 120 | 0.00042144 | 0.00010562 | 0 | 0 |  | 1 | TRUE | wye
101 | LV_2044-3_0_4_load_111 | 121 | 0.00030642 | 7.6797e-05 | 0 | 0 |  | 1 | TRUE | wye
102 | LV_2044-3_0_4_load_113 | 122 | 0.00047637 | 0.00011939 | 0 | 0 |  | 1 | TRUE | wye
103 | LV_2044-3_0_4_load_123 | 123 | 0.00031669 | 7.9369e-05 | 0 | 0 |  | 1 | TRUE | wye
104 | LV_2044-3_0_4_load_112 | 124 | 0.00078782 | 0.00019745 | 0 | 0 |  | 1 | TRUE | wye
105 | LV_2044-3_0_4_load_124 | 125 | 0.00035186 | 8.8185e-05 | 0 | 0 |  | 1 | TRUE | wye

## ext_grid
| name | bus | vm_pu | va_degree | slack_weight | in_service
0 |  | 63 | 1 | 0 | 1 | TRUE

## line
| name | std_type | from_bus | to_bus | length_km | r_ohm_per_km | x_ohm_per_km | c_nf_per_km | g_us_per_km | max_i_ka | df | parallel | type | in_service
0 | LV_2044-3_0_4_line_0 | NAYY 4x150 SE | 0 | 1 | 0.017344 | 0.208 | 0.08 | 261 | 0 | 0.27 | 1 | 1 | cs | TRUE
1 | LV_2044-3_0_4_line_1 | NAYY 4x150 SE | 1 | 2 | 0.015679 | 0.208 | 0.08 | 261 | 0 | 0.27 | 1 | 1 | cs | TRUE
2 | LV_2044-3_0_4_line_2 | NAYY 4x150 SE | 1 | 3 | 0.026989 | 0.208 | 0.08 | 261 | 0 | 0.27 | 1 | 1 | cs | TRUE
3 | LV_2044-3_0_4_line_3 | NAYY 4x150 SE | 2 | 9 | 0.015345 | 0.208 | 0.08 | 261 | 0 | 0.27 | 1 | 1 | cs | TRUE
4 | LV_2044-3_0_4_line_4 | NAYY 4x150 SE | 2 | 8 | 0.033948 | 0.208 | 0.08 | 261 | 0 | 0.27 | 1 | 1 | cs | TRUE
5 | LV_2044-3_0_4_line_5 | NAYY 4x150 SE | 4 | 5 | 0.016687 | 0.208 | 0.08 | 261 | 0 | 0.27 | 1 | 3 | cs | TRUE
6 | LV_2044-3_0_4_line_6 | NAYY 4x150 SE | 4 | 6 | 0.043916 | 0.208 | 0.08 | 261 | 0 | 0.27 | 1 | 1 | cs | TRUE
7 | LV_2044-3_0_4_line_7 | NAYY 4x150 SE | 4 | 7 | 0.021996 | 0.208 | 0.08 | 261 | 0 | 0.27 | 1 | 3 | cs | TRUE
8 | LV_2044-3_0_4_line_8 | NAYY 4x150 SE | 5 | 65 | 0.0096691 | 0.208 | 0.08 | 261 | 0 | 0.27 | 1 | 3 | cs | TRUE
9 | LV_2044-3_0_4_line_9 | NAYY 4x150 SE | 6 | 66 | 0.014614 | 0.208 | 0.08 | 261 | 0 | 0.27 | 1 | 1 | cs | TRUE
10 | LV_2044-3_0_4_line_10 | NAYY 4x150 SE | 7 | 61 | 0.025661 | 0.208 | 0.08 | 261 | 0 | 0.27 | 1 | 3 | cs | TRUE
11 | LV_2044-3_0_4_line_11 | NAYY 4x150 SE | 9 | 10 | 0.023601 | 0.208 | 0.08 | 261 | 0 | 0.27 | 1 | 1 | cs | TRUE
12 | LV_2044-3_0_4_line_12 | NAYY 4x150 SE | 10 | 62 | 0.0012521 | 0.208 | 0.08 | 261 | 0 | 0.27 | 1 | 1 | cs | TRUE
13 | LV_2044-3_0_4_line_13 | NAYY 4x150 SE | 11 | 12 | 0.036603 | 0.208 | 0.08 | 261 | 0 | 0.27 | 1 | 1 | cs | TRUE
14 | LV_2044-3_0_4_line_14 | NAYY 4x150 SE | 11 | 13 | 0.01837 | 0.208 | 0.08 | 261 | 0 | 0.27 | 1 | 1 | cs | TRUE
15 | LV_2044-3_0_4_line_15 | NAYY 4x150 SE | 12 | 14 | 0.028652 | 0.208 | 0.08 | 261 | 0 | 0.27 | 1 | 1 | cs | TRUE
16 | LV_2044-3_0_4_line_16 | NAYY 4x150 SE | 13 | 15 | 0.029355 | 0.208 | 0.08 | 261 | 0 | 0.27 | 1 | 1 | cs | TRUE
17 | LV_2044-3_0_4_line_17 | NAYY 4x150 SE | 15 | 16 | 0.040854 | 0.208 | 0.08 | 261 | 0 | 0.27 | 1 | 1 | cs | TRUE
18 | LV_2044-3_0_4_line_18 | NAYY 4x150 SE | 15 | 17 | 0.02792 | 0.208 | 0.08 | 261 | 0 | 0.27 | 1 | 1 | cs | TRUE
19 | LV_2044-3_0_4_line_19 | NAYY 4x150 SE | 16 | 22 | 0.038716 | 0.208 | 0.08 | 261 | 0 | 0.27 | 1 | 1 | cs | TRUE
20 | LV_2044-3_0_4_line_20 | NAYY 4x150 SE | 17 | 23 | 0.021858 | 0.208 | 0.08 | 261 | 0 | 0.27 | 1 | 1 | cs | TRUE
21 | LV_2044-3_0_4_line_21 | NAYY 4x150 SE | 18 | 19 | 0.01199 | 0.208 | 0.08 | 261 | 0 | 0.27 | 1 | 1 | cs | TRUE
22 | LV_2044-3_0_4_line_22 | NAYY 4x150 SE | 18 | 20 | 0.023484 | 0.208 | 0.08 | 261 | 0 | 0.27 | 1 | 1 | cs | TRUE
23 | LV_2044-3_0_4_line_23 | NAYY 4x150 SE | 18 | 21 | 0.10533 | 0.208 | 0.08 | 261 | 0 | 0.27 | 1 | 1 | cs | TRUE
24 | LV_2044-3_0_4_line_24 | NAYY 4x150 SE | 20 | 98 | 0.077589 | 0.208 | 0.08 | 261 | 0 | 0.27 | 1 | 1 | cs | TRUE
25 | LV_2044-3_0_4_line_25 | NAYY 4x150 SE | 21 | 33 | 0.30685 | 0.208 | 0.08 | 261 | 0 | 0.27 | 1 | 1 | cs | TRUE
26 | LV_2044-3_0_4_line_26 | NAYY 4x150 SE | 22 | 90 | 0.018959 | 0.208 | 0.08 | 261 | 0 | 0.27 | 1 | 1 | cs | TRUE
27 | LV_2044-3_0_4_line_27 | NAYY 4x150 SE | 22 | 87 | 0.0048324 | 0.208 | 0.08 | 261 | 0 | 0.27 | 1 | 1 | cs | TRUE
28 | LV_2044-3_0_4_line_28 | NAYY 4x150 SE | 23 | 99 | 0.018577 | 0.208 | 0.08 | 261 | 0 | 0.27 | 1 | 1 | cs | TRUE
29 | LV_2044-3_0_4_line_29 | NAYY 4x150 SE | 24 | 25 | 0.016989 | 0.208 | 0.08 | 261 | 0 | 0.27 | 1 | 1 | cs | TRUE
30 | LV_2044-3_0_4_line_30 | NAYY 4x150 SE | 24 | 26 | 0.042394 | 0.208 | 0.08 | 261 | 0 | 0.27 | 1 | 1 | cs | TRUE
31 | LV_2044-3_0_4_line_31 | NAYY 4x150 SE | 25 | 27 | 0.0073536 | 0.208 | 0.08 | 261 | 0 | 0.27 | 1 | 1 | cs | TRUE
32 | LV_2044-3_0_4_line_32 | NAYY 4x150 SE | 26 | 28 | 0.013571 | 0.208 | 0.08 | 261 | 0 | 0.27 | 1 | 1 | cs | TRUE
33 | LV_2044-3_0_4_line_33 | NAYY 4x150 SE | 28 | 32 | 0.016749 | 0.208 | 0.08 | 261 | 0 | 0.27 | 1 | 1 | cs | TRUE
34 | LV_2044-3_0_4_line_34 | NAYY 4x150 SE | 29 | 30 | 0.11035 | 0.208 | 0.08 | 261 | 0 | 0.27 | 1 | 2 | cs | TRUE
35 | LV_2044-3_0_4_line_35 | NAYY 4x150 SE | 29 | 31 | 0.034627 | 0.208 | 0.08 | 261 | 0 | 0.27 | 1 | 3 | cs | TRUE
36 | LV_2044-3_0_4_line_36 | NAYY 4x150 SE | 30 | 50 | 0.024277 | 0.208 | 0.08 | 261 | 0 | 0.27 | 1 | 1 | cs | TRUE
37 | LV_2044-3_0_4_line_37 | NAYY 4x150 SE | 31 | 59 | 0.022453 | 0.208 | 0.08 | 261 | 0 | 0.27 | 1 | 3 | cs | TRUE
38 | LV_2044-3_0_4_line_38 | NAYY 4x150 SE | 32 | 34 | 0.022379 | 0.208 | 0.08 | 261 | 0 | 0.27 | 1 | 1 | cs | TRUE
39 | LV_2044-3_0_4_line_39 | NAYY 4x150 SE | 34 | 35 | 0.01516 | 0.208 | 0.08 | 261 | 0 | 0.27 | 1 | 1 | cs | TRUE
40 | LV_2044-3_0_4_line_40 | NAYY 4x150 SE | 35 | 36 | 0.010396 | 0.208 | 0.08 | 261 | 0 | 0.27 | 1 | 1 | cs | TRUE
41 | LV_2044-3_0_4_line_41 | NAYY 4x150 SE | 36 | 37 | 0.016866 | 0.208 | 0.08 | 261 | 0 | 0.27 | 1 | 1 | cs | TRUE
42 | LV_2044-3_0_4_line_42 | NAYY 4x150 SE | 37 | 38 | 0.0090506 | 0.208 | 0.08 | 261 | 0 | 0.27 | 1 | 1 | cs | TRUE
43 | LV_2044-3_0_4_line_43 | NAYY 4x150 SE | 38 | 39 | 0.011518 | 0.208 | 0.08 | 261 | 0 | 0.27 | 1 | 1 | cs | TRUE
44 | LV_2044-3_0_4_line_44 | NAYY 4x150 SE | 39 | 48 | 0.013935 | 0.208 | 0.08 | 261 | 0 | 0.27 | 1 | 1 | cs | TRUE
45 | LV_2044-3_0_4_line_45 | NAYY 4x150 SE | 40 | 41 | 0.0094312 | 0.208 | 0.08 | 261 | 0 | 0.27 | 1 | 1 | cs | TRUE
46 | LV_2044-3_0_4_line_46 | NAYY 4x150 SE | 41 | 42 | 0.033255 | 0.208 | 0.08 | 261 | 0 | 0.27 | 1 | 1 | cs | TRUE
47 | LV_2044-3_0_4_line_47 | NAYY 4x150 SE | 42 | 43 | 0.012993 | 0.208 | 0.08 | 261 | 0 | 0.27 | 1 | 1 | cs | TRUE
48 | LV_2044-3_0_4_line_48 | NAYY 4x150 SE | 42 | 44 | 0.023939 | 0.208 | 0.08 | 261 | 0 | 0.27 | 1 | 1 | cs | TRUE
49 | LV_2044-3_0_4_line_49 | NAYY 4x150 SE | 43 | 45 | 0.00444 | 0.208 | 0.08 | 261 | 0 | 0.27 | 1 | 1 | cs | TRUE
50 | LV_2044-3_0_4_line_50 | NAYY 4x150 SE | 44 | 46 | 0.043417 | 0.208 | 0.08 | 261 | 0 | 0.27 | 1 | 1 | cs | TRUE
51 | LV_2044-3_0_4_line_51 | NAYY 4x150 SE | 44 | 47 | 0.027155 | 0.208 | 0.08 | 261 | 0 | 0.27 | 1 | 1 | cs | TRUE
52 | LV_2044-3_0_4_line_52 | NAYY 4x150 SE | 45 | 48 | 0.019437 | 0.208 | 0.08 | 261 | 0 | 0.27 | 1 | 1 | cs | TRUE
53 | LV_2044-3_0_4_line_53 | NAYY 4x150 SE | 47 | 49 | 0.011371 | 0.208 | 0.08 | 261 | 0 | 0.27 | 1 | 1 | cs | TRUE
54 | LV_2044-3_0_4_line_54 | NAYY 4x150 SE | 48 | 53 | 0.026461 | 0.208 | 0.08 | 261 | 0 | 0.27 | 1 | 1 | cs | TRUE
55 | LV_2044-3_0_4_line_55 | NAYY 4x150 SE | 50 | 51 | 0.012236 | 0.208 | 0.08 | 261 | 0 | 0.27 | 1 | 1 | cs | TRUE
56 | LV_2044-3_0_4_line_56 | NAYY 4x150 SE | 51 | 52 | 0.022384 | 0.208 | 0.08 | 261 | 0 | 0.27 | 1 | 1 | cs | TRUE
57 | LV_2044-3_0_4_line_57 | NAYY 4x150 SE | 51 | 53 | 0.0019914 | 0.208 | 0.08 | 261 | 0 | 0.27 | 1 | 1 | cs | TRUE
58 | LV_2044-3_0_4_line_58 | NAYY 4x150 SE | 52 | 54 | 0.018031 | 0.208 | 0.08 | 261 | 0 | 0.27 | 1 | 1 | cs | TRUE
59 | LV_2044-3_0_4_line_59 | NAYY 4x150 SE | 54 | 58 | 0.023376 | 0.208 | 0.08 | 261 | 0 | 0.27 | 1 | 1 | cs | TRUE
60 | LV_2044-3_0_4_line_60 | NAYY 4x150 SE | 55 | 56 | 0.013014 | 0.208 | 0.08 | 261 | 0 | 0.27 | 1 | 1 | cs | TRUE
61 | LV_2044-3_0_4_line_61 | NAYY 4x150 SE | 56 | 57 | 0.002447 | 0.208 | 0.08 | 261 | 0 | 0.27 | 1 | 1 | cs | TRUE
62 | LV_2044-3_0_4_line_62 | NAYY 4x150 SE | 57 | 62 | 0.022411 | 0.208 | 0.08 | 261 | 0 | 0.27 | 1 | 1 | cs | TRUE
63 | LV_2044-3_0_4_line_63 | NAYY 4x150 SE | 57 | 58 | 0.025657 | 0.208 | 0.08 | 261 | 0 | 0.27 | 1 | 1 | cs | TRUE
64 | LV_2044-3_0_4_line_64 | NAYY 4x150 SE | 59 | 60 | 0.062475 | 0.208 | 0.08 | 261 | 0 | 0.27 | 1 | 3 | cs | TRUE
65 | LV_2044-3_0_4_line_65 | NAYY 4x150 SE | 60 | 61 | 0.015168 | 0.208 | 0.08 | 261 | 0 | 0.27 | 1 | 3 | cs | TRUE
66 | LV_2044-3_0_4_line_66 | NAYY 4x150 SE | 61 | 63 | 0.037062 | 0.208 | 0.08 | 261 | 0 | 0.27 | 1 | 3 | cs | TRUE
67 | LV_2044-3_0_4_line_67 | NAYY 4x150 SE | 63 | 64 | 0.038219 | 0.208 | 0.08 | 261 | 0 | 0.27 | 1 | 1 | cs | TRUE
68 | LV_2044-3_0_4_line_68 | NAYY 4x150 SE | 64 | 67 | 0.0022771 | 0.208 | 0.08 | 261 | 0 | 0.27 | 1 | 1 | cs | TRUE
69 | LV_2044-3_0_4_line_69 | NAYY 4x150 SE | 65 | 68 | 0.026368 | 0.208 | 0.08 | 261 | 0 | 0.27 | 1 | 3 | cs | TRUE
70 | LV_2044-3_0_4_line_70 | NAYY 4x150 SE | 66 | 69 | 0.022857 | 0.208 | 0.08 | 261 | 0 | 0.27 | 1 | 1 | cs | TRUE
71 | LV_2044-3_0_4_line_71 | NAYY 4x150 SE | 68 | 74 | 0.01044 | 0.208 | 0.08 | 261 | 0 | 0.27 | 1 | 3 | cs | TRUE
72 | LV_2044-3_0_4_line_72 | NAYY 4x150 SE | 69 | 77 | 0.0035738 | 0.208 | 0.08 | 261 | 0 | 0.27 | 1 | 1 | cs | TRUE
73 | LV_2044-3_0_4_line_73 | NAYY 4x150 SE | 70 | 71 | 0.045718 | 0.208 | 0.08 | 261 | 0 | 0.27 | 1 | 3 | cs | TRUE
74 | LV_2044-3_0_4_line_74 | NAYY 4x150 SE | 70 | 72 | 0.019208 | 0.208 | 0.08 | 261 | 0 | 0.27 | 1 | 1 | cs | TRUE
75 | LV_2044-3_0_4_line_75 | NAYY 4x150 SE | 70 | 73 | 0.023608 | 0.208 | 0.08 | 261 | 0 | 0.27 | 1 | 3 | cs | TRUE
76 | LV_2044-3_0_4_line_76 | NAYY 4x150 SE | 71 | 87 | 0.019695 | 0.208 | 0.08 | 261 | 0 | 0.27 | 1 | 2 | cs | TRUE
77 | LV_2044-3_0_4_line_77 | NAYY 4x150 SE | 72 | 88 | 0.018527 | 0.208 | 0.08 | 261 | 0 | 0.27 | 1 | 1 | cs | TRUE
78 | LV_2044-3_0_4_line_78 | NAYY 4x150 SE | 73 | 83 | 0.014273 | 0.208 | 0.08 | 261 | 0 | 0.27 | 1 | 3 | cs | TRUE
79 | LV_2044-3_0_4_line_79 | NAYY 4x150 SE | 74 | 75 | 0.02525 | 0.208 | 0.08 | 261 | 0 | 0.27 | 1 | 3 | cs | TRUE
80 | LV_2044-3_0_4_line_80 | NAYY 4x150 SE | 75 | 76 | 0.0019307 | 0.208 | 0.08 | 261 | 0 | 0.27 | 1 | 3 | cs | TRUE
81 | LV_2044-3_0_4_line_81 | NAYY 4x150 SE | 76 | 83 | 0.013176 | 0.208 | 0.08 | 261 | 0 | 0.27 | 1 | 3 | cs | TRUE
82 | LV_2044-3_0_4_line_82 | NAYY 4x150 SE | 77 | 78 | 0.034211 | 0.208 | 0.08 | 261 | 0 | 0.27 | 1 | 1 | cs | TRUE
83 | LV_2044-3_0_4_line_83 | NAYY 4x150 SE | 78 | 79 | 0.0050955 | 0.208 | 0.08 | 261 | 0 | 0.27 | 1 | 1 | cs | TRUE
84 | LV_2044-3_0_4_line_84 | NAYY 4x150 SE | 79 | 80 | 0.0042782 | 0.208 | 0.08 | 261 | 0 | 0.27 | 1 | 1 | cs | TRUE
85 | LV_2044-3_0_4_line_85 | NAYY 4x150 SE | 80 | 81 | 0.022387 | 0.208 | 0.08 | 261 | 0 | 0.27 | 1 | 1 | cs | TRUE
86 | LV_2044-3_0_4_line_86 | NAYY 4x150 SE | 81 | 82 | 0.019387 | 0.208 | 0.08 | 261 | 0 | 0.27 | 1 | 1 | cs | TRUE
87 | LV_2044-3_0_4_line_87 | NAYY 4x150 SE | 83 | 84 | 0.03679 | 0.208 | 0.08 | 261 | 0 | 0.27 | 1 | 1 | cs | TRUE
88 | LV_2044-3_0_4_line_88 | NAYY 4x150 SE | 84 | 85 | 0.017387 | 0.208 | 0.08 | 261 | 0 | 0.27 | 1 | 1 | cs | TRUE
89 | LV_2044-3_0_4_line_89 | NAYY 4x150 SE | 85 | 86 | 0.01491 | 0.208 | 0.08 | 261 | 0 | 0.27 | 1 | 1 | cs | TRUE
90 | LV_2044-3_0_4_line_90 | NAYY 4x150 SE | 86 | 105 | 0.0011752 | 0.208 | 0.08 | 261 | 0 | 0.27 | 1 | 1 | cs | TRUE
91 | LV_2044-3_0_4_line_91 | NAYY 4x150 SE | 88 | 89 | 0.0062698 | 0.208 | 0.08 | 261 | 0 | 0.27 | 1 | 1 | cs | TRUE
92 | LV_2044-3_0_4_line_92 | NAYY 4x150 SE | 90 | 91 | 0.001153 | 0.208 | 0.08 | 261 | 0 | 0.27 | 1 | 1 | cs | TRUE
93 | LV_2044-3_0_4_line_93 | NAYY 4x150 SE | 91 | 92 | 0.038139 | 0.208 | 0.08 | 261 | 0 | 0.27 | 1 | 1 | cs | TRUE
94 | LV_2044-3_0_4_line_94 | NAYY 4x150 SE | 91 | 93 | 0.020742 | 0.208 | 0.08 | 261 | 0 | 0.27 | 1 | 1 | cs | TRUE
95 | LV_2044-3_0_4_line_95 | NAYY 4x150 SE | 92 | 96 | 0.049383 | 0.208 | 0.08 | 261 | 0 | 0.27 | 1 | 1 | cs | TRUE
96 | LV_2044-3_0_4_line_96 | NAYY 4x150 SE | 93 | 94 | 0.033177 | 0.208 | 0.08 | 261 | 0 | 0.27 | 1 | 1 | cs | TRUE
97 | LV_2044-3_0_4_line_97 | NAYY 4x150 SE | 94 | 95 | 0.00056294 | 0.208 | 0.08 | 261 | 0 | 0.27 | 1 | 1 | cs | TRUE
98 | LV_2044-3_0_4_line_98 | NAYY 4x150 SE | 96 | 97 | 0.0090105 | 0.208 | 0.08 | 261 | 0 | 0.27 | 1 | 1 | cs | TRUE
99 | LV_2044-3_0_4_line_99 | NAYY 4x150 SE | 97 | 98 | 0.040066 | 0.208 | 0.08 | 261 | 0 | 0.27 | 1 | 1 | cs | TRUE
100 | LV_2044-3_0_4_line_100 | NAYY 4x150 SE | 99 | 100 | 0.066457 | 0.208 | 0.08 | 261 | 0 | 0.27 | 1 | 1 | cs | TRUE
101 | LV_2044-3_0_4_line_101 | NAYY 4x150 SE | 100 | 101 | 0.0039645 | 0.208 | 0.08 | 261 | 0 | 0.27 | 1 | 1 | cs | TRUE
102 | LV_2044-3_0_4_line_102 | NAYY 4x150 SE | 101 | 102 | 0.0079503 | 0.208 | 0.08 | 261 | 0 | 0.27 | 1 | 1 | cs | TRUE
103 | LV_2044-3_0_4_line_103 | NAYY 4x150 SE | 102 | 103 | 0.009178 | 0.208 | 0.08 | 261 | 0 | 0.27 | 1 | 1 | cs | TRUE
104 | LV_2044-3_0_4_line_104 | NAYY 4x150 SE | 103 | 106 | 0.028543 | 0.208 | 0.08 | 261 | 0 | 0.27 | 1 | 1 | cs | TRUE
105 | LV_2044-3_0_4_line_105 | NAYY 4x150 SE | 104 | 105 | 0.0043272 | 0.208 | 0.08 | 261 | 0 | 0.27 | 1 | 1 | cs | TRUE
106 | LV_2044-3_0_4_line_106 | NAYY 4x150 SE | 106 | 107 | 0.009231 | 0.208 | 0.08 | 261 | 0 | 0.27 | 1 | 1 | cs | TRUE
107 | LV_2044-3_0_4_line_107 | NAYY 4x150 SE | 107 | 108 | 0.05642 | 0.208 | 0.08 | 261 | 0 | 0.27 | 1 | 1 | cs | TRUE
108 | LV_2044-3_0_4_line_108 | NAYY 4x150 SE | 108 | 109 | 0.040779 | 0.208 | 0.08 | 261 | 0 | 0.27 | 1 | 1 | cs | TRUE
109 | LV_2044-3_0_4_line_109 | NAYY 4x150 SE | 109 | 115 | 0.031258 | 0.208 | 0.08 | 261 | 0 | 0.27 | 1 | 1 | cs | TRUE
110 | LV_2044-3_0_4_line_110 | NAYY 4x150 SE | 110 | 111 | 0.0094334 | 0.208 | 0.08 | 261 | 0 | 0.27 | 1 | 1 | cs | TRUE
111 | LV_2044-3_0_4_line_111 | NAYY 4x150 SE | 111 | 112 | 0.0134 | 0.208 | 0.08 | 261 | 0 | 0.27 | 1 | 1 | cs | TRUE
112 | LV_2044-3_0_4_line_112 | NAYY 4x150 SE | 112 | 113 | 0.09516 | 0.208 | 0.08 | 261 | 0 | 0.27 | 1 | 1 | cs | TRUE
113 | LV_2044-3_0_4_line_113 | NAYY 4x150 SE | 113 | 114 | 0.016556 | 0.208 | 0.08 | 261 | 0 | 0.27 | 1 | 1 | cs | TRUE
114 | LV_2044-3_0_4_line_114 | NAYY 4x150 SE | 114 | 125 | 0.036355 | 0.208 | 0.08 | 261 | 0 | 0.27 | 1 | 1 | cs | TRUE
115 | LV_2044-3_0_4_line_115 | NAYY 4x150 SE | 114 | 124 | 0.075097 | 0.208 | 0.08 | 261 | 0 | 0.27 | 1 | 1 | cs | TRUE
116 | LV_2044-3_0_4_line_116 | NAYY 4x150 SE | 115 | 116 | 0.027855 | 0.208 | 0.08 | 261 | 0 | 0.27 | 1 | 1 | cs | TRUE
117 | LV_2044-3_0_4_line_117 | NAYY 4x150 SE | 116 | 117 | 0.0092195 | 0.208 | 0.08 | 261 | 0 | 0.27 | 1 | 1 | cs | TRUE
118 | LV_2044-3_0_4_line_118 | NAYY 4x150 SE | 117 | 118 | 0.01228 | 0.208 | 0.08 | 261 | 0 | 0.27 | 1 | 1 | cs | TRUE
119 | LV_2044-3_0_4_line_119 | NAYY 4x150 SE | 117 | 119 | 0.058516 | 0.208 | 0.08 | 261 | 0 | 0.27 | 1 | 1 | cs | TRUE
120 | LV_2044-3_0_4_line_120 | NAYY 4x150 SE | 118 | 120 | 0.062427 | 0.208 | 0.08 | 261 | 0 | 0.27 | 1 | 1 | cs | TRUE
121 | LV_2044-3_0_4_line_121 | NAYY 4x150 SE | 120 | 121 | 0.027877 | 0.208 | 0.08 | 261 | 0 | 0.27 | 1 | 1 | cs | TRUE
122 | LV_2044-3_0_4_line_122 | NAYY 4x150 SE | 121 | 122 | 0.0082238 | 0.208 | 0.08 | 261 | 0 | 0.27 | 1 | 1 | cs | TRUE
123 | LV_2044-3_0_4_line_123 | NAYY 4x150 SE | 122 | 123 | 0.019711 | 0.208 | 0.08 | 261 | 0 | 0.27 | 1 | 1 | cs | TRUE
124 | LV_2044-3_0_4_line_124 | NAYY 4x150 SE | 123 | 125 | 0.0057145 | 0.208 | 0.08 | 261 | 0 | 0.27 | 1 | 1 | cs | TRUE

## trafo
| name | std_type | hv_bus | lv_bus | sn_mva | vn_hv_kv | vn_lv_kv | vk_percent | vkr_percent | pfe_kw | i0_percent | shift_degree | tap_side | tap_neutral | tap_min | tap_max | tap_step_percent | tap_step_degree | tap_pos | tap_phase_shifter | parallel | df | in_service
0 | LV_2044-3_0_4_trafo_47 | 0.25 MVA 20/0.4 kV | 126 | 63 | 0.25 | 20 | 0.4 | 6 | 1.44 | 0.8 | 0.32 | 150 | hv | 0 | -2 | 2 | 2.5 | 0 | 0 | FALSE | 1 | 1 | TRUE

## line_geodata
| x0 | y0 | x1 | y1 | x2 | y2 | x3 | y3 | x4 | y4 | x5 | y5 | x6 | y6
0 | 2555869.4314 | 1177212.926 | 2555867.4513 | 1177217.9989 | 2555861.0678 | 1177228.0402
1 | 2555854.4036 | 1177208.3122 | 2555869.4314 | 1177212.926
2 | 2555869.4314 | 1177212.926 | 2555873.9302 | 1177213.6488 | 2555881.7518 | 1177214.147 | 2555890.5085 | 1177212.9595 | 2555895.3367 | 1177209.8228
3 | 2555854.4036 | 1177208.3122 | 2555854.0956 | 1177204.9015 | 2555852.8771 | 1177199.263 | 2555850.0785 | 1177193.7848
4 | 2555854.4036 | 1177208.3122 | 2555854.0904 | 1177212.4834 | 2555852.7501 | 1177217.2625 | 2555850.191 | 1177221.5281 | 2555846.4233 | 1177225.647 | 2555840.271 | 1177228.694 | 2555833.4372 | 1177231.479
5 | 2555768.9299 | 1177339.9803 | 2555760.4632 | 1177354.3603
6 | 2555768.9299 | 1177339.9803 | 2555789.0557 | 1177350.9374 | 2555799.1058 | 1177369.3771
7 | 2555768.9299 | 1177339.9803 | 2555750.176 | 1177328.487
8 | 2555760.4632 | 1177354.3603 | 2555755.5574 | 1177362.6925
9 | 2555799.1058 | 1177369.3771 | 2555806.0996 | 1177382.2092
10 | 2555728.297 | 1177315.0785 | 2555750.176 | 1177328.487
11 | 2555834.2877 | 1177176.5854 | 2555841.6561 | 1177182.3701 | 2555848.7752 | 1177191.2335 | 2555850.0785 | 1177193.7848
12 | 2555833.3028 | 1177175.8122 | 2555834.2877 | 1177176.5854
13 | 2555540.532 | 1177443.8327 | 2555508.9303 | 1177425.3642
14 | 2555540.532 | 1177443.8327 | 2555556.392 | 1177453.1015
15 | 2555484.1926 | 1177410.9072 | 2555508.9303 | 1177425.3642
16 | 2555581.7359 | 1177467.9129 | 2555556.392 | 1177453.1015
17 | 2555581.7359 | 1177467.9129 | 2555602.6627 | 1177432.8255
18 | 2555581.7359 | 1177467.9129 | 2555605.5739 | 1177482.4492
19 | 2555622.4944 | 1177399.574 | 2555602.6627 | 1177432.8255
20 | 2555624.2356 | 1177493.829 | 2555605.5739 | 1177482.4492
21 | 2555395.4611 | 1177415.1092 | 2555390.2144 | 1177425.8901
22 | 2555405.7377 | 1177393.9933 | 2555395.4611 | 1177415.1092
23 | 2555395.4611 | 1177415.1092 | 2555298.9819 | 1177372.8336
24 | 2555481.1019 | 1177375.5446 | 2555405.7377 | 1177393.9933
25 | 2555298.9819 | 1177372.8336 | 2555290.166 | 1177066.1151
26 | 2555622.4944 | 1177399.574 | 2555606.4559 | 1177389.4648
27 | 2555622.4944 | 1177399.574 | 2555626.582 | 1177402.1516
28 | 2555624.2356 | 1177493.829 | 2555640.0967 | 1177503.5011
29 | 2555639.0401 | 1177036.916 | 2555626.3344 | 1177025.6387
30 | 2555639.0401 | 1177036.916 | 2555670.7463 | 1177065.0579
31 | 2555620.8347 | 1177020.7573 | 2555626.3344 | 1177025.6387
32 | 2555670.7463 | 1177065.0579 | 2555680.8958 | 1177074.0664
33 | 2555680.8958 | 1177074.0664 | 2555693.4226 | 1177085.185
34 | 2555642.0262 | 1177218.11 | 2555735.9234 | 1177160.1393
35 | 2555642.0262 | 1177218.11 | 2555641.6818 | 1177231.4308 | 2555648.2229 | 1177242.7105 | 2555653.8278 | 1177248.7819
36 | 2555756.341 | 1177173.2732 | 2555735.9234 | 1177160.1393
37 | 2555669.4539 | 1177264.8883 | 2555663.4921 | 1177259.2507 | 2555653.8278 | 1177248.7819
38 | 2555710.4287 | 1177099.7 | 2555707.2675 | 1177097.4734 | 2555693.4226 | 1177085.185
39 | 2555722.8228 | 1177108.4295 | 2555710.4287 | 1177099.7
40 | 2555731.3226 | 1177114.4162 | 2555722.8228 | 1177108.4295
41 | 2555731.3226 | 1177114.4162 | 2555734.0709 | 1177116.3519 | 2555745.8018 | 1177123.041
42 | 2555753.6641 | 1177127.5241 | 2555745.8018 | 1177123.041
43 | 2555753.6641 | 1177127.5241 | 2555764.1398 | 1177132.3112
44 | 2555776.8141 | 1177138.1031 | 2555764.1398 | 1177132.3112
45 | 2555773.8398 | 1177086.5375 | 2555774.8407 | 1177087.2238 | 2555780.9309 | 1177092.7408
46 | 2555805.5771 | 1177115.0672 | 2555780.9309 | 1177092.7408
47 | 2555805.5771 | 1177115.0672 | 2555799.9813 | 1177118.9661 | 2555795.2225 | 1177122.897
48 | 2555821.3927 | 1177097.9969 | 2555816.5332 | 1177107.4378 | 2555805.5771 | 1177115.0672
49 | 2555791.7994 | 1177125.7247 | 2555795.2225 | 1177122.897
50 | 2555821.3927 | 1177097.9969 | 2555828.7583 | 1177073.9852 | 2555831.9801 | 1177055.97
51 | 2555821.3927 | 1177097.9969 | 2555827.3319 | 1177096.0853 | 2555833.1664 | 1177095.5309 | 2555848.1933 | 1177094.6093
52 | 2555776.8141 | 1177138.1031 | 2555791.7994 | 1177125.7247
53 | 2555859.5431 | 1177093.9132 | 2555848.1933 | 1177094.6093
54 | 2555776.8141 | 1177138.1031 | 2555763.6006 | 1177161.0292
55 | 2555762.6062 | 1177162.7546 | 2555756.341 | 1177173.2732
56 | 2555762.6062 | 1177162.7546 | 2555766.8635 | 1177173.1731 | 2555772.9957 | 1177182.46
57 | 2555762.6062 | 1177162.7546 | 2555763.6006 | 1177161.0292
58 | 2555772.9957 | 1177182.46 | 2555776.192 | 1177187.3006 | 2555780.5397 | 1177192.3823 | 2555784.9662 | 1177195.718 | 2555784.9662 | 1177195.718
59 | 2555801.8815 | 1177183.5941 | 2555793.4683 | 1177195.2439 | 2555790.8189 | 1177196.5975 | 2555788.4591 | 1177196.815 | 2555784.9662 | 1177195.718
60 | 2555802.9239 | 1177153.2316 | 2555813.6786 | 1177160.5593
61 | 2555815.6751 | 1177161.9732 | 2555814.7683 | 1177161.3018 | 2555813.6786 | 1177160.5593
62 | 2555815.6751 | 1177161.9732 | 2555833.3028 | 1177175.8122
63 | 2555815.6751 | 1177161.9732 | 2555805.0348 | 1177179.2277 | 2555801.8815 | 1177183.5941
64 | 2555715.6707 | 1177306.9047 | 2555693.5524 | 1177287.6766 | 2555669.4539 | 1177264.8883
65 | 2555728.297 | 1177315.0785 | 2555720.9033 | 1177311.4535 | 2555715.6707 | 1177306.9047
66 | 2555728.297 | 1177315.0785 | 2555713.9598 | 1177342.8328 | 2555712.0104 | 1177348.3196
67 | 2555712.0104 | 1177348.3196 | 2555701.2713 | 1177378.5458 | 2555699.4351 | 1177384.4064
68 | 2555698.7544 | 1177386.5794 | 2555699.4351 | 1177384.4064
69 | 2555755.5574 | 1177362.6925 | 2555750.6735 | 1177370.9874 | 2555741.9993 | 1177385.3074
70 | 2555806.0996 | 1177382.2092 | 2555812.3197 | 1177393.6217 | 2555816.0846 | 1177402.7346
71 | 2555741.9993 | 1177385.3074 | 2555736.5902 | 1177394.2369
72 | 2555816.0846 | 1177402.7346 | 2555817.4493 | 1177406.0376
73 | 2555681.9123 | 1177437.0426 | 2555643.2414 | 1177412.6569
74 | 2555681.9123 | 1177437.0426 | 2555675.8768 | 1177455.2779
75 | 2555681.9123 | 1177437.0426 | 2555696.8181 | 1177438.6664 | 2555705.4276 | 1177438.3981
76 | 2555626.582 | 1177402.1516 | 2555643.2414 | 1177412.6569
77 | 2555670.0553 | 1177472.8668 | 2555675.8768 | 1177455.2779
78 | 2555715.6811 | 1177428.7548 | 2555706.1772 | 1177438.3748 | 2555705.4276 | 1177438.3981
79 | 2555723.5082 | 1177415.8334 | 2555736.5902 | 1177394.2369
80 | 2555722.5079 | 1177417.4848 | 2555723.5082 | 1177415.8334
81 | 2555715.6811 | 1177428.7548 | 2555722.5079 | 1177417.4848
82 | 2555830.5126 | 1177437.6566 | 2555817.4493 | 1177406.0376
83 | 2555830.5126 | 1177437.6566 | 2555832.4583 | 1177442.366
84 | 2555832.4583 | 1177442.366 | 2555834.0919 | 1177446.32
85 | 2555834.0919 | 1177446.32 | 2555842.6402 | 1177467.0105
86 | 2555842.6402 | 1177467.0105 | 2555850.0429 | 1177484.9283
87 | 2555715.6811 | 1177428.7548 | 2555738.6895 | 1177457.4623
88 | 2555749.5634 | 1177471.0298 | 2555738.6895 | 1177457.4623
89 | 2555749.5634 | 1177471.0298 | 2555758.8882 | 1177482.6643
90 | 2555759.6232 | 1177483.5813 | 2555758.8882 | 1177482.6643
91 | 2555670.0553 | 1177472.8668 | 2555668.0852 | 1177478.819
92 | 2555605.4805 | 1177388.85 | 2555606.4559 | 1177389.4648
93 | 2555605.4805 | 1177388.85 | 2555573.2213 | 1177368.5043
94 | 2555605.4805 | 1177388.85 | 2555616.5311 | 1177371.2964
95 | 2555573.2213 | 1177368.5043 | 2555556.5957 | 1177358.0186 | 2555548.7923 | 1177355.8309 | 2555540.3913 | 1177356.5048 | 2555527.8285 | 1177360.5391
96 | 2555616.5311 | 1177371.2964 | 2555634.2063 | 1177343.2198
97 | 2555634.5062 | 1177342.7434 | 2555634.2063 | 1177343.2198
98 | 2555527.8285 | 1177360.5391 | 2555519.2495 | 1177363.2941
99 | 2555481.1019 | 1177375.5446 | 2555519.2495 | 1177363.2941
100 | 2555640.0967 | 1177503.5011 | 2555648.4173 | 1177569.4347
101 | 2555648.0208 | 1177573.3793 | 2555648.4173 | 1177569.4347
102 | 2555648.0208 | 1177573.3793 | 2555647.2258 | 1177581.2897
103 | 2555646.3079 | 1177590.4217 | 2555647.2258 | 1177581.2897
104 | 2555646.3079 | 1177590.4217 | 2555648.0426 | 1177596.6121 | 2555654.4225 | 1177605.7809 | 2555662.3361 | 1177613.3404
105 | 2555762.3294 | 1177486.9579 | 2555759.6232 | 1177483.5813
106 | 2555669.0109 | 1177619.7166 | 2555662.3361 | 1177613.3404
107 | 2555629.7403 | 1177660.2262 | 2555669.0109 | 1177619.7166
108 | 2555623.3822 | 1177700.5061 | 2555629.7403 | 1177660.2262
109 | 2555623.3822 | 1177700.5061 | 2555625.8505 | 1177731.6662
110 | 2555854.109 | 1177844.52 | 2555851.2307 | 1177835.5364
111 | 2555859.1704 | 1177856.8971 | 2555855.783 | 1177849.7447 | 2555854.109 | 1177844.52
112 | 2555771.1088 | 1177892.9598 | 2555859.1704 | 1177856.8971
113 | 2555771.1088 | 1177892.9598 | 2555759.0052 | 1177881.663
114 | 2555732.4274 | 1177856.8571 | 2555759.0052 | 1177881.663
115 | 2555759.0052 | 1177881.663 | 2555702.552 | 1177931.1865
116 | 2555625.8505 | 1177731.6662 | 2555628.0501 | 1177759.434
117 | 2555628.7781 | 1177768.6247 | 2555628.0501 | 1177759.434
118 | 2555628.7781 | 1177768.6247 | 2555638.467 | 1177776.1698
119 | 2555628.7781 | 1177768.6247 | 2555627.7388 | 1177776.859 | 2555629.9581 | 1177806.1471 | 2555638.5395 | 1177821.6251 | 2555641.0013 | 1177823.5852
120 | 2555638.467 | 1177776.1698 | 2555672.1487 | 1177802.3991 | 2555687.3329 | 1177815.0085
121 | 2555707.8283 | 1177833.8978 | 2555689.6634 | 1177816.9438 | 2555687.3329 | 1177815.0085
122 | 2555713.8403 | 1177839.5091 | 2555707.8283 | 1177833.8978
123 | 2555713.8403 | 1177839.5091 | 2555728.2498 | 1177852.9579
124 | 2555728.2498 | 1177852.9579 | 2555732.4274 | 1177856.8571

## bus_geodata
| x | y | coords
0 | 2555861.0678 | 1177228.0402
1 | 2555869.4314 | 1177212.926
2 | 2555854.4036 | 1177208.3122
3 | 2555895.3367 | 1177209.8228
4 | 2555768.9299 | 1177339.9803
5 | 2555760.4632 | 1177354.3603
6 | 2555799.1058 | 1177369.3771
7 | 2555750.176 | 1177328.487
8 | 2555833.4372 | 1177231.479
9 | 2555850.0785 | 1177193.7848
10 | 2555834.2877 | 1177176.5854
11 | 2555540.532 | 1177443.8327
12 | 2555508.9303 | 1177425.3642
13 | 2555556.392 | 1177453.1015
14 | 2555484.1926 | 1177410.9072
15 | 2555581.7359 | 1177467.9129
16 | 2555602.6627 | 1177432.8255
17 | 2555605.5739 | 1177482.4492
18 | 2555395.4611 | 1177415.1092
19 | 2555390.2144 | 1177425.8901
20 | 2555405.7377 | 1177393.9933
21 | 2555298.9819 | 1177372.8336
22 | 2555622.4944 | 1177399.574
23 | 2555624.2356 | 1177493.829
24 | 2555639.0401 | 1177036.916
25 | 2555626.3344 | 1177025.6387
26 | 2555670.7463 | 1177065.0579
27 | 2555620.8347 | 1177020.7573
28 | 2555680.8958 | 1177074.0664
29 | 2555642.0262 | 1177218.11
30 | 2555735.9234 | 1177160.1393
31 | 2555653.8278 | 1177248.7819
32 | 2555693.4226 | 1177085.185
33 | 2555290.166 | 1177066.1151
34 | 2555710.4287 | 1177099.7
35 | 2555722.8228 | 1177108.4295
36 | 2555731.3226 | 1177114.4162
37 | 2555745.8018 | 1177123.041
38 | 2555753.6641 | 1177127.5241
39 | 2555764.1398 | 1177132.3112
40 | 2555773.8398 | 1177086.5375
41 | 2555780.9309 | 1177092.7408
42 | 2555805.5771 | 1177115.0672
43 | 2555795.2225 | 1177122.897
44 | 2555821.3927 | 1177097.9969
45 | 2555791.7994 | 1177125.7247
46 | 2555831.9801 | 1177055.97
47 | 2555848.1933 | 1177094.6093
48 | 2555776.8141 | 1177138.1031
49 | 2555859.5431 | 1177093.9132
50 | 2555756.341 | 1177173.2732
51 | 2555762.6062 | 1177162.7546
52 | 2555772.9957 | 1177182.46
53 | 2555763.6006 | 1177161.0292
54 | 2555784.9662 | 1177195.718
55 | 2555802.9239 | 1177153.2317
56 | 2555813.6786 | 1177160.5593
57 | 2555815.6751 | 1177161.9732
58 | 2555801.8815 | 1177183.5941
59 | 2555669.4539 | 1177264.8883
60 | 2555715.6707 | 1177306.9047
61 | 2555728.297 | 1177315.0785
62 | 2555833.3028 | 1177175.8122
63 | 2555712.0104 | 1177348.3196
64 | 2555699.4351 | 1177384.4064
65 | 2555755.5574 | 1177362.6925
66 | 2555806.0996 | 1177382.2092
67 | 2555698.7544 | 1177386.5794
68 | 2555741.9993 | 1177385.3074
69 | 2555816.0846 | 1177402.7346
70 | 2555681.9123 | 1177437.0426
71 | 2555643.2414 | 1177412.6569
72 | 2555675.8768 | 1177455.2779
73 | 2555705.4276 | 1177438.3981
74 | 2555736.5902 | 1177394.2369
75 | 2555723.5082 | 1177415.8334
76 | 2555722.5079 | 1177417.4848
77 | 2555817.4493 | 1177406.0376
78 | 2555830.5126 | 1177437.6566
79 | 2555832.4583 | 1177442.366
80 | 2555834.0919 | 1177446.32
81 | 2555842.6402 | 1177467.0105
82 | 2555850.0429 | 1177484.9283
83 | 2555715.6811 | 1177428.7548
84 | 2555738.6895 | 1177457.4623
85 | 2555749.5634 | 1177471.0298
86 | 2555758.8882 | 1177482.6643
87 | 2555626.582 | 1177402.1516
88 | 2555670.0553 | 1177472.8668
89 | 2555668.0852 | 1177478.819
90 | 2555606.4559 | 1177389.4648
91 | 2555605.4805 | 1177388.85
92 | 2555573.2213 | 1177368.5043
93 | 2555616.5311 | 1177371.2964
94 | 2555634.2063 | 1177343.2198
95 | 2555634.5062 | 1177342.7434
96 | 2555527.8285 | 1177360.5391
97 | 2555519.2495 | 1177363.2941
98 | 2555481.1019 | 1177375.5446
99 | 2555640.0967 | 1177503.5011
100 | 2555648.4173 | 1177569.4347
101 | 2555648.0208 | 1177573.3793
102 | 2555647.2258 | 1177581.2897
103 | 2555646.3079 | 1177590.4217
104 | 2555762.3294 | 1177486.9579
105 | 2555759.6232 | 1177483.5813
106 | 2555662.3361 | 1177613.3404
107 | 2555669.0109 | 1177619.7166
108 | 2555629.7403 | 1177660.2262
109 | 2555623.3822 | 1177700.5061
110 | 2555851.2307 | 1177835.5364
111 | 2555854.109 | 1177844.52
112 | 2555859.1704 | 1177856.8971
113 | 2555771.1088 | 1177892.9598
114 | 2555759.0052 | 1177881.663
115 | 2555625.8505 | 1177731.6662
116 | 2555628.0501 | 1177759.434
117 | 2555628.7781 | 1177768.6247
118 | 2555638.467 | 1177776.1698
119 | 2555641.0013 | 1177823.5852
120 | 2555687.3329 | 1177815.0085
121 | 2555707.8283 | 1177833.8978
122 | 2555713.8403 | 1177839.5091
123 | 2555728.2498 | 1177852.9579
124 | 2555702.552 | 1177931.1865
125 | 2555732.4274 | 1177856.8571
126 | 2555728.297 | 1177315.0785

## line_std_types
| c_nf_per_km | r_ohm_per_km | x_ohm_per_km | max_i_ka | type | q_mm2 | alpha | voltage_rating
NAYY 4x50 SE | 210 | 0.642 | 0.083 | 0.142 | cs | 50 | 0.00403 | LV
NAYY 4x120 SE | 264 | 0.225 | 0.08 | 0.242 | cs | 120 | 0.00403 | LV
NAYY 4x150 SE | 261 | 0.208 | 0.08 | 0.27 | cs | 150 | 0.00403 | LV
NA2XS2Y 1x95 RM/25 12/20 kV | 216 | 0.313 | 0.132 | 0.252 | cs | 95 | 0.00403 | MV
NA2XS2Y 1x185 RM/25 12/20 kV | 273 | 0.161 | 0.117 | 0.362 | cs | 185 | 0.00403 | MV
NA2XS2Y 1x240 RM/25 12/20 kV | 304 | 0.122 | 0.112 | 0.421 | cs | 240 | 0.00403 | MV
NA2XS2Y 1x95 RM/25 6/10 kV | 315 | 0.313 | 0.123 | 0.249 | cs | 95 | 0.00403 | MV
NA2XS2Y 1x185 RM/25 6/10 kV | 406 | 0.161 | 0.11 | 0.358 | cs | 185 | 0.00403 | MV
NA2XS2Y 1x240 RM/25 6/10 kV | 456 | 0.122 | 0.105 | 0.416 | cs | 240 | 0.00403 | MV
NA2XS2Y 1x150 RM/25 12/20 kV | 250 | 0.206 | 0.116 | 0.319 | cs | 150 | 0.00403 | MV
NA2XS2Y 1x120 RM/25 12/20 kV | 230 | 0.253 | 0.119 | 0.283 | cs | 120 | 0.00403 | MV
NA2XS2Y 1x70 RM/25 12/20 kV | 190 | 0.443 | 0.132 | 0.22 | cs | 70 | 0.00403 | MV
NA2XS2Y 1x150 RM/25 6/10 kV | 360 | 0.206 | 0.11 | 0.315 | cs | 150 | 0.00403 | MV
NA2XS2Y 1x120 RM/25 6/10 kV | 340 | 0.253 | 0.113 | 0.28 | cs | 120 | 0.00403 | MV
NA2XS2Y 1x70 RM/25 6/10 kV | 280 | 0.443 | 0.123 | 0.217 | cs | 70 | 0.00403 | MV
N2XS(FL)2Y 1x120 RM/35 64/110 kV | 112 | 0.153 | 0.166 | 0.366 | cs | 120 | 0.00393 | HV
N2XS(FL)2Y 1x185 RM/35 64/110 kV | 125 | 0.099 | 0.156 | 0.457 | cs | 185 | 0.00393 | HV
N2XS(FL)2Y 1x240 RM/35 64/110 kV | 135 | 0.075 | 0.149 | 0.526 | cs | 240 | 0.00393 | HV
N2XS(FL)2Y 1x300 RM/35 64/110 kV | 144 | 0.06 | 0.144 | 0.588 | cs | 300 | 0.00393 | HV
15-AL1/3-ST1A 0.4 | 11 | 1.8769 | 0.35 | 0.105 | ol | 16 | 0.00403 | LV
24-AL1/4-ST1A 0.4 | 11.25 | 1.2012 | 0.335 | 0.14 | ol | 24 | 0.00403 | LV
48-AL1/8-ST1A 0.4 | 12.2 | 0.5939 | 0.3 | 0.21 | ol | 48 | 0.00403 | LV
94-AL1/15-ST1A 0.4 | 13.2 | 0.306 | 0.29 | 0.35 | ol | 94 | 0.00403 | LV
34-AL1/6-ST1A 10.0 | 9.7 | 0.8342 | 0.36 | 0.17 | ol | 34 | 0.00403 | MV
48-AL1/8-ST1A 10.0 | 10.1 | 0.5939 | 0.35 | 0.21 | ol | 48 | 0.00403 | MV
70-AL1/11-ST1A 10.0 | 10.4 | 0.4132 | 0.339 | 0.29 | ol | 70 | 0.00403 | MV
94-AL1/15-ST1A 10.0 | 10.75 | 0.306 | 0.33 | 0.35 | ol | 94 | 0.00403 | MV
122-AL1/20-ST1A 10.0 | 11.1 | 0.2376 | 0.323 | 0.41 | ol | 122 | 0.00403 | MV
149-AL1/24-ST1A 10.0 | 11.25 | 0.194 | 0.315 | 0.47 | ol | 149 | 0.00403 | MV
34-AL1/6-ST1A 20.0 | 9.15 | 0.8342 | 0.382 | 0.17 | ol | 34 | 0.00403 | MV
48-AL1/8-ST1A 20.0 | 9.5 | 0.5939 | 0.372 | 0.21 | ol | 48 | 0.00403 | MV
70-AL1/11-ST1A 20.0 | 9.7 | 0.4132 | 0.36 | 0.29 | ol | 70 | 0.00403 | MV
94-AL1/15-ST1A 20.0 | 10 | 0.306 | 0.35 | 0.35 | ol | 94 | 0.00403 | MV
122-AL1/20-ST1A 20.0 | 10.3 | 0.2376 | 0.344 | 0.41 | ol | 122 | 0.00403 | MV
149-AL1/24-ST1A 20.0 | 10.5 | 0.194 | 0.337 | 0.47 | ol | 149 | 0.00403 | MV
184-AL1/30-ST1A 20.0 | 10.75 | 0.1571 | 0.33 | 0.535 | ol | 184 | 0.00403 | MV
243-AL1/39-ST1A 20.0 | 11 | 0.1188 | 0.32 | 0.645 | ol | 243 | 0.00403 | MV
48-AL1/8-ST1A 110.0 | 8 | 0.5939 | 0.46 | 0.21 | ol | 48 | 0.00403 | HV
70-AL1/11-ST1A 110.0 | 8.4 | 0.4132 | 0.45 | 0.29 | ol | 70 | 0.00403 | HV
94-AL1/15-ST1A 110.0 | 8.65 | 0.306 | 0.44 | 0.35 | ol | 94 | 0.00403 | HV
122-AL1/20-ST1A 110.0 | 8.5 | 0.2376 | 0.43 | 0.41 | ol | 122 | 0.00403 | HV
149-AL1/24-ST1A 110.0 | 8.75 | 0.194 | 0.41 | 0.47 | ol | 149 | 0.00403 | HV
184-AL1/30-ST1A 110.0 | 8.8 | 0.1571 | 0.4 | 0.535 | ol | 184 | 0.00403 | HV
243-AL1/39-ST1A 110.0 | 9 | 0.1188 | 0.39 | 0.645 | ol | 243 | 0.00403 | HV
305-AL1/39-ST1A 110.0 | 9.2 | 0.0949 | 0.38 | 0.74 | ol | 305 | 0.00403 | HV
490-AL1/64-ST1A 110.0 | 9.75 | 0.059 | 0.37 | 0.96 | ol | 490 | 0.00403 | HV
679-AL1/86-ST1A 110.0 | 9.95 | 0.042 | 0.36 | 1.15 | ol | 679 | 0.00403 | HV
490-AL1/64-ST1A 220.0 | 10 | 0.059 | 0.285 | 0.96 | ol | 490 | 0.00403 | HV
679-AL1/86-ST1A 220.0 | 11.7 | 0.042 | 0.275 | 1.15 | ol | 679 | 0.00403 | HV
490-AL1/64-ST1A 380.0 | 11 | 0.059 | 0.253 | 0.96 | ol | 490 | 0.00403 | HV
679-AL1/86-ST1A 380.0 | 14.6 | 0.042 | 0.25 | 1.15 | ol | 679 | 0.00403 | HV

## trafo_std_types
| i0_percent | pfe_kw | vkr_percent | sn_mva | vn_lv_kv | vn_hv_kv | vk_percent | shift_degree | vector_group | tap_side | tap_neutral | tap_min | tap_max | tap_step_degree | tap_step_percent | tap_phase_shifter
160 MVA 380/110 kV | 0.06 | 60 | 0.25 | 160 | 110 | 380 | 12.2 | 0 | Yy0 | hv | 0 | -9 | 9 | 0 | 1.5 | FALSE
100 MVA 220/110 kV | 0.06 | 55 | 0.26 | 100 | 110 | 220 | 12 | 0 | Yy0 | hv | 0 | -9 | 9 | 0 | 1.5 | FALSE
63 MVA 110/20 kV | 0.04 | 22 | 0.32 | 63 | 20 | 110 | 18 | 150 | YNd5 | hv | 0 | -9 | 9 | 0 | 1.5 | FALSE
40 MVA 110/20 kV | 0.05 | 18 | 0.34 | 40 | 20 | 110 | 16.2 | 150 | YNd5 | hv | 0 | -9 | 9 | 0 | 1.5 | FALSE
25 MVA 110/20 kV | 0.07 | 14 | 0.41 | 25 | 20 | 110 | 12 | 150 | YNd5 | hv | 0 | -9 | 9 | 0 | 1.5 | FALSE
63 MVA 110/10 kV | 0.04 | 22 | 0.32 | 63 | 10 | 110 | 18 | 150 | YNd5 | hv | 0 | -9 | 9 | 0 | 1.5 | FALSE
40 MVA 110/10 kV | 0.05 | 18 | 0.34 | 40 | 10 | 110 | 16.2 | 150 | YNd5 | hv | 0 | -9 | 9 | 0 | 1.5 | FALSE
25 MVA 110/10 kV | 0.07 | 14 | 0.41 | 25 | 10 | 110 | 12 | 150 | YNd5 | hv | 0 | -9 | 9 | 0 | 1.5 | FALSE
0.25 MVA 20/0.4 kV | 0.32 | 0.8 | 1.44 | 0.25 | 0.4 | 20 | 6 | 150 | Yzn5 | hv | 0 | -2 | 2 | 0 | 2.5 | FALSE
0.4 MVA 20/0.4 kV | 0.3375 | 1.35 | 1.425 | 0.4 | 0.4 | 20 | 6 | 150 | Dyn5 | hv | 0 | -2 | 2 | 0 | 2.5 | FALSE
0.63 MVA 20/0.4 kV | 0.2619 | 1.65 | 1.206 | 0.63 | 0.4 | 20 | 6 | 150 | Dyn5 | hv | 0 | -2 | 2 | 0 | 2.5 | FALSE
0.25 MVA 10/0.4 kV | 0.24 | 0.6 | 1.2 | 0.25 | 0.4 | 10 | 4 | 150 | Dyn5 | hv | 0 | -2 | 2 | 0 | 2.5 | FALSE
0.4 MVA 10/0.4 kV | 0.2375 | 0.95 | 1.325 | 0.4 | 0.4 | 10 | 4 | 150 | Dyn5 | hv | 0 | -2 | 2 | 0 | 2.5 | FALSE
0.63 MVA 10/0.4 kV | 0.1873 | 1.18 | 1.0794 | 0.63 | 0.4 | 10 | 4 | 150 | Dyn5 | hv | 0 | -2 | 2 | 0 | 2.5 | FALSE

## trafo3w_std_types
| sn_hv_mva | sn_mv_mva | sn_lv_mva | vn_hv_kv | vn_mv_kv | vn_lv_kv | vk_hv_percent | vk_mv_percent | vk_lv_percent | vkr_hv_percent | vkr_mv_percent | vkr_lv_percent | pfe_kw | i0_percent | shift_mv_degree | shift_lv_degree | vector_group | tap_side | tap_neutral | tap_min | tap_max | tap_step_percent
63/25/38 MVA 110/20/10 kV | 63 | 25 | 38 | 110 | 20 | 10 | 10.4 | 10.4 | 10.4 | 0.28 | 0.32 | 0.35 | 35 | 0.89 | 0 | 0 | YN0yn0yn0 | hv | 0 | -10 | 10 | 1.2
63/25/38 MVA 110/10/10 kV | 63 | 25 | 38 | 110 | 10 | 10 | 10.4 | 10.4 | 10.4 | 0.28 | 0.32 | 0.35 | 35 | 0.89 | 0 | 0 | YN0yn0yn0 | hv | 0 | -10 | 10 | 1.2

## fuse_std_types
| fuse_type | i_rated_a | t_avg | t_min | t_total | x_avg | x_min | x_total
HV 100A | HV 100A | 100 | 0 | [10.0, 3.64, 0.854, 0.281, 0.1, 0.0531, 0.022, 0.01] | [10.0, 4.267, 1.21, 0.403, 0.1, 0.058, 0.022, 0.01] | 0 | [300.0, 350.0, 450.0, 550.0, 700.0, 850.0, 1200.0, 1752.0] | [600.0, 700.0, 900.0, 1150.0, 1665.0, 2000.0, 3000.0, 4313.0]
HV 10A | HV 10A | 10 | 0 | [10.0, 1675.0, 0.344, 0.156, 0.1, 0.0417, 0.0171, 0.01] | [10.0, 1.3, 0.3, 0.155, 0.1, 0.0555, 0.023, 0.01] | 0 | [30.0, 32.0, 35.0, 37.0, 39.0, 50.0, 70.0, 88.0] | [60.0, 70.0, 80.0, 87.0, 94.0, 110.0, 150.0, 216.0]
HV 125A | HV 125A | 125 | 0 | [10.0, 1.82, 0.344, 0.1, 0.0467, 0.0269, 0.01] | [10.0, 2.478, 0.426, 0.1, 0.0427, 0.0211, 0.01] | 0 | [375.0, 500.0, 700.0, 925.0, 1200.0, 1500.0, 2341.0] | [750.0, 1000.0, 1500.0, 2200.0, 3000.0, 4000.0, 5765.0]
HV 160A | HV 160A | 160 | 0 | [10.0, 4.15, 1.03, 0.198, 0.1, 0.051, 0.0172, 0.01] | [10.0, 2.3, 0.734, 0.274, 0.1, 0.046, 0.0177, 0.01] | 0 | [480.0, 550.0, 700.0, 1000.0, 1260.0, 1600.0, 2500.0, 3227.0] | [960.0, 1300.0, 1700.0, 2200.0, 2996.0, 4000.0, 6000.0, 7946.0]
HV 16A | HV 16A | 16 | 0 | [10.0, 0.352, 0.164, 0.1, 0.0649, 0.0342, 0.01] | [10.0, 2.34, 0.722, 0.181, 0.1, 0.055, 0.0296, 0.01] | 0 | [48.0, 60.0, 65.0, 71.0, 80.0, 100.0, 162.0] | [96.0, 110.0, 125.0, 150.0, 168.0, 200.0, 250.0, 398.0]
HV 200A | HV 200A | 200 | 0 | [10.0, 4.267, 1.21, 0.403, 0.1, 0.058, 0.022, 0.01] | [10.0, 3.73, 1.654, 0.328, 0.1, 0.0531, 0.019, 0.01] | 0 | [600.0, 700.0, 900.0, 1150.0, 1665.0, 2000.0, 3000.0, 4313.0] | [1200.0, 1500.0, 1800.0, 2700.0, 3960.0, 5000.0, 7500.0, 10620.0]
HV 20A | HV 20A | 20 | 0 | [10.0, 1.3, 0.3, 0.155, 0.1, 0.0555, 0.023, 0.01] | [10.0, 1.3, 0.161, 0.1, 0.0611, 0.0399, 0.0141, 0.01] | 0 | [60.0, 70.0, 80.0, 87.0, 94.0, 110.0, 150.0, 216.0] | [120.0, 150.0, 200.0, 223.0, 260.0, 300.0, 450.0, 532.0]
HV 25A | HV 25A | 25 | 0 | [10.0, 2.512, 0.833, 0.299, 0.1, 0.0372, 0.0223, 0.01] | [10.0, 3.125, 0.597, 0.198, 0.1, 0.0378, 0.022, 0.01] | 0 | [75.0, 82.0, 90.0, 100.0, 124.0, 170.0, 200.0, 289.0] | [150.0, 170.0, 210.0, 250.0, 294.0, 400.0, 500.0, 711.0]
HV 31.5A | HV 31.5A | 31.5 | 0 | [10.0, 2.34, 0.722, 0.181, 0.1, 0.055, 0.0296, 0.01] | [10.0, 2.84, 0.368, 0.164, 0.1, 0.0621, 0.0378, 0.0195, 0.01] | 0 | [95.0, 110.0, 125.0, 150.0, 165.0, 200.0, 250.0, 390.0] | [189.0, 220.0, 300.0, 350.0, 393.0, 450.0, 530.0, 700.0, 960.0]
HV 40A | HV 40A | 40 | 0 | [10.0, 1.3, 0.161, 0.1, 0.0611, 0.0399, 0.0141, 0.01] | [10.0, 2.05, 0.369, 0.198, 0.1, 0.051, 0.0298, 0.01] | 0 | [120.0, 150.0, 200.0, 223.0, 260.0, 300.0, 450.0, 532.0] | [240.0, 300.0, 400.0, 450.0, 530.0, 650.0, 800.0, 1311.0]
HV 50A | HV 50A | 50 | 0 | [10.0, 3.215, 0.597, 0.198, 0.1, 0.0378, 0.022, 0.01] | [10.0, 3.64, 0.854, 0.281, 0.1, 0.0531, 0.022, 0.01] | 0 | [150.0, 170.0, 210.0, 250.0, 294.0, 400.0, 500.0, 711.0] | [300.0, 350.0, 450.0, 550.0, 700.0, 850.0, 1200.0, 1752.0]
HV 6.3A | HV 6.3A | 6.3 | 0 | [10.0, 1.39, 0.344, 0.168, 0.1, 0.056, 0.0263, 0.01] | [10.0, 1.711, 0.516, 0.198, 0.1, 0.0634, 0.0303, 0.01] | 0 | [19.0, 19.5, 20.4, 20.8, 22.0, 25.0, 32.0, 48.0] | [38.0, 40.0, 43.0, 48.0, 53.0, 60.0, 75.0, 118.0]
HV 63A | HV 63A | 63 | 0 | [10.0, 2.84, 0.368, 0.164, 0.1, 0.0621, 0.0378, 0.0195, 0.01] | [10.0, 1.82, 0.344, 0.1, 0.0467, 0.0269, 0.01] | 0 | [189.0, 220.0, 300.0, 350.0, 393.0, 450.0, 530.0, 700.0, 961.0] | [378.0, 500.0, 700.0, 934.0, 1200.0, 1500.0, 2366.0]
HV 80A | HV 80A | 80 | 0 | [10.0, 2.05, 0.369, 0.198, 0.1, 0.051, 0.0298, 0.01] | [10.0, 4.15, 1.03, 0.198, 0.1, 0.051, 0.0172, 0.01] | 0 | [240.0, 300.0, 400.0, 450.0, 530.0, 650.0, 800.0, 1311.0] | [480.0, 550.0, 700.0, 1000.0, 1260.0, 1600.0, 2500.0, 3227.0]
Siemens NH-1-100 | Siemens NH-1-100 | 100 | [5400.0, 2000.0, 400.0, 20.0, 1.0, 0.2, 0.012, 0.004] | 0 | 0 | [150.0, 190.0, 250.0, 430.0, 900.0, 1250.0, 2700.0, 3600.0] | 0 | 0
Siemens NH-1-125 | Siemens NH-1-125 | 125 | [4800.0, 120.0, 7.0, 0.1, 0.004] | 0 | 0 | [180.0, 400.0, 740.0, 2000.0, 4250.0] | 0 | 0
Siemens NH-1-16 | Siemens NH-1-16 | 16 | [4000.0, 400.0, 2.0, 0.1, 0.04, 0.01] | 0 | 0 | [26.0, 35.0, 75.0, 150.0, 200.0, 300.0] | 0 | 0
Siemens NH-1-160 | Siemens NH-1-160 | 160 | [4800.0, 120.0, 7.0, 0.1, 0.004] | 0 | 0 | [210.0, 500.0, 900.0, 2300.0, 5000.0] | 0 | 0
Siemens NH-1-25 | Siemens NH-1-25 | 25 | [4000.0, 1000.0, 10.0, 0.2, 0.02, 0.01] | 0 | 0 | [40.0, 50.0, 100.0, 210.0, 400.0, 500.0] | 0 | 0
Siemens NH-1-50 | Siemens NH-1-50 | 50 | [4000.0, 40.0, 4.0, 1.0, 0.02, 0.01] | 0 | 0 | [86.0, 200.0, 300.0, 400.0, 1000.0, 1280.0] | 0 | 0
Siemens NH-1-63 | Siemens NH-1-63 | 63 | [4000.0, 100.0, 10.0, 2.0, 0.04, 0.01] | 0 | 0 | [100.0, 200.0, 300.0, 400.0, 1000.0, 1500.0] | 0 | 0
Siemens NH-1-80 | Siemens NH-1-80 | 80 | [4800.0, 120.0, 7.0, 0.1, 0.01] | 0 | 0 | [150.58, 250.0, 450.0, 1150.0, 2470.0] | 0 | 0
Siemens NH-2-1000 | Siemens NH-2-1000 | 1000 | [4800.0, 120.0, 7.0, 0.1, 0.004] | 0 | 0 | [1900.0, 3500.0, 8400.0, 24000.0, 52000.0] | 0 | 0
Siemens NH-2-200 | Siemens NH-2-200 | 200 | [4800.0, 120.0, 7.0, 0.1, 0.004] | 0 | 0 | [280.0, 650.0, 1200.0, 3000.0, 7000.0] | 0 | 0
Siemens NH-2-224 | Siemens NH-2-224 | 224 | [4800.0, 120.0, 7.0, 0.2, 0.04, 0.004] | 0 | 0 | [400.0, 750.0, 1453.0, 3025.0, 4315.0, 7600.0] | 0 | 0
Siemens NH-2-250 | Siemens NH-2-250 | 250 | [4800.0, 120.0, 7.0, 0.1, 0.004] | 0 | 0 | [450.0, 800.0, 1650.0, 4000.0, 8500.0] | 0 | 0
Siemens NH-2-315 | Siemens NH-2-315 | 315 | [4800.0, 120.0, 7.0, 0.1, 0.004] | 0 | 0 | [550.0, 920.0, 1900.0, 5000.0, 11000.0] | 0 | 0
Siemens NH-2-355 | Siemens NH-2-355 | 355 | [4800.0, 120.0, 6.0, 0.1, 0.004] | 0 | 0 | [650.0, 1116.27, 2350.0, 5840.0, 12790.0] | 0 | 0
Siemens NH-2-400 | Siemens NH-2-400 | 400 | [4800.0, 120.0, 7.0, 0.1, 0.004] | 0 | 0 | [720.0, 1350.0, 2800.0, 6500.0, 15000.0] | 0 | 0
Siemens NH-2-425 | Siemens NH-2-425 | 425 | [4800.0, 120.0, 7.0, 0.1, 0.004] | 0 | 0 | [850.0, 1500.0, 3050.0, 7500.0, 16500.0] | 0 | 0
Siemens NH-2-630 | Siemens NH-2-630 | 630 | [4800.0, 120.0, 7.0, 0.1, 0.004] | 0 | 0 | [1200.0, 2000.0, 4800.0, 12000.0, 26000.0] | 0 | 0

## res_bus
| vm_pu | va_degree | p_mw | q_mvar
0 | 0.97363 | -0.18551 | 0.009841 | 0.0024664
1 | 0.97388 | -0.18371 | 0.0035886 | 0.00089939
2 | 0.97429 | -0.18082 | 0 | 0
3 | 0.97372 | -0.18488 | 0.0041172 | 0.0010319
4 | 0.99351 | -0.045041 | 0 | 0
5 | 0.99269 | -0.050754 | 0.00068805 | 0.00017244
6 | 0.99244 | -0.052557 | 0.00092098 | 0.00023082
7 | 0.99476 | -0.036276 | 0.0035574 | 0.00089156
8 | 0.97423 | -0.1812 | 0.0010603 | 0.00026573
9 | 0.9747 | -0.17782 | 0.0019326 | 0.00048437
10 | 0.97541 | -0.17272 | 0.0025625 | 0.00064222
11 | 0.97897 | -0.14769 | 0.0026153 | 0.00065545
12 | 0.97874 | -0.14939 | 0.0027284 | 0.0006838
13 | 0.97916 | -0.14634 | 0.0030824 | 0.00077251
14 | 0.97866 | -0.14991 | 0.0017356 | 0.00043499
15 | 0.9796 | -0.14323 | 0 | 0
16 | 0.98194 | -0.12657 | 0.0031331 | 0.00078523
17 | 0.97841 | -0.1517 | 0.0053066 | 0.00133
18 | 0.98018 | -0.13928 | 0.00182 | 0.00045613
19 | 0.98017 | -0.13938 | 0.00080127 | 0.00020082
20 | 0.98045 | -0.13736 | 0 | 0
21 | 0.97938 | -0.14503 | 0.0044089 | 0.001105
22 | 0.98433 | -0.10961 | 0 | 0
23 | 0.97765 | -0.15713 | 0.0026824 | 0.00067227
24 | 0.97779 | -0.15583 | 0.00040596 | 0.00010174
25 | 0.97777 | -0.15593 | 0.00041774 | 0.0001047
26 | 0.97785 | -0.15539 | 0.0012647 | 0.00031697
27 | 0.97777 | -0.15594 | 0.00016078 | 4.0295e-05
28 | 0.97789 | -0.15507 | 0.00026509 | 6.6437e-05
29 | 0.99082 | -0.063644 | 0.0018448 | 0.00046235
30 | 0.98442 | -0.10859 | 0.0098817 | 0.0024766
31 | 0.99219 | -0.054097 | 0.00068549 | 0.0001718
32 | 0.97795 | -0.15463 | 0.00080469 | 0.00020167
33 | 0.97902 | -0.14767 | 0.00081032 | 0.00020309
34 | 0.97806 | -0.15385 | 0.004282 | 0.0010732
35 | 0.97823 | -0.15265 | 0.00091256 | 0.00022871
36 | 0.97836 | -0.15172 | 0.0050073 | 0.0012549
37 | 0.97869 | -0.14934 | 0.0021986 | 0.00055103
38 | 0.9789 | -0.14786 | 0 | 0
39 | 0.97916 | -0.14597 | 0.0016574 | 0.00041539
40 | 0.97879 | -0.14862 | 0.0023632 | 0.00059229
41 | 0.97883 | -0.14839 | 0.00070843 | 0.00017755
42 | 0.97897 | -0.14732 | 0 | 0
43 | 0.97913 | -0.1462 | 0.0018571 | 0.00046543
44 | 0.97879 | -0.14862 | 0 | 0
45 | 0.9792 | -0.14574 | 0.0011771 | 0.00029501
46 | 0.97868 | -0.1494 | 0.0017399 | 0.00043605
47 | 0.97866 | -0.14959 | 0.0004241 | 0.00010629
48 | 0.97952 | -0.14345 | 0 | 0
49 | 0.97861 | -0.14995 | 0.003018 | 0.00075637
50 | 0.98195 | -0.12607 | 0 | 0
51 | 0.98071 | -0.13491 | 0 | 0
52 | 0.97946 | -0.14384 | 0.0017911 | 0.0004489
53 | 0.98062 | -0.13556 | 0.0026125 | 0.00065475
54 | 0.97849 | -0.15072 | 0.0022769 | 0.00057064
55 | 0.97624 | -0.16681 | 0.0014002 | 0.00035092
56 | 0.97627 | -0.16661 | 0.0013374 | 0.00033519
57 | 0.97628 | -0.16654 | 0 | 0
58 | 0.97732 | -0.15909 | 0.0065706 | 0.0016468
59 | 0.99308 | -0.047867 | 0.0020593 | 0.00051612
60 | 0.99564 | -0.030159 | 0.0020143 | 0.00050483
61 | 0.99627 | -0.025771 | 0 | 0
62 | 0.97546 | -0.17242 | 0.0019034 | 0.00047704
63 | 1 | 0 | -0.21596 | -0.054375
64 | 0.99981 | -0.0013559 | 0.00044767 | 0.0001122
65 | 0.99222 | -0.054045 | 0.0037874 | 0.00094922
66 | 0.9921 | -0.054925 | 0.0030774 | 0.00077126
67 | 0.9998 | -0.0014265 | 0.0031044 | 0.00077804
68 | 0.99098 | -0.062698 | 0.003479 | 0.00087191
69 | 0.99168 | -0.057917 | 0.0020344 | 0.00050988
70 | 0.98726 | -0.088909 | 0 | 0
71 | 0.98569 | -0.09999 | 0.0066468 | 0.0016658
72 | 0.98699 | -0.090827 | 0.0021076 | 0.00052822
73 | 0.98818 | -0.082415 | 0.0022216 | 0.0005568
74 | 0.99051 | -0.066007 | 0.0019435 | 0.00048708
75 | 0.98939 | -0.073855 | 0.0019819 | 0.00049671
76 | 0.98931 | -0.074442 | 0.0015446 | 0.00038711
77 | 0.99163 | -0.058311 | 0.0010039 | 0.00025159
78 | 0.99114 | -0.061737 | 0.0012428 | 0.00031148
79 | 0.99108 | -0.062183 | 0.00051623 | 0.00012938
80 | 0.99103 | -0.062536 | 0.0011945 | 0.00029937
81 | 0.9908 | -0.064107 | 0.0024412 | 0.00061181
82 | 0.99068 | -0.064987 | 0.0044614 | 0.0011181
83 | 0.98875 | -0.078387 | 0 | 0
84 | 0.98848 | -0.080315 | 0.0010001 | 0.00025065
85 | 0.98838 | -0.081049 | 0.0012481 | 0.0003128
86 | 0.98831 | -0.081488 | 0.00096564 | 0.00024201
87 | 0.98477 | -0.10649 | 0.0016517 | 0.00041396
88 | 0.98678 | -0.092277 | 0.0017022 | 0.0004266
89 | 0.98673 | -0.092659 | 0.0059364 | 0.0014878
90 | 0.98378 | -0.11355 | 0.0014818 | 0.00037137
91 | 0.98374 | -0.11377 | 0 | 0
92 | 0.9829 | -0.11978 | 0.0015813 | 0.00039631
93 | 0.98364 | -0.1145 | 0.0018602 | 0.00046622
94 | 0.98357 | -0.11502 | 0.0010736 | 0.00026908
95 | 0.98357 | -0.11502 | 0.00045663 | 0.00011444
96 | 0.98192 | -0.12678 | 0.0033915 | 0.00084998
97 | 0.98179 | -0.12774 | 0.002403 | 0.00060226
98 | 0.98133 | -0.13101 | 0 | 0
99 | 0.97708 | -0.16123 | 0.0029089 | 0.00072905
100 | 0.97531 | -0.1739 | 0.0019562 | 0.00049028
101 | 0.97522 | -0.17458 | 0.0017569 | 0.00044031
102 | 0.97505 | -0.17579 | 0.00097599 | 0.00024461
103 | 0.97487 | -0.17709 | 0 | 0
104 | 0.9883 | -0.081552 | 0.00094036 | 0.00023568
105 | 0.98831 | -0.081511 | 0.00097335 | 0.00024394
106 | 0.97431 | -0.18115 | 0.00083456 | 0.00020916
107 | 0.97414 | -0.18238 | 0.0027701 | 0.00069426
108 | 0.97332 | -0.18826 | 0.0034183 | 0.0008567
109 | 0.97294 | -0.19105 | 0 | 0
110 | 0.97086 | -0.20612 | 0.00036618 | 9.1773e-05
111 | 0.97086 | -0.20608 | 0.00049379 | 0.00012376
112 | 0.97088 | -0.20596 | 0.00097261 | 0.00024376
113 | 0.97114 | -0.20411 | 0.0003061 | 7.6716e-05
114 | 0.97119 | -0.20373 | 0.00032202 | 8.0706e-05
115 | 0.97264 | -0.19319 | 0.00036857 | 9.2372e-05
116 | 0.97239 | -0.19498 | 0.00034711 | 8.6995e-05
117 | 0.97232 | -0.19554 | 0 | 0
118 | 0.97222 | -0.19625 | 0.0003366 | 8.4359e-05
119 | 0.97229 | -0.19571 | 0.00026333 | 6.5998e-05
120 | 0.97175 | -0.19965 | 0.00042144 | 0.00010562
121 | 0.97156 | -0.20105 | 0.00030642 | 7.6797e-05
122 | 0.9715 | -0.20143 | 0.00047637 | 0.00011939
123 | 0.97139 | -0.20225 | 0.00031669 | 7.9369e-05
124 | 0.9711 | -0.20436 | 0.00078782 | 0.00019745
125 | 0.97136 | -0.20247 | 0.00035186 | 8.8185e-05
126 | 0.99998 | 149.9947 | 0 | 0

## res_line
| p_from_mw | q_from_mvar | p_to_mw | q_to_mvar | pl_mw | ql_mvar | i_from_ka | i_to_ka | i_ka | vm_from_pu | va_from_degree | vm_to_pu | va_to_degree | loading_percent
0 | -0.009841 | -0.0024664 | 0.0098435 | 0.0024671 | 2.4482e-06 | 7.2584e-07 | 0.01504 | 0.01504 | 0.01504 | 0.97363 | -0.18551 | 0.97388 | -0.18371 | 5.5704
1 | -0.01755 | -0.0043983 | 0.017557 | 0.0044008 | 7.0349e-06 | 2.5105e-06 | 0.026815 | 0.026815 | 0.026815 | 0.97388 | -0.18371 | 0.97429 | -0.18082 | 9.9315
2 | 0.0041179 | 0.0010318 | -0.0041172 | -0.0010319 | 6.6667e-07 | -7.9349e-08 | 0.0062917 | 0.0062919 | 0.0062919 | 0.97388 | -0.18371 | 0.97372 | -0.18488 | 2.3303
3 | -0.018617 | -0.0046662 | 0.018625 | 0.0046689 | 7.7416e-06 | 2.7863e-06 | 0.028434 | 0.028434 | 0.028434 | 0.97429 | -0.18082 | 0.9747 | -0.17782 | 10.5312
4 | 0.0010603 | 0.00026533 | -0.0010603 | -0.00026573 | 5.5552e-08 | -4.0138e-07 | 0.0016193 | 0.0016195 | 0.0016195 | 0.97429 | -0.18082 | 0.97423 | -0.1812 | 0.5998
5 | 0.1024 | 0.025789 | -0.10232 | -0.025758 | 8.1698e-05 | 3.0775e-05 | 0.15342 | 0.15342 | 0.15342 | 0.99351 | -0.045041 | 0.99269 | -0.050754 | 18.9406
6 | 0.016929 | 0.0042456 | -0.016912 | -0.0042394 | 1.7619e-05 | 6.2086e-06 | 0.025357 | 0.025357 | 0.025357 | 0.99351 | -0.045041 | 0.99244 | -0.052557 | 9.3914
7 | -0.11933 | -0.030034 | 0.11948 | 0.03009 | 0.00014622 | 5.5384e-05 | 0.17878 | 0.17878 | 0.17878 | 0.99351 | -0.045041 | 0.99476 | -0.036276 | 22.071
8 | 0.10163 | 0.025586 | -0.10159 | -0.025568 | 4.6704e-05 | 1.7588e-05 | 0.15239 | 0.15239 | 0.15239 | 0.99269 | -0.050754 | 0.99222 | -0.054045 | 18.8133
9 | 0.015991 | 0.0040085 | -0.015985 | -0.0040067 | 5.2422e-06 | 1.8275e-06 | 0.023976 | 0.023976 | 0.023976 | 0.99244 | -0.052557 | 0.9921 | -0.054925 | 8.88
10 | -0.12304 | -0.030981 | 0.12322 | 0.03105 | 0.00018089 | 6.8574e-05 | 0.1841 | 0.1841 | 0.1841 | 0.99476 | -0.036276 | 0.99627 | -0.025771 | 22.728
11 | -0.020558 | -0.0051533 | 0.020572 | 0.0051586 | 1.4506e-05 | 5.2848e-06 | 0.031385 | 0.031384 | 0.031385 | 0.9747 | -0.17782 | 0.97541 | -0.17272 | 11.6239
12 | -0.023135 | -0.0058008 | 0.023136 | 0.0058012 | 9.7325e-07 | 3.587e-07 | 0.035294 | 0.035294 | 0.035294 | 0.97541 | -0.17272 | 0.97546 | -0.17242 | 13.0717
13 | 0.0044652 | 0.0011184 | -0.0044642 | -0.0011185 | 1.052e-06 | -5.5474e-08 | 0.0067868 | 0.0067869 | 0.0067869 | 0.97897 | -0.14769 | 0.97874 | -0.14939 | 2.5137
14 | -0.0070805 | -0.0017739 | 0.0070818 | 0.0017742 | 1.3276e-06 | 2.796e-07 | 0.010762 | 0.010762 | 0.010762 | 0.97897 | -0.14769 | 0.97916 | -0.14634 | 3.9859
15 | 0.0017358 | 0.00043468 | -0.0017356 | -0.00043499 | 1.2451e-07 | -3.1217e-07 | 0.0026388 | 0.002639 | 0.002639 | 0.97874 | -0.14939 | 0.97866 | -0.14991 | 0.9774
16 | -0.010164 | -0.0025467 | 0.010169 | 0.002548 | 4.3701e-06 | 1.3114e-06 | 0.015446 | 0.015446 | 0.015446 | 0.97916 | -0.14634 | 0.9796 | -0.14323 | 5.7208
17 | -0.039348 | -0.0098688 | 0.039439 | 0.0099033 | 9.1079e-05 | 3.4515e-05 | 0.059772 | 0.059772 | 0.059772 | 0.9796 | -0.14323 | 0.98194 | -0.12657 | 22.1379
18 | 0.029179 | 0.0073208 | -0.029145 | -0.007308 | 3.4232e-05 | 1.2815e-05 | 0.044326 | 0.044326 | 0.044326 | 0.9796 | -0.14323 | 0.97841 | -0.1517 | 16.4172
19 | -0.042572 | -0.010689 | 0.042673 | 0.010727 | 0.00010057 | 3.819e-05 | 0.06452 | 0.06452 | 0.06452 | 0.98194 | -0.12657 | 0.98433 | -0.10961 | 23.8963
20 | 0.023838 | 0.005978 | -0.02382 | -0.0059714 | 1.7929e-05 | 6.6213e-06 | 0.036256 | 0.036256 | 0.036256 | 0.97841 | -0.1517 | 0.97765 | -0.15713 | 13.4281
21 | 0.00080128 | 0.00020067 | -0.00080127 | -0.00020082 | 1.107e-08 | -1.4686e-07 | 0.0012164 | 0.0012164 | 0.0012164 | 0.98018 | -0.13928 | 0.98017 | -0.13938 | 0.45053
22 | -0.0078449 | -0.0019614 | 0.007847 | 0.0019619 | 2.0778e-06 | 5.0307e-07 | 0.011908 | 0.011908 | 0.011908 | 0.98018 | -0.13928 | 0.98045 | -0.13736 | 4.4102
23 | 0.0052236 | 0.0013046 | -0.0052195 | -0.0013043 | 4.1319e-06 | 2.6261e-07 | 0.0079284 | 0.0079289 | 0.0079289 | 0.98018 | -0.13928 | 0.97938 | -0.14503 | 2.9366
24 | -0.007847 | -0.0019619 | 0.0078538 | 0.0019635 | 6.8647e-06 | 1.6609e-06 | 0.011908 | 0.011907 | 0.011908 | 0.98045 | -0.13736 | 0.98133 | -0.13101 | 4.4102
25 | 0.00081061 | 0.00019934 | -0.00081032 | -0.00020309 | 2.9011e-07 | -3.7483e-06 | 0.0012302 | 0.0012316 | 0.0012316 | 0.97938 | -0.14503 | 0.97902 | -0.14767 | 0.45615
26 | 0.020145 | 0.005047 | -0.020134 | -0.005043 | 1.0971e-05 | 3.9786e-06 | 0.030452 | 0.030452 | 0.030452 | 0.98433 | -0.10961 | 0.98378 | -0.11355 | 11.2786
27 | -0.062817 | -0.015774 | 0.062844 | 0.015784 | 2.7198e-05 | 1.0399e-05 | 0.094972 | 0.094972 | 0.094972 | 0.98433 | -0.10961 | 0.98477 | -0.10649 | 35.1748
28 | 0.021138 | 0.0052991 | -0.021126 | -0.0052947 | 1.1999e-05 | 4.3824e-06 | 0.032173 | 0.032173 | 0.032173 | 0.97765 | -0.15713 | 0.97708 | -0.16123 | 11.9161
29 | 0.00057853 | 0.00014469 | -0.00057852 | -0.0001449 | 8.2157e-09 | -2.0992e-07 | 0.0008803 | 0.00088038 | 0.00088038 | 0.97779 | -0.15583 | 0.97777 | -0.15593 | 0.32607
30 | -0.00098448 | -0.00024643 | 0.00098454 | 0.00024592 | 5.9363e-08 | -5.0895e-07 | 0.0014981 | 0.0014979 | 0.0014981 | 0.97779 | -0.15583 | 0.97785 | -0.15539 | 0.55485
31 | 0.00016078 | 4.0203e-05 | -0.00016078 | -4.0295e-05 | 2.7467e-10 | -9.2127e-08 | 0.00024465 | 0.00024468 | 0.00024468 | 0.97777 | -0.15593 | 0.97777 | -0.15594 | 0.090622
32 | -0.0022493 | -0.00056289 | 0.0022494 | 0.00056276 | 9.919e-08 | -1.321e-07 | 0.0034225 | 0.0034224 | 0.0034225 | 0.97785 | -0.15539 | 0.97789 | -0.15507 | 1.2676
33 | -0.0025145 | -0.0006292 | 0.0025146 | 0.00062905 | 1.5297e-07 | -1.5131e-07 | 0.0038258 | 0.0038257 | 0.0038258 | 0.97789 | -0.15507 | 0.97795 | -0.15463 | 1.417
34 | 0.08057 | 0.020319 | -0.080066 | -0.020128 | 0.00050446 | 0.0001912 | 0.12105 | 0.12105 | 0.12105 | 0.99082 | -0.063644 | 0.98442 | -0.10859 | 22.416
35 | -0.082415 | -0.020781 | 0.082526 | 0.020823 | 0.00011042 | 4.1128e-05 | 0.12382 | 0.12382 | 0.12382 | 0.99082 | -0.063644 | 0.99219 | -0.054097 | 15.2859
36 | 0.070184 | 0.017651 | -0.070014 | -0.017586 | 0.00017057 | 6.5294e-05 | 0.10611 | 0.10611 | 0.10611 | 0.98442 | -0.10859 | 0.98195 | -0.12607 | 39.2999
37 | -0.083211 | -0.020994 | 0.083284 | 0.021021 | 7.2789e-05 | 2.7125e-05 | 0.12484 | 0.12484 | 0.12484 | 0.99219 | -0.054097 | 0.99308 | -0.047867 | 15.4128
38 | -0.0033193 | -0.00083072 | 0.0033197 | 0.00083058 | 3.5613e-07 | -1.4385e-07 | 0.0050501 | 0.00505 | 0.0050501 | 0.97795 | -0.15463 | 0.97806 | -0.15385 | 1.8704
39 | -0.0076016 | -0.0019037 | 0.0076029 | 0.001904 | 1.2651e-06 | 2.963e-07 | 0.011565 | 0.011564 | 0.011565 | 0.97806 | -0.15385 | 0.97823 | -0.15265 | 4.2832
40 | -0.0085155 | -0.0021327 | 0.0085165 | 0.002133 | 1.0884e-06 | 2.8807e-07 | 0.012953 | 0.012953 | 0.012953 | 0.97823 | -0.15265 | 0.97836 | -0.15172 | 4.7973
41 | -0.013524 | -0.003388 | 0.013528 | 0.0033895 | 4.4523e-06 | 1.5006e-06 | 0.020568 | 0.020568 | 0.020568 | 0.97836 | -0.15172 | 0.97869 | -0.14934 | 7.6179
42 | -0.015727 | -0.0039405 | 0.01573 | 0.0039416 | 3.2289e-06 | 1.1281e-06 | 0.023911 | 0.023911 | 0.023911 | 0.97869 | -0.14934 | 0.9789 | -0.14786 | 8.856
43 | -0.01573 | -0.0039416 | 0.015734 | 0.0039431 | 4.1091e-06 | 1.4356e-06 | 0.023911 | 0.023911 | 0.023911 | 0.9789 | -0.14786 | 0.97916 | -0.14597 | 8.8559
44 | -0.017392 | -0.0043585 | 0.017398 | 0.0043606 | 6.074e-06 | 2.1608e-06 | 0.02643 | 0.02643 | 0.02643 | 0.97916 | -0.14597 | 0.97952 | -0.14345 | 9.7888
45 | -0.0023632 | -0.00059229 | 0.0023633 | 0.0005922 | 7.5962e-08 | -8.9326e-08 | 0.0035927 | 0.0035927 | 0.0035927 | 0.97879 | -0.14862 | 0.97883 | -0.14839 | 1.3306
46 | -0.0030718 | -0.00076975 | 0.0030722 | 0.0007695 | 4.5248e-07 | -2.4404e-07 | 0.0046697 | 0.0046695 | 0.0046697 | 0.97883 | -0.14839 | 0.97897 | -0.14732 | 1.7295
47 | -0.0082559 | -0.0020675 | 0.0082571 | 0.0020679 | 1.2765e-06 | 3.2759e-07 | 0.012548 | 0.012548 | 0.012548 | 0.97897 | -0.14732 | 0.97913 | -0.1462 | 4.6475
48 | 0.0051837 | 0.001298 | -0.0051827 | -0.001298 | 9.2725e-07 | 5.5697e-08 | 0.0078786 | 0.0078787 | 0.0078787 | 0.97897 | -0.14732 | 0.97879 | -0.14862 | 2.9181
49 | -0.010114 | -0.0025333 | 0.010115 | 0.0025335 | 6.5453e-07 | 1.959e-07 | 0.01537 | 0.01537 | 0.01537 | 0.97913 | -0.1462 | 0.9792 | -0.14574 | 5.6927
50 | 0.0017401 | 0.00043558 | -0.0017399 | -0.00043605 | 1.8957e-07 | -4.7272e-07 | 0.0026451 | 0.0026453 | 0.0026453 | 0.97879 | -0.14862 | 0.97868 | -0.1494 | 0.97975
51 | 0.0034427 | 0.00086241 | -0.0034422 | -0.00086258 | 4.6414e-07 | -1.6274e-07 | 0.0052336 | 0.0052337 | 0.0052337 | 0.97879 | -0.14862 | 0.97866 | -0.14959 | 1.9384
52 | -0.011292 | -0.0028285 | 0.011296 | 0.0028296 | 3.571e-06 | 1.1289e-06 | 0.017159 | 0.017159 | 0.017159 | 0.9792 | -0.14574 | 0.97952 | -0.14345 | 6.3552
53 | 0.0030181 | 0.00075629 | -0.003018 | -0.00075637 | 1.4942e-07 | -8.5405e-08 | 0.0045889 | 0.0045889 | 0.0045889 | 0.97866 | -0.14959 | 0.97861 | -0.14995 | 1.6996
54 | -0.028693 | -0.0071903 | 0.028725 | 0.007202 | 3.1372e-05 | 1.1733e-05 | 0.043589 | 0.043589 | 0.043589 | 0.97952 | -0.14345 | 0.98062 | -0.13556 | 16.144
55 | 0.070014 | 0.017586 | -0.069928 | -0.017553 | 8.5968e-05 | 3.291e-05 | 0.10611 | 0.10611 | 0.10611 | 0.98195 | -0.12607 | 0.98071 | -0.13491 | 39.2999
56 | 0.038588 | 0.0096953 | -0.03854 | -0.0096771 | 4.7893e-05 | 1.8138e-05 | 0.058557 | 0.058557 | 0.058557 | 0.98071 | -0.13491 | 0.97946 | -0.14384 | 21.6878
57 | 0.03134 | 0.0078578 | -0.031337 | -0.0078567 | 2.81e-06 | 1.0556e-06 | 0.047553 | 0.047553 | 0.047553 | 0.98071 | -0.13491 | 0.98062 | -0.13556 | 17.6121
58 | 0.036749 | 0.0092282 | -0.036714 | -0.0092149 | 3.5078e-05 | 1.3265e-05 | 0.055836 | 0.055836 | 0.055836 | 0.97946 | -0.14384 | 0.97849 | -0.15072 | 20.68
59 | 0.034437 | 0.0086443 | -0.034397 | -0.0086292 | 4.0011e-05 | 1.5096e-05 | 0.052374 | 0.052374 | 0.052374 | 0.97849 | -0.15072 | 0.97732 | -0.15909 | 19.3977
60 | -0.0014002 | -0.00035092 | 0.0014002 | 0.00035078 | 3.6988e-08 | -1.4849e-07 | 0.0021342 | 0.0021342 | 0.0021342 | 0.97624 | -0.16681 | 0.97627 | -0.16661 | 0.79046
61 | -0.0027377 | -0.00068596 | 0.0027377 | 0.00068594 | 2.6585e-08 | -2.0372e-08 | 0.0041726 | 0.0041726 | 0.0041726 | 0.97627 | -0.16661 | 0.97628 | -0.16654 | 1.5454
62 | 0.02506 | 0.0062858 | -0.025039 | -0.0062782 | 2.0404e-05 | 7.5676e-06 | 0.038197 | 0.038197 | 0.038197 | 0.97628 | -0.16654 | 0.97546 | -0.17242 | 14.1471
63 | -0.027797 | -0.0069717 | 0.027826 | 0.0069825 | 2.8741e-05 | 1.0733e-05 | 0.04237 | 0.04237 | 0.04237 | 0.97628 | -0.16654 | 0.97732 | -0.15909 | 15.6925
64 | -0.085343 | -0.021538 | 0.085556 | 0.021617 | 0.00021267 | 7.9364e-05 | 0.12793 | 0.12793 | 0.12793 | 0.99308 | -0.047867 | 0.99564 | -0.030159 | 15.7937
65 | -0.08757 | -0.022122 | 0.087624 | 0.022142 | 5.4091e-05 | 2.0212e-05 | 0.13094 | 0.13094 | 0.13094 | 0.99564 | -0.030159 | 0.99627 | -0.025771 | 16.1652
66 | -0.21084 | -0.053192 | 0.21161 | 0.053485 | 0.00076507 | 0.0002928 | 0.31503 | 0.31503 | 0.31503 | 0.99627 | -0.025771 | 1 | 0 | 38.8931
67 | 0.0035528 | 0.00088997 | -0.0035521 | -0.00089022 | 6.665e-07 | -2.4496e-07 | 0.0052864 | 0.0052866 | 0.0052866 | 1 | 0 | 0.99981 | -0.0013559 | 1.958
68 | 0.0031044 | 0.00077802 | -0.0031044 | -0.00077804 | 3.0334e-08 | -1.8196e-08 | 0.0046203 | 0.0046203 | 0.0046203 | 0.99981 | -0.0013559 | 0.9998 | -0.0014265 | 1.7112
69 | 0.0978 | 0.024619 | -0.097682 | -0.024574 | 0.00011805 | 4.4382e-05 | 0.14671 | 0.14671 | 0.14671 | 0.99222 | -0.054045 | 0.99098 | -0.062698 | 18.1121
70 | 0.012908 | 0.0032354 | -0.012903 | -0.0032337 | 5.3462e-06 | 1.7612e-06 | 0.01936 | 0.01936 | 0.01936 | 0.9921 | -0.054925 | 0.99168 | -0.057917 | 7.1705
71 | 0.094203 | 0.023703 | -0.09416 | -0.023686 | 4.347e-05 | 1.6316e-05 | 0.14148 | 0.14148 | 0.14148 | 0.99098 | -0.062698 | 0.99051 | -0.066007 | 17.4672
72 | 0.010868 | 0.0027238 | -0.010868 | -0.0027236 | 5.9308e-07 | 1.82e-07 | 0.016308 | 0.016308 | 0.016308 | 0.99168 | -0.057917 | 0.99163 | -0.058311 | 6.0399
73 | 0.071311 | 0.017926 | -0.071201 | -0.017886 | 0.00010989 | 4.0516e-05 | 0.1075 | 0.1075 | 0.1075 | 0.98726 | -0.088909 | 0.98569 | -0.09999 | 13.2718
74 | 0.0097506 | 0.0024438 | -0.009748 | -0.002443 | 2.5888e-06 | 7.5013e-07 | 0.014696 | 0.014696 | 0.014696 | 0.98726 | -0.088909 | 0.98699 | -0.090827 | 5.4431
75 | -0.081062 | -0.02037 | 0.081135 | 0.020397 | 7.3323e-05 | 2.7295e-05 | 0.1222 | 0.1222 | 0.1222 | 0.98726 | -0.088909 | 0.98818 | -0.082415 | 15.0861
76 | 0.064555 | 0.01622 | -0.064496 | -0.016198 | 5.8376e-05 | 2.1951e-05 | 0.097468 | 0.097468 | 0.097468 | 0.98569 | -0.09999 | 0.98477 | -0.10649 | 18.0496
77 | 0.0076404 | 0.0019148 | -0.0076389 | -0.0019144 | 1.534e-06 | 3.5326e-07 | 0.011519 | 0.011519 | 0.011519 | 0.98699 | -0.090827 | 0.98678 | -0.092277 | 4.2663
78 | -0.083357 | -0.020954 | 0.083404 | 0.020972 | 4.679e-05 | 1.7447e-05 | 0.12554 | 0.12554 | 0.12554 | 0.98818 | -0.082415 | 0.98875 | -0.078387 | 15.4991
79 | 0.092216 | 0.023199 | -0.092116 | -0.023161 | 0.00010084 | 3.781e-05 | 0.13856 | 0.13857 | 0.13857 | 0.99051 | -0.066007 | 0.98939 | -0.073855 | 17.1068
80 | 0.090134 | 0.022665 | -0.090126 | -0.022662 | 7.3825e-06 | 2.765e-06 | 0.13558 | 0.13558 | 0.13558 | 0.98939 | -0.073855 | 0.98931 | -0.074442 | 16.7388
81 | 0.088582 | 0.022275 | -0.088533 | -0.022257 | 4.8671e-05 | 1.8212e-05 | 0.13326 | 0.13326 | 0.13326 | 0.98931 | -0.074442 | 0.98875 | -0.078387 | 16.4521
82 | 0.0098638 | 0.002472 | -0.0098591 | -0.0024707 | 4.677e-06 | 1.3577e-06 | 0.014801 | 0.014802 | 0.014802 | 0.99163 | -0.058311 | 0.99114 | -0.061737 | 5.4821
83 | 0.0086163 | 0.0021592 | -0.0086158 | -0.002159 | 5.3205e-07 | 1.3897e-07 | 0.012936 | 0.012936 | 0.012936 | 0.99114 | -0.061737 | 0.99108 | -0.062183 | 4.791
84 | 0.0080995 | 0.0020297 | -0.0080991 | -0.0020296 | 3.9479e-07 | 9.6714e-08 | 0.012161 | 0.012161 | 0.012161 | 0.99108 | -0.062183 | 0.99103 | -0.062536 | 4.504
85 | 0.0069047 | 0.0017302 | -0.0069032 | -0.0017299 | 1.5014e-06 | 2.8908e-07 | 0.010367 | 0.010367 | 0.010367 | 0.99103 | -0.062536 | 0.9908 | -0.064107 | 3.8397
86 | 0.004462 | 0.0011181 | -0.0044614 | -0.0011181 | 5.4323e-07 | -4.0718e-08 | 0.0067011 | 0.0067012 | 0.0067012 | 0.9908 | -0.064107 | 0.99068 | -0.064987 | 2.4819
87 | 0.0051295 | 0.0012849 | -0.0051281 | -0.0012848 | 1.368e-06 | 5.4426e-08 | 0.0077194 | 0.0077195 | 0.0077195 | 0.98875 | -0.078387 | 0.98848 | -0.080315 | 2.8591
88 | 0.004128 | 0.0010342 | -0.0041276 | -0.0010342 | 4.1896e-07 | -6.1723e-08 | 0.006214 | 0.0062141 | 0.0062141 | 0.98848 | -0.080315 | 0.98838 | -0.081049 | 2.3015
89 | 0.0028795 | 0.00072144 | -0.0028794 | -0.00072157 | 1.7485e-07 | -1.2383e-07 | 0.0043351 | 0.0043352 | 0.0043352 | 0.98838 | -0.081049 | 0.98831 | -0.081488 | 1.6056
90 | 0.0019137 | 0.00047955 | -0.0019137 | -0.00047957 | 6.088e-09 | -1.2718e-08 | 0.0028813 | 0.0028813 | 0.0028813 | 0.98831 | -0.081488 | 0.98831 | -0.081511 | 1.0671
91 | 0.0059367 | 0.0014878 | -0.0059364 | -0.0014878 | 3.1354e-07 | 4.0503e-08 | 0.0089522 | 0.0089522 | 0.0089522 | 0.98678 | -0.092277 | 0.98673 | -0.092659 | 3.3156
92 | 0.018652 | 0.0046716 | -0.018651 | -0.0046714 | 5.7259e-07 | 2.0559e-07 | 0.028211 | 0.028211 | 0.028211 | 0.98378 | -0.11355 | 0.98374 | -0.11377 | 10.4485
93 | 0.01526 | 0.0038222 | -0.015248 | -0.0038178 | 1.268e-05 | 4.393e-06 | 0.023082 | 0.023082 | 0.023082 | 0.98374 | -0.11377 | 0.9829 | -0.11978 | 8.549
94 | 0.003391 | 0.00084923 | -0.0033906 | -0.00084936 | 3.4049e-07 | -1.3236e-07 | 0.005129 | 0.0051291 | 0.0051291 | 0.98374 | -0.11377 | 0.98364 | -0.1145 | 1.8997
95 | 0.013666 | 0.0034215 | -0.013653 | -0.003417 | 1.3189e-05 | 4.4475e-06 | 0.020688 | 0.020689 | 0.020689 | 0.9829 | -0.11978 | 0.98192 | -0.12678 | 7.6624
96 | 0.0015304 | 0.00038314 | -0.0015303 | -0.00038351 | 1.1095e-07 | -3.7843e-07 | 0.002315 | 0.0023151 | 0.0023151 | 0.98364 | -0.1145 | 0.98357 | -0.11502 | 0.85744
97 | 0.00045663 | 0.00011443 | -0.00045663 | -0.00011444 | 1.6761e-10 | -7.0801e-09 | 0.00069081 | 0.00069082 | 0.00069082 | 0.98357 | -0.11502 | 0.98357 | -0.11502 | 0.25586
98 | 0.010262 | 0.0025671 | -0.01026 | -0.0025666 | 1.3594e-06 | 4.0888e-07 | 0.015549 | 0.015549 | 0.015549 | 0.98192 | -0.12678 | 0.98179 | -0.12774 | 5.7589
99 | 0.0078574 | 0.0019644 | -0.0078538 | -0.0019635 | 3.5447e-06 | 8.5691e-07 | 0.011907 | 0.011907 | 0.011907 | 0.98179 | -0.12774 | 0.98133 | -0.13101 | 4.4101
100 | 0.018217 | 0.0045657 | -0.018185 | -0.0045542 | 3.1918e-05 | 1.1445e-05 | 0.027743 | 0.027744 | 0.027744 | 0.97708 | -0.16123 | 0.97531 | -0.1739 | 10.2754
101 | 0.016229 | 0.004064 | -0.016227 | -0.0040634 | 1.5165e-06 | 5.3379e-07 | 0.024759 | 0.024759 | 0.024759 | 0.97531 | -0.1739 | 0.97522 | -0.17458 | 9.17
102 | 0.014471 | 0.0036231 | -0.014468 | -0.0036223 | 2.4182e-06 | 8.3091e-07 | 0.022078 | 0.022078 | 0.022078 | 0.97522 | -0.17458 | 0.97505 | -0.17579 | 8.1772
103 | 0.013492 | 0.0033777 | -0.01349 | -0.0033769 | 2.4277e-06 | 8.1929e-07 | 0.020589 | 0.020589 | 0.020589 | 0.97505 | -0.17579 | 0.97487 | -0.17709 | 7.6255
104 | 0.01349 | 0.0033769 | -0.013482 | -0.0033743 | 7.5501e-06 | 2.5482e-06 | 0.020589 | 0.020589 | 0.020589 | 0.97487 | -0.17709 | 0.97431 | -0.18115 | 7.6256
105 | -0.00094036 | -0.00023568 | 0.00094037 | 0.00023562 | 5.4127e-09 | -5.3368e-08 | 0.0014158 | 0.0014158 | 0.0014158 | 0.9883 | -0.081552 | 0.98831 | -0.081511 | 0.52438
106 | 0.012648 | 0.0031652 | -0.012645 | -0.0031644 | 2.1488e-06 | 7.1153e-07 | 0.019315 | 0.019315 | 0.019315 | 0.97431 | -0.18115 | 0.97414 | -0.18238 | 7.1535
107 | 0.0098754 | 0.0024702 | -0.0098674 | -0.0024678 | 8.0095e-06 | 2.3788e-06 | 0.015083 | 0.015083 | 0.015083 | 0.97414 | -0.18238 | 0.97332 | -0.18826 | 5.5864
108 | 0.0064491 | 0.0016111 | -0.0064466 | -0.0016107 | 2.4726e-06 | 4.4439e-07 | 0.0098575 | 0.0098577 | 0.0098577 | 0.97332 | -0.18826 | 0.97294 | -0.19105 | 3.651
109 | 0.0064466 | 0.0016107 | -0.0064447 | -0.0016103 | 1.8954e-06 | 3.4093e-07 | 0.0098577 | 0.0098578 | 0.0098578 | 0.97294 | -0.19105 | 0.97264 | -0.19319 | 3.651
110 | -0.00036618 | -9.1773e-05 | 0.00036618 | 9.1657e-05 | 1.854e-09 | -1.1594e-07 | 0.00056124 | 0.00056119 | 0.00056124 | 0.97086 | -0.20612 | 0.97086 | -0.20608 | 0.20787
111 | -0.00085997 | -0.00021541 | 0.00085999 | 0.00021525 | 1.4525e-08 | -1.6012e-07 | 0.001318 | 0.001318 | 0.001318 | 0.97086 | -0.20608 | 0.97088 | -0.20596 | 0.48815
112 | -0.0018326 | -0.00045901 | 0.0018331 | 0.00045802 | 4.6834e-07 | -9.9696e-07 | 0.0028086 | 0.0028082 | 0.0028086 | 0.97088 | -0.20596 | 0.97114 | -0.20411 | 1.0402
113 | -0.0021392 | -0.00053473 | 0.0021393 | 0.00053457 | 1.1096e-07 | -1.6219e-07 | 0.0032772 | 0.0032771 | 0.0032772 | 0.97114 | -0.20411 | 0.97119 | -0.20373 | 1.2138
114 | -0.0032492 | -0.00081182 | 0.0032497 | 0.00081158 | 5.62e-07 | -2.3379e-07 | 0.0049774 | 0.0049772 | 0.0049774 | 0.97119 | -0.20373 | 0.97136 | -0.20247 | 1.8435
115 | 0.00078789 | 0.00019654 | -0.00078782 | -0.00019745 | 6.8269e-08 | -9.0292e-07 | 0.0012068 | 0.0012072 | 0.0012072 | 0.97119 | -0.20373 | 0.9711 | -0.20436 | 0.4471
116 | 0.0060761 | 0.001518 | -0.0060746 | -0.0015177 | 1.5014e-06 | 2.3183e-07 | 0.009294 | 0.0092941 | 0.0092941 | 0.97264 | -0.19319 | 0.97239 | -0.19498 | 3.4423
117 | 0.0057275 | 0.0014307 | -0.0057271 | -0.0014307 | 4.4176e-07 | 5.5551e-08 | 0.0087629 | 0.008763 | 0.008763 | 0.97239 | -0.19498 | 0.97232 | -0.19554 | 3.2455
118 | 0.0054638 | 0.0013654 | -0.0054632 | -0.0013653 | 5.3558e-07 | 5.3698e-08 | 0.0083602 | 0.0083603 | 0.0083603 | 0.97232 | -0.19554 | 0.97222 | -0.19625 | 3.0964
119 | 0.00026334 | 6.5274e-05 | -0.00026333 | -6.5998e-05 | 5.9267e-09 | -7.2348e-07 | 0.00040275 | 0.00040301 | 0.00040301 | 0.97232 | -0.19554 | 0.97229 | -0.19571 | 0.14926
120 | 0.0051266 | 0.001281 | -0.0051242 | -0.0012808 | 2.3976e-06 | 1.4839e-07 | 0.0078451 | 0.0078454 | 0.0078454 | 0.97222 | -0.19625 | 0.97175 | -0.19965 | 2.9057
121 | 0.0047028 | 0.0011752 | -0.0047019 | -0.0011752 | 9.0178e-07 | 1.5565e-09 | 0.0072 | 0.0072001 | 0.0072001 | 0.97175 | -0.19965 | 0.97156 | -0.20105 | 2.6667
122 | 0.0043955 | 0.0010984 | -0.0043952 | -0.0010984 | 2.3249e-07 | -1.2417e-08 | 0.0067308 | 0.0067309 | 0.0067309 | 0.97156 | -0.20105 | 0.9715 | -0.20143 | 2.4929
123 | 0.0039188 | 0.00097903 | -0.0039184 | -0.00097911 | 4.4296e-07 | -7.3661e-08 | 0.0060012 | 0.0060013 | 0.0060013 | 0.9715 | -0.20143 | 0.97139 | -0.20225 | 2.2227
124 | 0.0036017 | 0.00089974 | -0.0036016 | -0.00089977 | 1.085e-07 | -2.9007e-08 | 0.0055162 | 0.0055162 | 0.0055162 | 0.97139 | -0.20225 | 0.97136 | -0.20247 | 2.043

## res_trafo
| p_hv_mw | q_hv_mvar | p_lv_mw | q_lv_mvar | pl_mw | ql_mvar | i_hv_ka | i_lv_ka | vm_hv_pu | va_hv_degree | vm_lv_pu | va_lv_degree | loading_percent
0 | 2.5187e-16 | 8.8016e-16 | 0.00079998 | 7.4552e-08 | 0.00079998 | 7.4552e-08 | 2.6429e-17 | 0.0011547 | 0.99998 | 149.9947 | 1 | 0 | 0.31999

## res_ext_grid
| p_mw | q_mvar
0 | 0.21939 | 0.055234

## res_load
| p_mw | q_mvar
0 | 0.009841 | 0.0024664
1 | 0.0035886 | 0.00089939
2 | 0.0041172 | 0.0010319
3 | 0.00068805 | 0.00017244
4 | 0.00092098 | 0.00023082
5 | 0.0035574 | 0.00089156
6 | 0.0010603 | 0.00026573
7 | 0.0019326 | 0.00048437
8 | 0.0025625 | 0.00064222
9 | 0.0026153 | 0.00065545
10 | 0.0027284 | 0.0006838
11 | 0.0030824 | 0.00077251
12 | 0.0017356 | 0.00043499
13 | 0.0031331 | 0.00078523
14 | 0.0053066 | 0.00133
15 | 0.00182 | 0.00045613
16 | 0.00080127 | 0.00020082
17 | 0.0044089 | 0.001105
18 | 0.0026824 | 0.00067227
19 | 0.00040596 | 0.00010174
20 | 0.00041774 | 0.0001047
21 | 0.0012647 | 0.00031697
22 | 0.00016078 | 4.0295e-05
23 | 0.00026509 | 6.6437e-05
24 | 0.0018448 | 0.00046235
25 | 0.0098817 | 0.0024766
26 | 0.00068549 | 0.0001718
27 | 0.00080469 | 0.00020167
28 | 0.00081032 | 0.00020309
29 | 0.004282 | 0.0010732
30 | 0.00091256 | 0.00022871
31 | 0.0050073 | 0.0012549
32 | 0.0021986 | 0.00055103
33 | 0.0016574 | 0.00041539
34 | 0.0023632 | 0.00059229
35 | 0.00070843 | 0.00017755
36 | 0.0018571 | 0.00046543
37 | 0.0011771 | 0.00029501
38 | 0.0017399 | 0.00043605
39 | 0.0004241 | 0.00010629
40 | 0.003018 | 0.00075637
41 | 0.0017911 | 0.0004489
42 | 0.0026125 | 0.00065475
43 | 0.0022769 | 0.00057064
44 | 0.0014002 | 0.00035092
45 | 0.0013374 | 0.00033519
46 | 0.0065706 | 0.0016468
47 | 0.0020593 | 0.00051612
48 | 0.0020143 | 0.00050483
49 | 0.0019034 | 0.00047704
50 | 0.0034277 | 0.00085905
51 | 0.00044767 | 0.0001122
52 | 0.0037874 | 0.00094922
53 | 0.0030774 | 0.00077126
54 | 0.0031044 | 0.00077804
55 | 0.003479 | 0.00087191
56 | 0.0020344 | 0.00050988
57 | 0.0066468 | 0.0016658
58 | 0.0021076 | 0.00052822
59 | 0.0022216 | 0.0005568
60 | 0.0019435 | 0.00048708
61 | 0.0019819 | 0.00049671
62 | 0.0015446 | 0.00038711
63 | 0.0010039 | 0.00025159
64 | 0.0012428 | 0.00031148
65 | 0.00051623 | 0.00012938
66 | 0.0011945 | 0.00029937
67 | 0.0024412 | 0.00061181
68 | 0.0044614 | 0.0011181
69 | 0.0010001 | 0.00025065
70 | 0.0012481 | 0.0003128
71 | 0.00096564 | 0.00024201
72 | 0.0016517 | 0.00041396
73 | 0.0017022 | 0.0004266
74 | 0.0059364 | 0.0014878
75 | 0.0014818 | 0.00037137
76 | 0.0015813 | 0.00039631
77 | 0.0018602 | 0.00046622
78 | 0.0010736 | 0.00026908
79 | 0.00045663 | 0.00011444
80 | 0.0033915 | 0.00084998
81 | 0.002403 | 0.00060226
82 | 0.0029089 | 0.00072905
83 | 0.0019562 | 0.00049028
84 | 0.0017569 | 0.00044031
85 | 0.00097599 | 0.00024461
86 | 0.00094036 | 0.00023568
87 | 0.00097335 | 0.00024394
88 | 0.00083456 | 0.00020916
89 | 0.0027701 | 0.00069426
90 | 0.0034183 | 0.0008567
91 | 0.00036618 | 9.1773e-05
92 | 0.00049379 | 0.00012376
93 | 0.00097261 | 0.00024376
94 | 0.0003061 | 7.6716e-05
95 | 0.00032202 | 8.0706e-05
96 | 0.00036857 | 9.2372e-05
97 | 0.00034711 | 8.6995e-05
98 | 0.0003366 | 8.4359e-05
99 | 0.00026333 | 6.5998e-05
100 | 0.00042144 | 0.00010562
101 | 0.00030642 | 7.6797e-05
102 | 0.00047637 | 0.00011939
103 | 0.00031669 | 7.9369e-05
104 | 0.00078782 | 0.00019745
105 | 0.00035186 | 8.8185e-05

## dtypes
| element | column | dtype
0 | bus | name | object
1 | bus | vn_kv | float64
2 | bus | type | object
3 | bus | zone | object
4 | bus | in_service | bool
5 | load | name | object
6 | load | bus | uint32
7 | load | p_mw | float64
8 | load | q_mvar | float64
9 | load | const_z_percent | float64
10 | load | const_i_percent | float64
11 | load | sn_mva | float64
12 | load | scaling | float64
13 | load | in_service | bool
14 | load | type | object
15 | ext_grid | name | object
16 | ext_grid | bus | uint32
17 | ext_grid | vm_pu | float64
18 | ext_grid | va_degree | float64
19 | ext_grid | slack_weight | float64
20 | ext_grid | in_service | bool
21 | line | name | object
22 | line | std_type | object
23 | line | from_bus | uint32
24 | line | to_bus | uint32
25 | line | length_km | float64
26 | line | r_ohm_per_km | float64
27 | line | x_ohm_per_km | float64
28 | line | c_nf_per_km | float64
29 | line | g_us_per_km | float64
30 | line | max_i_ka | float64
31 | line | df | float64
32 | line | parallel | uint32
33 | line | type | object
34 | line | in_service | bool
35 | trafo | name | object
36 | trafo | std_type | object
37 | trafo | hv_bus | uint32
38 | trafo | lv_bus | uint32
39 | trafo | sn_mva | float64
40 | trafo | vn_hv_kv | float64
41 | trafo | vn_lv_kv | float64
42 | trafo | vk_percent | float64
43 | trafo | vkr_percent | float64
44 | trafo | pfe_kw | float64
45 | trafo | i0_percent | float64
46 | trafo | shift_degree | float64
47 | trafo | tap_side | object
48 | trafo | tap_neutral | int32
49 | trafo | tap_min | int32
50 | trafo | tap_max | int32
51 | trafo | tap_step_percent | float64
52 | trafo | tap_step_degree | float64
53 | trafo | tap_pos | int32
54 | trafo | tap_phase_shifter | bool
55 | trafo | parallel | uint32
56 | trafo | df | float64
57 | trafo | in_service | bool
58 | line_geodata | coords | object
59 | bus_geodata | x | float64
60 | bus_geodata | y | float64
61 | bus_geodata | coords | object
62 | res_bus | vm_pu | float64
63 | res_bus | va_degree | float64
64 | res_bus | p_mw | float64
65 | res_bus | q_mvar | float64
66 | res_line | p_from_mw | float64
67 | res_line | q_from_mvar | float64
68 | res_line | p_to_mw | float64
69 | res_line | q_to_mvar | float64
70 | res_line | pl_mw | float64
71 | res_line | ql_mvar | float64
72 | res_line | i_from_ka | float64
73 | res_line | i_to_ka | float64
74 | res_line | i_ka | float64
75 | res_line | vm_from_pu | float64
76 | res_line | va_from_degree | float64
77 | res_line | vm_to_pu | float64
78 | res_line | va_to_degree | float64
79 | res_line | loading_percent | float64
80 | res_trafo | p_hv_mw | float64
81 | res_trafo | q_hv_mvar | float64
82 | res_trafo | p_lv_mw | float64
83 | res_trafo | q_lv_mvar | float64
84 | res_trafo | pl_mw | float64
85 | res_trafo | ql_mvar | float64
86 | res_trafo | i_hv_ka | float64
87 | res_trafo | i_lv_ka | float64
88 | res_trafo | vm_hv_pu | float64
89 | res_trafo | va_hv_degree | float64
90 | res_trafo | vm_lv_pu | float64
91 | res_trafo | va_lv_degree | float64
92 | res_trafo | loading_percent | float64
93 | res_ext_grid | p_mw | float64
94 | res_ext_grid | q_mvar | float64
95 | res_load | p_mw | float64
96 | res_load | q_mvar | float64

## parameters
| version | format_version | converged | OPF_converged | name | f_hz | sn_mva
0 | 2.14.6 | 2.14.0 | TRUE | FALSE |  | 50 | 1