## bus
| name | vn_kv | type | zone | in_service
0 | bus_LV_2053-7_0_4_node_0 | 0.4 | n |  | TRUE
1 | bus_LV_2053-7_0_4_node_1 | 0.4 | n |  | TRUE
2 | bus_LV_2053-7_0_4_node_2 | 0.4 | n |  | TRUE
3 | bus_LV_2053-7_0_4_node_90 | 0.4 | n |  | TRUE
4 | bus_LV_2053-7_0_4_node_91 | 0.4 | n |  | TRUE
5 | bus_LV_2053-7_0_4_node_92 | 0.4 | n |  | TRUE
6 | bus_LV_2053-7_0_4_node_89 | 0.4 | n |  | TRUE
7 | bus_LV_2053-7_0_4_node_126 | 0.4 | n |  | TRUE
8 | bus_LV_2053-7_0_4_node_19 | 0.4 | n |  | TRUE
9 | bus_LV_2053-7_0_4_node_3 | 0.4 | n |  | TRUE
10 | bus_LV_2053-7_0_4_node_4 | 0.4 | n |  | TRUE
11 | bus_LV_2053-7_0_4_node_5 | 0.4 | n |  | TRUE
12 | bus_LV_2053-7_0_4_node_128 | 0.4 | n |  | TRUE
13 | bus_LV_2053-7_0_4_node_75 | 0.4 | n |  | TRUE
14 | bus_LV_2053-7_0_4_node_6 | 0.4 | n |  | TRUE
15 | bus_LV_2053-7_0_4_node_7 | 0.4 | n |  | TRUE
16 | bus_LV_2053-7_0_4_node_11 | 0.4 | n |  | TRUE
17 | bus_LV_2053-7_0_4_node_8 | 0.4 | n |  | TRUE
18 | bus_LV_2053-7_0_4_node_12 | 0.4 | n |  | TRUE
19 | bus_LV_2053-7_0_4_node_9 | 0.4 | n |  | TRUE
20 | bus_LV_2053-7_0_4_node_10 | 0.4 | n |  | TRUE
21 | bus_LV_2053-7_0_4_node_14 | 0.4 | n |  | TRUE
22 | bus_LV_2053-7_0_4_node_13 | 0.4 | n |  | TRUE
23 | bus_LV_2053-7_0_4_node_24 | 0.4 | n |  | TRUE
24 | bus_LV_2053-7_0_4_node_26 | 0.4 | n |  | TRUE
25 | bus_LV_2053-7_0_4_node_23 | 0.4 | n |  | TRUE
26 | bus_LV_2053-7_0_4_node_15 | 0.4 | n |  | TRUE
27 | bus_LV_2053-7_0_4_node_16 | 0.4 | n |  | TRUE
28 | bus_LV_2053-7_0_4_node_17 | 0.4 | n |  | TRUE
29 | bus_LV_2053-7_0_4_node_18 | 0.4 | n |  | TRUE
30 | bus_LV_2053-7_0_4_node_20 | 0.4 | n |  | TRUE
31 | bus_LV_2053-7_0_4_node_21 | 0.4 | n |  | TRUE
32 | bus_LV_2053-7_0_4_node_83 | 0.4 | n |  | TRUE
33 | bus_LV_2053-7_0_4_node_96 | 0.4 | n |  | TRUE
34 | bus_LV_2053-7_0_4_node_95 | 0.4 | n |  | TRUE
35 | bus_LV_2053-7_0_4_node_106 | 0.4 | n |  | TRUE
36 | bus_LV_2053-7_0_4_node_84 | 0.4 | n |  | TRUE
37 | bus_LV_2053-7_0_4_node_97 | 0.4 | n |  | TRUE
38 | bus_LV_2053-7_0_4_node_98 | 0.4 | n |  | TRUE
39 | bus_LV_2053-7_0_4_node_93 | 0.4 | n |  | TRUE
40 | bus_LV_2053-7_0_4_node_107 | 0.4 | n |  | TRUE
41 | bus_LV_2053-7_0_4_node_22 | 0.4 | n |  | TRUE
42 | bus_LV_2053-7_0_4_node_25 | 0.4 | n |  | TRUE
43 | bus_LV_2053-7_0_4_node_27 | 0.4 | n |  | TRUE
44 | bus_LV_2053-7_0_4_node_39 | 0.4 | n |  | TRUE
45 | bus_LV_2053-7_0_4_node_41 | 0.4 | n |  | TRUE
46 | bus_LV_2053-7_0_4_node_28 | 0.4 | n |  | TRUE
47 | bus_LV_2053-7_0_4_node_29 | 0.4 | n |  | TRUE
48 | bus_LV_2053-7_0_4_node_30 | 0.4 | n |  | TRUE
49 | bus_LV_2053-7_0_4_node_31 | 0.4 | n |  | TRUE
50 | bus_LV_2053-7_0_4_node_32 | 0.4 | n |  | TRUE
51 | bus_LV_2053-7_0_4_node_33 | 0.4 | n |  | TRUE
52 | bus_LV_2053-7_0_4_node_34 | 0.4 | n |  | TRUE
53 | bus_LV_2053-7_0_4_node_35 | 0.4 | n |  | TRUE
54 | bus_LV_2053-7_0_4_node_37 | 0.4 | n |  | TRUE
55 | bus_LV_2053-7_0_4_node_36 | 0.4 | n |  | TRUE
56 | bus_LV_2053-7_0_4_node_38 | 0.4 | n |  | TRUE
57 | bus_LV_2053-7_0_4_node_79 | 0.4 | n |  | TRUE
58 | bus_LV_2053-7_0_4_node_78 | 0.4 | n |  | TRUE
59 | bus_LV_2053-7_0_4_node_80 | 0.4 | n |  | TRUE
60 | bus_LV_2053-7_0_4_node_45 | 0.4 | n |  | TRUE
61 | bus_LV_2053-7_0_4_node_46 | 0.4 | n |  | TRUE
62 | bus_LV_2053-7_0_4_node_47 | 0.4 | n |  | TRUE
63 | bus_LV_2053-7_0_4_node_48 | 0.4 | n |  | TRUE
64 | bus_LV_2053-7_0_4_node_40 | 0.4 | n |  | TRUE
65 | bus_LV_2053-7_0_4_node_42 | 0.4 | n |  | TRUE
66 | bus_LV_2053-7_0_4_node_43 | 0.4 | n |  | TRUE
67 | bus_LV_2053-7_0_4_node_44 | 0.4 | n |  | TRUE
68 | bus_LV_2053-7_0_4_node_67 | 0.4 | n |  | TRUE
69 | bus_LV_2053-7_0_4_node_63 | 0.4 | n |  | TRUE
70 | bus_LV_2053-7_0_4_node_65 | 0.4 | n |  | TRUE
71 | bus_LV_2053-7_0_4_node_85 | 0.4 | n |  | TRUE
72 | bus_LV_2053-7_0_4_node_61 | 0.4 | n |  | TRUE
73 | bus_LV_2053-7_0_4_node_66 | 0.4 | n |  | TRUE
74 | bus_LV_2053-7_0_4_node_49 | 0.4 | n |  | TRUE
75 | bus_LV_2053-7_0_4_node_50 | 0.4 | n |  | TRUE
76 | bus_LV_2053-7_0_4_node_51 | 0.4 | n |  | TRUE
77 | bus_LV_2053-7_0_4_node_53 | 0.4 | n |  | TRUE
78 | bus_LV_2053-7_0_4_node_54 | 0.4 | n |  | TRUE
79 | bus_LV_2053-7_0_4_node_52 | 0.4 | n |  | TRUE
80 | bus_LV_2053-7_0_4_node_58 | 0.4 | n |  | TRUE
81 | bus_LV_2053-7_0_4_node_59 | 0.4 | n |  | TRUE
82 | bus_LV_2053-7_0_4_node_55 | 0.4 | n |  | TRUE
83 | bus_LV_2053-7_0_4_node_60 | 0.4 | n |  | TRUE
84 | bus_LV_2053-7_0_4_node_56 | 0.4 | n |  | TRUE
85 | bus_LV_2053-7_0_4_node_57 | 0.4 | n |  | TRUE
86 | bus_LV_2053-7_0_4_node_62 | 0.4 | n |  | TRUE
87 | bus_LV_2053-7_0_4_node_64 | 0.4 | n |  | TRUE
88 | bus_LV_2053-7_0_4_node_76 | 0.4 | n |  | TRUE
89 | bus_LV_2053-7_0_4_node_77 | 0.4 | n |  | TRUE
90 | bus_LV_2053-7_0_4_node_68 | 0.4 | n |  | TRUE
91 | bus_LV_2053-7_0_4_node_69 | 0.4 | n |  | TRUE
92 | bus_LV_2053-7_0_4_node_82 | 0.4 | n |  | TRUE
93 | bus_LV_2053-7_0_4_node_70 | 0.4 | n |  | TRUE
94 | bus_LV_2053-7_0_4_node_74 | 0.4 | n |  | TRUE
95 | bus_LV_2053-7_0_4_node_71 | 0.4 | n |  | TRUE
96 | bus_LV_2053-7_0_4_node_72 | 0.4 | n |  | TRUE
97 | bus_LV_2053-7_0_4_node_73 | 0.4 | n |  | TRUE
98 | bus_LV_2053-7_0_4_node_86 | 0.4 | n |  | TRUE
99 | bus_LV_2053-7_0_4_node_87 | 0.4 | n |  | TRUE
100 | bus_LV_2053-7_0_4_node_81 | 0.4 | n |  | TRUE
101 | bus_LV_2053-7_0_4_node_125 | 0.4 | n |  | TRUE
102 | bus_LV_2053-7_0_4_node_88 | 0.4 | n |  | TRUE
103 | bus_LV_2053-7_0_4_node_94 | 0.4 | n |  | TRUE
104 | bus_LV_2053-7_0_4_node_127 | 0.4 | n |  | TRUE
105 | bus_LV_2053-7_0_4_node_101 | 0.4 | n |  | TRUE
106 | bus_LV_2053-7_0_4_node_104 | 0.4 | n |  | TRUE
107 | bus_LV_2053-7_0_4_node_103 | 0.4 | n |  | TRUE
108 | bus_LV_2053-7_0_4_node_100 | 0.4 | n |  | TRUE
109 | bus_LV_2053-7_0_4_node_105 | 0.4 | n |  | TRUE
110 | bus_LV_2053-7_0_4_node_99 | 0.4 | n |  | TRUE
111 | bus_LV_2053-7_0_4_node_102 | 0.4 | n |  | TRUE
112 | bus_LV_2053-7_0_4_node_119 | 0.4 | n |  | TRUE
113 | bus_LV_2053-7_0_4_node_117 | 0.4 | n |  | TRUE
114 | bus_LV_2053-7_0_4_node_122 | 0.4 | n |  | TRUE
115 | bus_LV_2053-7_0_4_node_116 | 0.4 | n |  | TRUE
116 | bus_LV_2053-7_0_4_node_108 | 0.4 | n |  | TRUE
117 | bus_LV_2053-7_0_4_node_109 | 0.4 | n |  | TRUE
118 | bus_LV_2053-7_0_4_node_110 | 0.4 | n |  | TRUE
119 | bus_LV_2053-7_0_4_node_111 | 0.4 | n |  | TRUE
120 | bus_LV_2053-7_0_4_node_112 | 0.4 | n |  | TRUE
121 | bus_LV_2053-7_0_4_node_113 | 0.4 | n |  | TRUE
122 | bus_LV_2053-7_0_4_node_114 | 0.4 | n |  | TRUE
123 | bus_LV_2053-7_0_4_node_115 | 0.4 | n |  | TRUE
124 | bus_LV_2053-7_0_4_node_118 | 0.4 | n |  | TRUE
125 | bus_LV_2053-7_0_4_node_120 | 0.4 | n |  | TRUE
126 | bus_LV_2053-7_0_4_node_121 | 0.4 | n |  | TRUE
127 | bus_LV_2053-7_0_4_node_123 | 0.4 | n |  | TRUE
128 | bus_LV_2053-7_0_4_node_124 | 0.4 | n |  | TRUE
129 | bus_MV_377_1_node_251 | 20 | n |  | TRUE

## load
| name | bus | p_mw | q_mvar | const_z_percent | const_i_percent | sn_mva | scaling | in_service | type
0 | LV_2053-7_0_4_load_0 | 0 | 0.0027994 | 0.0007016 | 0 | 0 |  | 1 | TRUE | wye
1 | LV_2053-7_0_4_load_1 | 1 | 0.0016395 | 0.00041089 | 0 | 0 |  | 1 | TRUE | wye
2 | LV_2053-7_0_4_load_2 | 2 | 0.0020034 | 0.00050209 | 0 | 0 |  | 1 | TRUE | wye
3 | LV_2053-7_0_4_load_91 | 4 | 0.00074761 | 0.00018737 | 0 | 0 |  | 1 | TRUE | wye
4 | LV_2053-7_0_4_load_92 | 5 | 0.0015723 | 0.00039406 | 0 | 0 |  | 1 | TRUE | wye
5 | LV_2053-7_0_4_load_89 | 6 | 0.0041241 | 0.0010336 | 0 | 0 |  | 1 | TRUE | wye
6 | LV_2053-7_0_4_load_126 | 7 | 0.0016835 | 0.00042192 | 0 | 0 |  | 1 | TRUE | wye
7 | LV_2053-7_0_4_load_19 | 8 | 0.0011772 | 0.00029504 | 0 | 0 |  | 1 | TRUE | wye
8 | LV_2053-7_0_4_load_3 | 9 | 0.0020282 | 0.00050831 | 0 | 0 |  | 1 | TRUE | wye
9 | LV_2053-7_0_4_load_4 | 10 | 0.0062439 | 0.0015649 | 0 | 0 |  | 1 | TRUE | wye
10 | LV_2053-7_0_4_load_128 | 12 | 0.0084599 | 0.0021202 | 0 | 0 |  | 1 | TRUE | wye
11 | LV_2053-7_0_4_load_6 | 14 | 0.0015288 | 0.00038316 | 0 | 0 |  | 1 | TRUE | wye
12 | LV_2053-7_0_4_load_7 | 15 | 0.0026518 | 0.0006646 | 0 | 0 |  | 1 | TRUE | wye
13 | LV_2053-7_0_4_load_11 | 16 | 0.0034021 | 0.00085264 | 0 | 0 |  | 1 | TRUE | wye
14 | LV_2053-7_0_4_load_8 | 17 | 0.0012882 | 0.00032286 | 0 | 0 |  | 1 | TRUE | wye
15 | LV_2053-7_0_4_load_12 | 18 | 0.0080229 | 0.0020107 | 0 | 0 |  | 1 | TRUE | wye
16 | LV_2053-7_0_4_load_9 | 19 | 0.0021811 | 0.00054665 | 0 | 0 |  | 1 | TRUE | wye
17 | LV_2053-7_0_4_load_10 | 20 | 0.0021114 | 0.00052917 | 0 | 0 |  | 1 | TRUE | wye
18 | LV_2053-7_0_4_load_14 | 21 | 0.001205 | 0.00030201 | 0 | 0 |  | 1 | TRUE | wye
19 | LV_2053-7_0_4_load_13 | 22 | 0.0013443 | 0.0003369 | 0 | 0 |  | 1 | TRUE | wye
20 | LV_2053-7_0_4_load_26 | 24 | 0.002826 | 0.00070826 | 0 | 0 |  | 1 | TRUE | wye
21 | LV_2053-7_0_4_load_21 | 31 | 0.0016394 | 0.00041087 | 0 | 0 |  | 1 | TRUE | wye
22 | LV_2053-7_0_4_load_83 | 32 | 0.0024794 | 0.00062139 | 0 | 0 |  | 1 | TRUE | wye
23 | LV_2053-7_0_4_load_95 | 34 | 0.0018813 | 0.00047149 | 0 | 0 |  | 1 | TRUE | wye
24 | LV_2053-7_0_4_load_106 | 35 | 0.0020208 | 0.00050646 | 0 | 0 |  | 1 | TRUE | wye
25 | LV_2053-7_0_4_load_84 | 36 | 0.007682 | 0.0019253 | 0 | 0 |  | 1 | TRUE | wye
26 | LV_2053-7_0_4_load_97 | 37 | 0.0012566 | 0.00031493 | 0 | 0 |  | 1 | TRUE | wye
27 | LV_2053-7_0_4_load_98 | 38 | 0.0018621 | 0.00046668 | 0 | 0 |  | 1 | TRUE | wye
28 | LV_2053-7_0_4_load_93 | 39 | 0.0039334 | 0.00098579 | 0 | 0 |  | 1 | TRUE | wye
29 | LV_2053-7_0_4_load_107 | 40 | 0.0020478 | 0.00051323 | 0 | 0 |  | 1 | TRUE | wye
30 | LV_2053-7_0_4_load_22 | 41 | 0.003547 | 0.00088896 | 0 | 0 |  | 1 | TRUE | wye
31 | LV_2053-7_0_4_load_25 | 42 | 0.0013553 | 0.00033967 | 0 | 0 |  | 1 | TRUE | wye
32 | LV_2053-7_0_4_load_27 | 43 | 0.0032051 | 0.00080327 | 0 | 0 |  | 1 | TRUE | wye
33 | LV_2053-7_0_4_load_41 | 45 | 0.0020278 | 0.00050822 | 0 | 0 |  | 1 | TRUE | wye
34 | LV_2053-7_0_4_load_28 | 46 | 0.0013815 | 0.00034624 | 0 | 0 |  | 1 | TRUE | wye
35 | LV_2053-7_0_4_load_29 | 47 | 0.00084037 | 0.00021062 | 0 | 0 |  | 1 | TRUE | wye
36 | LV_2053-7_0_4_load_31 | 49 | 0.0024042 | 0.00060254 | 0 | 0 |  | 1 | TRUE | wye
37 | LV_2053-7_0_4_load_32 | 50 | 0.00050418 | 0.00012636 | 0 | 0 |  | 1 | TRUE | wye
38 | LV_2053-7_0_4_load_33 | 51 | 0.00078551 | 0.00019687 | 0 | 0 |  | 1 | TRUE | wye
39 | LV_2053-7_0_4_load_34 | 52 | 0.0019452 | 0.00048751 | 0 | 0 |  | 1 | TRUE | wye
40 | LV_2053-7_0_4_load_35 | 53 | 0.00099926 | 0.00025044 | 0 | 0 |  | 1 | TRUE | wye
41 | LV_2053-7_0_4_load_37 | 54 | 0.0015083 | 0.00037801 | 0 | 0 |  | 1 | TRUE | wye
42 | LV_2053-7_0_4_load_36 | 55 | 0.0010814 | 0.00027101 | 0 | 0 |  | 1 | TRUE | wye
43 | LV_2053-7_0_4_load_78 | 58 | 0.0027098 | 0.00067914 | 0 | 0 |  | 1 | TRUE | wye
44 | LV_2053-7_0_4_load_80 | 59 | 0.0010228 | 0.00025635 | 0 | 0 |  | 1 | TRUE | wye
45 | LV_2053-7_0_4_load_45 | 60 | 0.0019372 | 0.00048551 | 0 | 0 |  | 1 | TRUE | wye
46 | LV_2053-7_0_4_load_46 | 61 | 0.0018641 | 0.00046719 | 0 | 0 |  | 1 | TRUE | wye
47 | LV_2053-7_0_4_load_47 | 62 | 0.0014855 | 0.00037229 | 0 | 0 |  | 1 | TRUE | wye
48 | LV_2053-7_0_4_load_48 | 63 | 0.0049924 | 0.0012512 | 0 | 0 |  | 1 | TRUE | wye
49 | LV_2053-7_0_4_load_43 | 66 | 0.0059953 | 0.0015026 | 0 | 0 |  | 1 | TRUE | wye
50 | LV_2053-7_0_4_load_67 | 68 | 0.0037345 | 0.00093595 | 0 | 0 |  | 1 | TRUE | wye
51 | LV_2053-7_0_4_load_63 | 69 | 0.0070313 | 0.0017622 | 0 | 0 |  | 1 | TRUE | wye
52 | LV_2053-7_0_4_load_65 | 70 | 0.0020195 | 0.00050614 | 0 | 0 |  | 1 | TRUE | wye
53 | LV_2053-7_0_4_load_85 | 71 | 0.0025003 | 0.00062663 | 0 | 0 |  | 1 | TRUE | wye
54 | LV_2053-7_0_4_load_61 | 72 | 0.0014103 | 0.00035346 | 0 | 0 |  | 1 | TRUE | wye
55 | LV_2053-7_0_4_load_66 | 73 | 0.00038812 | 9.7271e-05 | 0 | 0 |  | 1 | TRUE | wye
56 | LV_2053-7_0_4_load_51 | 76 | 0.0034417 | 0.00086258 | 0 | 0 |  | 1 | TRUE | wye
57 | LV_2053-7_0_4_load_54 | 78 | 0.0022652 | 0.00056771 | 0 | 0 |  | 1 | TRUE | wye
58 | LV_2053-7_0_4_load_52 | 79 | 0.00082943 | 0.00020788 | 0 | 0 |  | 1 | TRUE | wye
59 | LV_2053-7_0_4_load_58 | 80 | 0.0022694 | 0.00056876 | 0 | 0 |  | 1 | TRUE | wye
60 | LV_2053-7_0_4_load_59 | 81 | 0.0018599 | 0.00046613 | 0 | 0 |  | 1 | TRUE | wye
61 | LV_2053-7_0_4_load_60 | 83 | 0.0018114 | 0.00045399 | 0 | 0 |  | 1 | TRUE | wye
62 | LV_2053-7_0_4_load_56 | 84 | 0.0036155 | 0.00090613 | 0 | 0 |  | 1 | TRUE | wye
63 | LV_2053-7_0_4_load_57 | 85 | 0.0017623 | 0.00044166 | 0 | 0 |  | 1 | TRUE | wye
64 | LV_2053-7_0_4_load_62 | 86 | 0.0015426 | 0.0003866 | 0 | 0 |  | 1 | TRUE | wye
65 | LV_2053-7_0_4_load_64 | 87 | 0.0011533 | 0.00028906 | 0 | 0 |  | 1 | TRUE | wye
66 | LV_2053-7_0_4_load_76 | 88 | 0.0010509 | 0.00026338 | 0 | 0 |  | 1 | TRUE | wye
67 | LV_2053-7_0_4_load_77 | 89 | 0.0036221 | 0.00090779 | 0 | 0 |  | 1 | TRUE | wye
68 | LV_2053-7_0_4_load_68 | 90 | 0.00064554 | 0.00016179 | 0 | 0 |  | 1 | TRUE | wye
69 | LV_2053-7_0_4_load_82 | 92 | 0.0010257 | 0.00025707 | 0 | 0 |  | 1 | TRUE | wye
70 | LV_2053-7_0_4_load_70 | 93 | 0.0005002 | 0.00012536 | 0 | 0 |  | 1 | TRUE | wye
71 | LV_2053-7_0_4_load_74 | 94 | 0.00067132 | 0.00016825 | 0 | 0 |  | 1 | TRUE | wye
72 | LV_2053-7_0_4_load_71 | 95 | 0.0003077 | 7.7118e-05 | 0 | 0 |  | 1 | TRUE | wye
73 | LV_2053-7_0_4_load_72 | 96 | 0.0031513 | 0.00078979 | 0 | 0 |  | 1 | TRUE | wye
74 | LV_2053-7_0_4_load_73 | 97 | 0.0036673 | 0.00091912 | 0 | 0 |  | 1 | TRUE | wye
75 | LV_2053-7_0_4_load_86 | 98 | 0.00051925 | 0.00013014 | 0 | 0 |  | 1 | TRUE | wye
76 | LV_2053-7_0_4_load_87 | 99 | 0.00052048 | 0.00013045 | 0 | 0 |  | 1 | TRUE | wye
77 | LV_2053-7_0_4_load_81 | 100 | 0.0014774 | 0.00037027 | 0 | 0 |  | 1 | TRUE | wye
78 | LV_2053-7_0_4_load_125 | 101 | 0.0018038 | 0.00045208 | 0 | 0 |  | 1 | TRUE | wye
79 | LV_2053-7_0_4_load_88 | 102 | 0.0023766 | 0.00059563 | 0 | 0 |  | 1 | TRUE | wye
80 | LV_2053-7_0_4_load_94 | 103 | 0.0012922 | 0.00032386 | 0 | 0 |  | 1 | TRUE | wye
81 | LV_2053-7_0_4_load_127 | 104 | 0.00093314 | 0.00023387 | 0 | 0 |  | 1 | TRUE | wye
82 | LV_2053-7_0_4_load_104 | 106 | 0.0017753 | 0.00044492 | 0 | 0 |  | 1 | TRUE | wye
83 | LV_2053-7_0_4_load_105 | 109 | 0.001814 | 0.00045464 | 0 | 0 |  | 1 | TRUE | wye
84 | LV_2053-7_0_4_load_99 | 110 | 0.002104 | 0.00052731 | 0 | 0 |  | 1 | TRUE | wye
85 | LV_2053-7_0_4_load_102 | 111 | 0.0050073 | 0.0012549 | 0 | 0 |  | 1 | TRUE | wye
86 | LV_2053-7_0_4_load_119 | 112 | 0.0039589 | 0.0009922 | 0 | 0 |  | 1 | TRUE | wye
87 | LV_2053-7_0_4_load_117 | 113 | 0.0009107 | 0.00022824 | 0 | 0 |  | 1 | TRUE | wye
88 | LV_2053-7_0_4_load_116 | 115 | 0.0017381 | 0.00043561 | 0 | 0 |  | 1 | TRUE | wye
89 | LV_2053-7_0_4_load_108 | 116 | 0.0024702 | 0.00061908 | 0 | 0 |  | 1 | TRUE | wye
90 | LV_2053-7_0_4_load_109 | 117 | 0.001379 | 0.00034562 | 0 | 0 |  | 1 | TRUE | wye
91 | LV_2053-7_0_4_load_110 | 118 | 0.0018115 | 0.00045401 | 0 | 0 |  | 1 | TRUE | wye
92 | LV_2053-7_0_4_load_111 | 119 | 0.0013895 | 0.00034825 | 0 | 0 |  | 1 | TRUE | wye
93 | LV_2053-7_0_4_load_112 | 120 | 0.0018494 | 0.00046349 | 0 | 0 |  | 1 | TRUE | wye
94 | LV_2053-7_0_4_load_113 | 121 | 0.0012279 | 0.00030775 | 0 | 0 |  | 1 | TRUE | wye
95 | LV_2053-7_0_4_load_114 | 122 | 0.0021613 | 0.00054168 | 0 | 0 |  | 1 | TRUE | wye
96 | LV_2053-7_0_4_load_115 | 123 | 0.0017103 | 0.00042865 | 0 | 0 |  | 1 | TRUE | wye
97 | LV_2053-7_0_4_load_118 | 124 | 0.0018359 | 0.00046011 | 0 | 0 |  | 1 | TRUE | wye
98 | LV_2053-7_0_4_load_120 | 125 | 0.0018773 | 0.0004705 | 0 | 0 |  | 1 | TRUE | wye
99 | LV_2053-7_0_4_load_121 | 126 | 0.011442 | 0.0028676 | 0 | 0 |  | 1 | TRUE | wye
100 | LV_2053-7_0_4_load_124 | 128 | 0.0025415 | 0.00063695 | 0 | 0 |  | 1 | TRUE | wye

## ext_grid
| name | bus | vm_pu | va_degree | slack_weight | in_service
0 |  | 23 | 1 | 0 | 1 | TRUE

## line
| name | std_type | from_bus | to_bus | length_km | r_ohm_per_km | x_ohm_per_km | c_nf_per_km | g_us_per_km | max_i_ka | df | parallel | type | in_service
0 | LV_2053-7_0_4_line_0 | NAYY 4x150 SE | 0 | 1 | 0.0047456 | 0.208 | 0.08 | 261 | 0 | 0.27 | 1 | 1 | cs | TRUE
1 | LV_2053-7_0_4_line_1 | NAYY 4x150 SE | 1 | 2 | 0.022324 | 0.208 | 0.08 | 261 | 0 | 0.27 | 1 | 1 | cs | TRUE
2 | LV_2053-7_0_4_line_2 | NAYY 4x150 SE | 2 | 7 | 0.039581 | 0.208 | 0.08 | 261 | 0 | 0.27 | 1 | 1 | cs | TRUE
3 | LV_2053-7_0_4_line_3 | NAYY 4x150 SE | 3 | 4 | 0.03591 | 0.208 | 0.08 | 261 | 0 | 0.27 | 1 | 1 | cs | TRUE
4 | LV_2053-7_0_4_line_4 | NAYY 4x150 SE | 3 | 5 | 0.017757 | 0.208 | 0.08 | 261 | 0 | 0.27 | 1 | 1 | cs | TRUE
5 | LV_2053-7_0_4_line_5 | NAYY 4x150 SE | 3 | 6 | 0.022384 | 0.208 | 0.08 | 261 | 0 | 0.27 | 1 | 1 | cs | TRUE
6 | LV_2053-7_0_4_line_6 | NAYY 4x150 SE | 4 | 39 | 0.00087133 | 0.208 | 0.08 | 261 | 0 | 0.27 | 1 | 1 | cs | TRUE
7 | LV_2053-7_0_4_line_7 | NAYY 4x150 SE | 5 | 103 | 0.044968 | 0.208 | 0.08 | 261 | 0 | 0.27 | 1 | 1 | cs | TRUE
8 | LV_2053-7_0_4_line_8 | NAYY 4x150 SE | 7 | 8 | 0.017065 | 0.208 | 0.08 | 261 | 0 | 0.27 | 1 | 1 | cs | TRUE
9 | LV_2053-7_0_4_line_9 | NAYY 4x150 SE | 8 | 27 | 0.012368 | 0.208 | 0.08 | 261 | 0 | 0.27 | 1 | 1 | cs | TRUE
10 | LV_2053-7_0_4_line_10 | NAYY 4x150 SE | 9 | 10 | 0.0029299 | 0.208 | 0.08 | 261 | 0 | 0.27 | 1 | 1 | cs | TRUE
11 | LV_2053-7_0_4_line_11 | NAYY 4x150 SE | 10 | 11 | 0.01137 | 0.208 | 0.08 | 261 | 0 | 0.27 | 1 | 1 | cs | TRUE
12 | LV_2053-7_0_4_line_12 | NAYY 4x150 SE | 11 | 14 | 0.013925 | 0.208 | 0.08 | 261 | 0 | 0.27 | 1 | 1 | cs | TRUE
13 | LV_2053-7_0_4_line_13 | NAYY 4x150 SE | 11 | 15 | 0.049538 | 0.208 | 0.08 | 261 | 0 | 0.27 | 1 | 1 | cs | TRUE
14 | LV_2053-7_0_4_line_14 | NAYY 4x150 SE | 12 | 13 | 0.051969 | 0.208 | 0.08 | 261 | 0 | 0.27 | 1 | 1 | cs | TRUE
15 | LV_2053-7_0_4_line_15 | NAYY 4x150 SE | 13 | 97 | 0.035607 | 0.208 | 0.08 | 261 | 0 | 0.27 | 1 | 1 | cs | TRUE
16 | LV_2053-7_0_4_line_16 | NAYY 4x150 SE | 14 | 16 | 0.022576 | 0.208 | 0.08 | 261 | 0 | 0.27 | 1 | 1 | cs | TRUE
17 | LV_2053-7_0_4_line_17 | NAYY 4x150 SE | 15 | 17 | 0.010196 | 0.208 | 0.08 | 261 | 0 | 0.27 | 1 | 1 | cs | TRUE
18 | LV_2053-7_0_4_line_18 | NAYY 4x150 SE | 16 | 18 | 0.011785 | 0.208 | 0.08 | 261 | 0 | 0.27 | 1 | 1 | cs | TRUE
19 | LV_2053-7_0_4_line_19 | NAYY 4x150 SE | 17 | 19 | 0.0016863 | 0.208 | 0.08 | 261 | 0 | 0.27 | 1 | 1 | cs | TRUE
20 | LV_2053-7_0_4_line_20 | NAYY 4x150 SE | 18 | 22 | 0.025652 | 0.208 | 0.08 | 261 | 0 | 0.27 | 1 | 1 | cs | TRUE
21 | LV_2053-7_0_4_line_21 | NAYY 4x150 SE | 19 | 20 | 0.029902 | 0.208 | 0.08 | 261 | 0 | 0.27 | 1 | 1 | cs | TRUE
22 | LV_2053-7_0_4_line_22 | NAYY 4x150 SE | 20 | 21 | 0.002874 | 0.208 | 0.08 | 261 | 0 | 0.27 | 1 | 1 | cs | TRUE
23 | LV_2053-7_0_4_line_23 | NAYY 4x150 SE | 22 | 23 | 0.024432 | 0.208 | 0.08 | 261 | 0 | 0.27 | 1 | 1 | cs | TRUE
24 | LV_2053-7_0_4_line_24 | NAYY 4x150 SE | 23 | 24 | 0.044096 | 0.208 | 0.08 | 261 | 0 | 0.27 | 1 | 1 | cs | TRUE
25 | LV_2053-7_0_4_line_25 | NAYY 4x150 SE | 23 | 25 | 0.043085 | 0.208 | 0.08 | 261 | 0 | 0.27 | 1 | 2 | cs | TRUE
26 | LV_2053-7_0_4_line_26 | NAYY 4x150 SE | 24 | 29 | 0.01089 | 0.208 | 0.08 | 261 | 0 | 0.27 | 1 | 1 | cs | TRUE
27 | LV_2053-7_0_4_line_27 | NAYY 4x150 SE | 25 | 42 | 0.016061 | 0.208 | 0.08 | 261 | 0 | 0.27 | 1 | 2 | cs | TRUE
28 | LV_2053-7_0_4_line_28 | NAYY 4x150 SE | 25 | 41 | 0.017438 | 0.208 | 0.08 | 261 | 0 | 0.27 | 1 | 1 | cs | TRUE
29 | LV_2053-7_0_4_line_29 | NAYY 4x150 SE | 26 | 27 | 0.023726 | 0.208 | 0.08 | 261 | 0 | 0.27 | 1 | 1 | cs | TRUE
30 | LV_2053-7_0_4_line_30 | NAYY 4x150 SE | 26 | 28 | 0.036018 | 0.208 | 0.08 | 261 | 0 | 0.27 | 1 | 1 | cs | TRUE
31 | LV_2053-7_0_4_line_31 | NAYY 4x150 SE | 27 | 29 | 0.035294 | 0.208 | 0.08 | 261 | 0 | 0.27 | 1 | 1 | cs | TRUE
32 | LV_2053-7_0_4_line_32 | NAYY 4x150 SE | 28 | 30 | 0.014316 | 0.208 | 0.08 | 261 | 0 | 0.27 | 1 | 1 | cs | TRUE
33 | LV_2053-7_0_4_line_33 | NAYY 4x150 SE | 28 | 31 | 0.020817 | 0.208 | 0.08 | 261 | 0 | 0.27 | 1 | 1 | cs | TRUE
34 | LV_2053-7_0_4_line_34 | NAYY 4x150 SE | 29 | 32 | 0.051172 | 0.208 | 0.08 | 261 | 0 | 0.27 | 1 | 1 | cs | TRUE
35 | LV_2053-7_0_4_line_35 | NAYY 4x150 SE | 30 | 33 | 0.019186 | 0.208 | 0.08 | 261 | 0 | 0.27 | 1 | 1 | cs | TRUE
36 | LV_2053-7_0_4_line_36 | NAYY 4x150 SE | 30 | 34 | 0.021441 | 0.208 | 0.08 | 261 | 0 | 0.27 | 1 | 1 | cs | TRUE
37 | LV_2053-7_0_4_line_37 | NAYY 4x150 SE | 31 | 35 | 0.0034021 | 0.208 | 0.08 | 261 | 0 | 0.27 | 1 | 1 | cs | TRUE
38 | LV_2053-7_0_4_line_38 | NAYY 4x150 SE | 32 | 36 | 0.019978 | 0.208 | 0.08 | 261 | 0 | 0.27 | 1 | 1 | cs | TRUE
39 | LV_2053-7_0_4_line_39 | NAYY 4x150 SE | 33 | 37 | 0.056587 | 0.208 | 0.08 | 261 | 0 | 0.27 | 1 | 1 | cs | TRUE
40 | LV_2053-7_0_4_line_40 | NAYY 4x150 SE | 33 | 38 | 0.012271 | 0.208 | 0.08 | 261 | 0 | 0.27 | 1 | 1 | cs | TRUE
41 | LV_2053-7_0_4_line_41 | NAYY 4x150 SE | 34 | 39 | 0.019079 | 0.208 | 0.08 | 261 | 0 | 0.27 | 1 | 1 | cs | TRUE
42 | LV_2053-7_0_4_line_42 | NAYY 4x150 SE | 35 | 40 | 0.026534 | 0.208 | 0.08 | 261 | 0 | 0.27 | 1 | 1 | cs | TRUE
43 | LV_2053-7_0_4_line_43 | NAYY 4x150 SE | 37 | 105 | 0.0022038 | 0.208 | 0.08 | 261 | 0 | 0.27 | 1 | 1 | cs | TRUE
44 | LV_2053-7_0_4_line_44 | NAYY 4x150 SE | 38 | 106 | 0.0096843 | 0.208 | 0.08 | 261 | 0 | 0.27 | 1 | 1 | cs | TRUE
45 | LV_2053-7_0_4_line_45 | NAYY 4x150 SE | 40 | 116 | 0.008674 | 0.208 | 0.08 | 261 | 0 | 0.27 | 1 | 1 | cs | TRUE
46 | LV_2053-7_0_4_line_46 | NAYY 4x150 SE | 42 | 43 | 0.0056625 | 0.208 | 0.08 | 261 | 0 | 0.27 | 1 | 2 | cs | TRUE
47 | LV_2053-7_0_4_line_47 | NAYY 4x150 SE | 43 | 44 | 0.030767 | 0.208 | 0.08 | 261 | 0 | 0.27 | 1 | 2 | cs | TRUE
48 | LV_2053-7_0_4_line_48 | NAYY 4x150 SE | 44 | 45 | 0.008695 | 0.208 | 0.08 | 261 | 0 | 0.27 | 1 | 1 | cs | TRUE
49 | LV_2053-7_0_4_line_49 | NAYY 4x150 SE | 45 | 67 | 0.009399 | 0.208 | 0.08 | 261 | 0 | 0.27 | 1 | 1 | cs | TRUE
50 | LV_2053-7_0_4_line_50 | NAYY 4x150 SE | 46 | 47 | 0.025898 | 0.208 | 0.08 | 261 | 0 | 0.27 | 1 | 1 | cs | TRUE
51 | LV_2053-7_0_4_line_51 | NAYY 4x150 SE | 46 | 48 | 0.0057576 | 0.208 | 0.08 | 261 | 0 | 0.27 | 1 | 1 | cs | TRUE
52 | LV_2053-7_0_4_line_52 | NAYY 4x150 SE | 47 | 49 | 0.0093827 | 0.208 | 0.08 | 261 | 0 | 0.27 | 1 | 1 | cs | TRUE
53 | LV_2053-7_0_4_line_53 | NAYY 4x150 SE | 48 | 50 | 0.027485 | 0.208 | 0.08 | 261 | 0 | 0.27 | 1 | 1 | cs | TRUE
54 | LV_2053-7_0_4_line_54 | NAYY 4x150 SE | 48 | 51 | 0.034286 | 0.208 | 0.08 | 261 | 0 | 0.27 | 1 | 1 | cs | TRUE
55 | LV_2053-7_0_4_line_55 | NAYY 4x150 SE | 49 | 52 | 0.02243 | 0.208 | 0.08 | 261 | 0 | 0.27 | 1 | 1 | cs | TRUE
56 | LV_2053-7_0_4_line_56 | NAYY 4x150 SE | 50 | 53 | 0.014274 | 0.208 | 0.08 | 261 | 0 | 0.27 | 1 | 1 | cs | TRUE
57 | LV_2053-7_0_4_line_57 | NAYY 4x150 SE | 52 | 54 | 0.020888 | 0.208 | 0.08 | 261 | 0 | 0.27 | 1 | 1 | cs | TRUE
58 | LV_2053-7_0_4_line_58 | NAYY 4x150 SE | 53 | 55 | 0.014703 | 0.208 | 0.08 | 261 | 0 | 0.27 | 1 | 1 | cs | TRUE
59 | LV_2053-7_0_4_line_59 | NAYY 4x150 SE | 54 | 56 | 0.019187 | 0.208 | 0.08 | 261 | 0 | 0.27 | 1 | 1 | cs | TRUE
60 | LV_2053-7_0_4_line_60 | NAYY 4x150 SE | 55 | 57 | 0.18696 | 0.208 | 0.08 | 261 | 0 | 0.27 | 1 | 1 | cs | TRUE
61 | LV_2053-7_0_4_line_61 | NAYY 4x150 SE | 56 | 60 | 0.033262 | 0.208 | 0.08 | 261 | 0 | 0.27 | 1 | 1 | cs | TRUE
62 | LV_2053-7_0_4_line_62 | NAYY 4x150 SE | 56 | 61 | 0.02001 | 0.208 | 0.08 | 261 | 0 | 0.27 | 1 | 1 | cs | TRUE
63 | LV_2053-7_0_4_line_63 | NAYY 4x150 SE | 57 | 59 | 0.054108 | 0.208 | 0.08 | 261 | 0 | 0.27 | 1 | 1 | cs | TRUE
64 | LV_2053-7_0_4_line_64 | NAYY 4x150 SE | 57 | 58 | 0.11559 | 0.208 | 0.08 | 261 | 0 | 0.27 | 1 | 1 | cs | TRUE
65 | LV_2053-7_0_4_line_65 | NAYY 4x150 SE | 60 | 62 | 0.0083874 | 0.208 | 0.08 | 261 | 0 | 0.27 | 1 | 1 | cs | TRUE
66 | LV_2053-7_0_4_line_66 | NAYY 4x150 SE | 61 | 63 | 0.012659 | 0.208 | 0.08 | 261 | 0 | 0.27 | 1 | 1 | cs | TRUE
67 | LV_2053-7_0_4_line_67 | NAYY 4x150 SE | 63 | 74 | 0.026048 | 0.208 | 0.08 | 261 | 0 | 0.27 | 1 | 1 | cs | TRUE
68 | LV_2053-7_0_4_line_68 | NAYY 4x150 SE | 64 | 65 | 0.010256 | 0.208 | 0.08 | 261 | 0 | 0.27 | 1 | 1 | cs | TRUE
69 | LV_2053-7_0_4_line_69 | NAYY 4x150 SE | 64 | 66 | 0.013917 | 0.208 | 0.08 | 261 | 0 | 0.27 | 1 | 1 | cs | TRUE
70 | LV_2053-7_0_4_line_70 | NAYY 4x150 SE | 65 | 68 | 0.024007 | 0.208 | 0.08 | 261 | 0 | 0.27 | 1 | 1 | cs | TRUE
71 | LV_2053-7_0_4_line_71 | NAYY 4x150 SE | 65 | 67 | 0.010035 | 0.208 | 0.08 | 261 | 0 | 0.27 | 1 | 1 | cs | TRUE
72 | LV_2053-7_0_4_line_72 | NAYY 4x150 SE | 66 | 69 | 0.019965 | 0.208 | 0.08 | 261 | 0 | 0.27 | 1 | 1 | cs | TRUE
73 | LV_2053-7_0_4_line_73 | NAYY 4x150 SE | 67 | 70 | 0.029936 | 0.208 | 0.08 | 261 | 0 | 0.27 | 1 | 1 | cs | TRUE
74 | LV_2053-7_0_4_line_74 | NAYY 4x150 SE | 68 | 71 | 0.025161 | 0.208 | 0.08 | 261 | 0 | 0.27 | 1 | 1 | cs | TRUE
75 | LV_2053-7_0_4_line_75 | NAYY 4x150 SE | 69 | 72 | 0.016542 | 0.208 | 0.08 | 261 | 0 | 0.27 | 1 | 1 | cs | TRUE
76 | LV_2053-7_0_4_line_76 | NAYY 4x150 SE | 70 | 73 | 0.006026 | 0.208 | 0.08 | 261 | 0 | 0.27 | 1 | 1 | cs | TRUE
77 | LV_2053-7_0_4_line_77 | NAYY 4x150 SE | 71 | 92 | 0.050346 | 0.208 | 0.08 | 261 | 0 | 0.27 | 1 | 1 | cs | TRUE
78 | LV_2053-7_0_4_line_78 | NAYY 4x150 SE | 72 | 83 | 0.018833 | 0.208 | 0.08 | 261 | 0 | 0.27 | 1 | 1 | cs | TRUE
79 | LV_2053-7_0_4_line_79 | NAYY 4x150 SE | 73 | 90 | 0.012688 | 0.208 | 0.08 | 261 | 0 | 0.27 | 1 | 1 | cs | TRUE
80 | LV_2053-7_0_4_line_80 | NAYY 4x150 SE | 74 | 75 | 0.005099 | 0.208 | 0.08 | 261 | 0 | 0.27 | 1 | 1 | cs | TRUE
81 | LV_2053-7_0_4_line_81 | NAYY 4x150 SE | 74 | 76 | 0.032083 | 0.208 | 0.08 | 261 | 0 | 0.27 | 1 | 1 | cs | TRUE
82 | LV_2053-7_0_4_line_82 | NAYY 4x150 SE | 75 | 77 | 0.055073 | 0.208 | 0.08 | 261 | 0 | 0.27 | 1 | 1 | cs | TRUE
83 | LV_2053-7_0_4_line_83 | NAYY 4x150 SE | 75 | 78 | 0.021183 | 0.208 | 0.08 | 261 | 0 | 0.27 | 1 | 1 | cs | TRUE
84 | LV_2053-7_0_4_line_84 | NAYY 4x150 SE | 76 | 79 | 0.028755 | 0.208 | 0.08 | 261 | 0 | 0.27 | 1 | 1 | cs | TRUE
85 | LV_2053-7_0_4_line_85 | NAYY 4x150 SE | 77 | 80 | 0.027361 | 0.208 | 0.08 | 261 | 0 | 0.27 | 1 | 1 | cs | TRUE
86 | LV_2053-7_0_4_line_86 | NAYY 4x150 SE | 77 | 81 | 0.017192 | 0.208 | 0.08 | 261 | 0 | 0.27 | 1 | 1 | cs | TRUE
87 | LV_2053-7_0_4_line_87 | NAYY 4x150 SE | 78 | 82 | 0.010069 | 0.208 | 0.08 | 261 | 0 | 0.27 | 1 | 1 | cs | TRUE
88 | LV_2053-7_0_4_line_88 | NAYY 4x150 SE | 81 | 83 | 0.014 | 0.208 | 0.08 | 261 | 0 | 0.27 | 1 | 1 | cs | TRUE
89 | LV_2053-7_0_4_line_89 | NAYY 4x150 SE | 82 | 84 | 0.03623 | 0.208 | 0.08 | 261 | 0 | 0.27 | 1 | 1 | cs | TRUE
90 | LV_2053-7_0_4_line_90 | NAYY 4x150 SE | 82 | 85 | 0.010644 | 0.208 | 0.08 | 261 | 0 | 0.27 | 1 | 1 | cs | TRUE
91 | LV_2053-7_0_4_line_91 | NAYY 4x150 SE | 83 | 86 | 0.029595 | 0.208 | 0.08 | 261 | 0 | 0.27 | 1 | 1 | cs | TRUE
92 | LV_2053-7_0_4_line_92 | NAYY 4x150 SE | 86 | 87 | 0.00090344 | 0.208 | 0.08 | 261 | 0 | 0.27 | 1 | 1 | cs | TRUE
93 | LV_2053-7_0_4_line_93 | NAYY 4x150 SE | 87 | 88 | 0.026233 | 0.208 | 0.08 | 261 | 0 | 0.27 | 1 | 1 | cs | TRUE
94 | LV_2053-7_0_4_line_94 | NAYY 4x150 SE | 88 | 89 | 0.015524 | 0.208 | 0.08 | 261 | 0 | 0.27 | 1 | 1 | cs | TRUE
95 | LV_2053-7_0_4_line_95 | NAYY 4x150 SE | 90 | 91 | 0.022836 | 0.208 | 0.08 | 261 | 0 | 0.27 | 1 | 1 | cs | TRUE
96 | LV_2053-7_0_4_line_96 | NAYY 4x150 SE | 91 | 93 | 0.015802 | 0.208 | 0.08 | 261 | 0 | 0.27 | 1 | 1 | cs | TRUE
97 | LV_2053-7_0_4_line_97 | NAYY 4x150 SE | 91 | 94 | 0.03955 | 0.208 | 0.08 | 261 | 0 | 0.27 | 1 | 1 | cs | TRUE
98 | LV_2053-7_0_4_line_98 | NAYY 4x150 SE | 92 | 101 | 0.05619 | 0.208 | 0.08 | 261 | 0 | 0.27 | 1 | 1 | cs | TRUE
99 | LV_2053-7_0_4_line_99 | NAYY 4x150 SE | 92 | 100 | 0.023667 | 0.208 | 0.08 | 261 | 0 | 0.27 | 1 | 1 | cs | TRUE
100 | LV_2053-7_0_4_line_100 | NAYY 4x150 SE | 93 | 95 | 0.0024816 | 0.208 | 0.08 | 261 | 0 | 0.27 | 1 | 1 | cs | TRUE
101 | LV_2053-7_0_4_line_101 | NAYY 4x150 SE | 94 | 96 | 0.01118 | 0.208 | 0.08 | 261 | 0 | 0.27 | 1 | 1 | cs | TRUE
102 | LV_2053-7_0_4_line_102 | NAYY 4x150 SE | 95 | 98 | 0.024647 | 0.208 | 0.08 | 261 | 0 | 0.27 | 1 | 1 | cs | TRUE
103 | LV_2053-7_0_4_line_103 | NAYY 4x150 SE | 96 | 97 | 0.010949 | 0.208 | 0.08 | 261 | 0 | 0.27 | 1 | 1 | cs | TRUE
104 | LV_2053-7_0_4_line_104 | NAYY 4x150 SE | 98 | 99 | 0.0044525 | 0.208 | 0.08 | 261 | 0 | 0.27 | 1 | 1 | cs | TRUE
105 | LV_2053-7_0_4_line_105 | NAYY 4x150 SE | 99 | 102 | 0.00064119 | 0.208 | 0.08 | 261 | 0 | 0.27 | 1 | 1 | cs | TRUE
106 | LV_2053-7_0_4_line_106 | NAYY 4x150 SE | 103 | 104 | 0.011666 | 0.208 | 0.08 | 261 | 0 | 0.27 | 1 | 1 | cs | TRUE
107 | LV_2053-7_0_4_line_107 | NAYY 4x150 SE | 105 | 107 | 0.040673 | 0.208 | 0.08 | 261 | 0 | 0.27 | 1 | 1 | cs | TRUE
108 | LV_2053-7_0_4_line_108 | NAYY 4x150 SE | 105 | 108 | 0.018001 | 0.208 | 0.08 | 261 | 0 | 0.27 | 1 | 1 | cs | TRUE
109 | LV_2053-7_0_4_line_109 | NAYY 4x150 SE | 106 | 109 | 0.00052236 | 0.208 | 0.08 | 261 | 0 | 0.27 | 1 | 1 | cs | TRUE
110 | LV_2053-7_0_4_line_110 | NAYY 4x150 SE | 107 | 112 | 0.010749 | 0.208 | 0.08 | 261 | 0 | 0.27 | 1 | 1 | cs | TRUE
111 | LV_2053-7_0_4_line_111 | NAYY 4x150 SE | 107 | 113 | 0.024192 | 0.208 | 0.08 | 261 | 0 | 0.27 | 1 | 1 | cs | TRUE
112 | LV_2053-7_0_4_line_112 | NAYY 4x150 SE | 108 | 111 | 0.030829 | 0.208 | 0.08 | 261 | 0 | 0.27 | 1 | 1 | cs | TRUE
113 | LV_2053-7_0_4_line_113 | NAYY 4x150 SE | 108 | 110 | 0.017797 | 0.208 | 0.08 | 261 | 0 | 0.27 | 1 | 1 | cs | TRUE
114 | LV_2053-7_0_4_line_114 | NAYY 4x150 SE | 112 | 114 | 0.022447 | 0.208 | 0.08 | 261 | 0 | 0.27 | 1 | 1 | cs | TRUE
115 | LV_2053-7_0_4_line_115 | NAYY 4x150 SE | 113 | 115 | 0.0056363 | 0.208 | 0.08 | 261 | 0 | 0.27 | 1 | 1 | cs | TRUE
116 | LV_2053-7_0_4_line_116 | NAYY 4x150 SE | 114 | 127 | 0.040927 | 0.208 | 0.08 | 261 | 0 | 0.27 | 1 | 1 | cs | TRUE
117 | LV_2053-7_0_4_line_117 | NAYY 4x150 SE | 115 | 124 | 0.00096827 | 0.208 | 0.08 | 261 | 0 | 0.27 | 1 | 1 | cs | TRUE
118 | LV_2053-7_0_4_line_118 | NAYY 4x150 SE | 116 | 117 | 0.019615 | 0.208 | 0.08 | 261 | 0 | 0.27 | 1 | 1 | cs | TRUE
119 | LV_2053-7_0_4_line_119 | NAYY 4x150 SE | 117 | 118 | 0.0167 | 0.208 | 0.08 | 261 | 0 | 0.27 | 1 | 1 | cs | TRUE
120 | LV_2053-7_0_4_line_120 | NAYY 4x150 SE | 118 | 119 | 0.013859 | 0.208 | 0.08 | 261 | 0 | 0.27 | 1 | 1 | cs | TRUE
121 | LV_2053-7_0_4_line_121 | NAYY 4x150 SE | 119 | 120 | 0.020669 | 0.208 | 0.08 | 261 | 0 | 0.27 | 1 | 1 | cs | TRUE
122 | LV_2053-7_0_4_line_122 | NAYY 4x150 SE | 120 | 121 | 0.010209 | 0.208 | 0.08 | 261 | 0 | 0.27 | 1 | 1 | cs | TRUE
123 | LV_2053-7_0_4_line_123 | NAYY 4x150 SE | 121 | 122 | 0.018525 | 0.208 | 0.08 | 261 | 0 | 0.27 | 1 | 1 | cs | TRUE
124 | LV_2053-7_0_4_line_124 | NAYY 4x150 SE | 122 | 123 | 0.0089119 | 0.208 | 0.08 | 261 | 0 | 0.27 | 1 | 1 | cs | TRUE
125 | LV_2053-7_0_4_line_125 | NAYY 4x150 SE | 124 | 125 | 0.088688 | 0.208 | 0.08 | 261 | 0 | 0.27 | 1 | 1 | cs | TRUE
126 | LV_2053-7_0_4_line_126 | NAYY 4x150 SE | 125 | 126 | 0.0055552 | 0.208 | 0.08 | 261 | 0 | 0.27 | 1 | 1 | cs | TRUE
127 | LV_2053-7_0_4_line_127 | NAYY 4x150 SE | 127 | 128 | 0.042986 | 0.208 | 0.08 | 261 | 0 | 0.27 | 1 | 1 | cs | TRUE

## trafo
| name | std_type | hv_bus | lv_bus | sn_mva | vn_hv_kv | vn_lv_kv | vk_percent | vkr_percent | pfe_kw | i0_percent | shift_degree | tap_side | tap_neutral | tap_min | tap_max | tap_step_percent | tap_step_degree | tap_pos | tap_phase_shifter | parallel | df | in_service
0 | LV_2053-7_0_4_trafo_24 | 0.25 MVA 20/0.4 kV | 129 | 23 | 0.25 | 20 | 0.4 | 6 | 1.44 | 0.8 | 0.32 | 150 | hv | 0 | -2 | 2 | 2.5 | 0 | 0 | FALSE | 1 | 1 | TRUE

## line_geodata
| x0 | y0 | x1 | y1 | x2 | y2 | x3 | y3 | x4 | y4
0 | 2568096.1561 | 1190186.9379 | 2568092.8339 | 1190183.5491
1 | 2568076.7341 | 1190168.1179 | 2568082.2121 | 1190172.7146 | 2568092.8339 | 1190183.5491
2 | 2568066.5262 | 1190129.8756 | 2568076.7341 | 1190168.1179
3 | 2568067.3965 | 1190221.2199 | 2568038.4731 | 1190199.9377
4 | 2568067.3965 | 1190221.2199 | 2568057.0101 | 1190235.6231
5 | 2568067.3965 | 1190221.2199 | 2568084.6805 | 1190235.4432
6 | 2568038.4731 | 1190199.9377 | 2568037.7713 | 1190199.4213
7 | 2568022.6215 | 1190223.3075 | 2568051.2365 | 1190243.6295 | 2568057.0101 | 1190235.6231
8 | 2568066.5262 | 1190129.8756 | 2568056.9151 | 1190120.7554 | 2568053.7149 | 1190118.6786
9 | 2568043.3404 | 1190111.9456 | 2568053.7149 | 1190118.6786
10 | 2568177.5099 | 1190114.6924 | 2568175.3851 | 1190112.6752
11 | 2568167.1395 | 1190104.8469 | 2568175.3851 | 1190112.6752
12 | 2568167.1395 | 1190104.8469 | 2568156.9229 | 1190095.3853
13 | 2568167.1395 | 1190104.8469 | 2568129.6812 | 1190137.2642 | 2568129.6812 | 1190137.2642
14 | 2568261.1588 | 1190047.0929 | 2568220.2893 | 1190079.1943
15 | 2568261.1588 | 1190047.0929 | 2568232.1406 | 1190026.4585
16 | 2568140.3588 | 1190080.0454 | 2568156.9229 | 1190095.3853
17 | 2568122.3828 | 1190130.1438 | 2568129.6812 | 1190137.2642
18 | 2568140.3588 | 1190080.0454 | 2568131.7125 | 1190072.0381
19 | 2568121.1759 | 1190128.9662 | 2568122.3828 | 1190130.1438
20 | 2568112.8919 | 1190054.6084 | 2568131.7125 | 1190072.0381
21 | 2568121.1759 | 1190128.9662 | 2568099.7725 | 1190108.0847
22 | 2568099.7725 | 1190108.0847 | 2568097.7154 | 1190106.0777
23 | 2568094.9656 | 1190038.0075 | 2568097.3413 | 1190040.2071 | 2568112.8919 | 1190054.6084
24 | 2568094.9656 | 1190038.0075 | 2568068.2276 | 1190073.0722
25 | 2568094.9656 | 1190038.0075 | 2568107.59 | 1190021.6646 | 2568120.9372 | 1190003.5836
26 | 2568061.6245 | 1190081.7315 | 2568068.2276 | 1190073.0722
27 | 2568120.9372 | 1190003.5836 | 2568129.8708 | 1189990.2367
28 | 2568120.9372 | 1190003.5836 | 2568125.4459 | 1190008.2509 | 2568127.5048 | 1190011.097 | 2568132.9075 | 1190016.2057
29 | 2568031.0656 | 1190132.2667 | 2568043.3404 | 1190111.9456
30 | 2568031.0656 | 1190132.2667 | 2568017.4205 | 1190154.4072 | 2568012.618 | 1190163.2155
31 | 2568061.6245 | 1190081.7315 | 2568049.5164 | 1190101.8738 | 2568043.3404 | 1190111.9456
32 | 2568005.1343 | 1190175.4066 | 2568010.1501 | 1190166.575 | 2568012.618 | 1190163.2155
33 | 2568012.618 | 1190163.2155 | 2567995.8322 | 1190150.903
34 | 2568061.6245 | 1190081.7315 | 2568023.3385 | 1190070.6084 | 2568015.1987 | 1190062.7669
35 | 2568005.1343 | 1190175.4066 | 2567995.4628 | 1190191.9896
36 | 2568005.1343 | 1190175.4066 | 2568022.4038 | 1190188.1137
37 | 2567993.089 | 1190148.8908 | 2567995.8322 | 1190150.903
38 | 2568000.8107 | 1190048.9063 | 2568015.1987 | 1190062.7669
39 | 2567995.4628 | 1190191.9896 | 2567978.4349 | 1190220.2961 | 2567970.0685 | 1190232.8032 | 2567965.3402 | 1190239.8746
40 | 2567995.4628 | 1190191.9896 | 2567983.5515 | 1190189.0408
41 | 2568037.7713 | 1190199.4213 | 2568022.4038 | 1190188.1137
42 | 2567993.089 | 1190148.8908 | 2567971.6935 | 1190133.1971
43 | 2567964.1152 | 1190241.7066 | 2567965.3402 | 1190239.8746
44 | 2567975.9945 | 1190182.9845 | 2567983.5515 | 1190189.0408 | 2567983.5515 | 1190189.0408
45 | 2567971.6935 | 1190133.1971 | 2567964.6993 | 1190128.0668
46 | 2568132.998 | 1189985.516 | 2568130.2196 | 1189989.7155 | 2568129.8708 | 1189990.2367
47 | 2568150.2538 | 1189960.0482 | 2568144.214 | 1189968.5628 | 2568132.998 | 1189985.516
48 | 2568150.2538 | 1189960.0482 | 2568152.5855 | 1189961.1586 | 2568155.1571 | 1189961.4784 | 2568157.6936 | 1189960.9534 | 2568158.4996 | 1189960.4881
49 | 2568162.8277 | 1189952.7661 | 2568162.6356 | 1189955.3463 | 2568161.634 | 1189957.7196 | 2568159.9286 | 1189959.663 | 2568158.4996 | 1189960.4881
50 | 2567996.86 | 1189678.178 | 2568002.0862 | 1189700.9796 | 2568002.6692 | 1189703.4158
51 | 2567995.5737 | 1189672.566 | 2567996.86 | 1189678.178
52 | 2568004.8529 | 1189712.5408 | 2568002.6692 | 1189703.4158
53 | 2567995.5737 | 1189672.566 | 2567998.1388 | 1189656.0212 | 2568000.4086 | 1189645.5214
54 | 2567995.5737 | 1189672.566 | 2567977.4883 | 1189664.681 | 2567963.9226 | 1189659.4029
55 | 2568004.8529 | 1189712.5408 | 2568010.0732 | 1189734.3547
56 | 2568001.8628 | 1189631.4282 | 2568002.0678 | 1189637.8459 | 2568000.4086 | 1189645.5214
57 | 2568016.5746 | 1189754.1084 | 2568012.7966 | 1189745.7351 | 2568010.0732 | 1189734.3547
58 | 2568001.8628 | 1189631.4282 | 2568001.3933 | 1189616.7331
59 | 2568024.4656 | 1189771.5976 | 2568016.5746 | 1189754.1084
60 | 2568001.3933 | 1189616.7331 | 2568141.7979 | 1189493.2877
61 | 2568024.4656 | 1189771.5976 | 2568001.2384 | 1189763.2843 | 2567993.0515 | 1189760.6761
62 | 2568024.4656 | 1189771.5976 | 2568033.4957 | 1189789.4543
63 | 2568141.7979 | 1189493.2877 | 2568164.6515 | 1189460.0257 | 2568175.7862 | 1189451.9566
64 | 2568141.7979 | 1189493.2877 | 2568225.3298 | 1189573.1883
65 | 2567985.0598 | 1189758.1302 | 2567993.0515 | 1189760.6761
66 | 2568033.4957 | 1189789.4543 | 2568039.2082 | 1189800.7507
67 | 2568050.9639 | 1189823.9948 | 2568043.9039 | 1189810.0363 | 2568039.2082 | 1189800.7507
68 | 2568147.8111 | 1189949.589 | 2568149.4094 | 1189947.5794 | 2568151.5523 | 1189946.1672 | 2568154.0424 | 1189945.5091 | 2568156.6054 | 1189945.6733
69 | 2568147.8111 | 1189949.589 | 2568139.9736 | 1189944.1835 | 2568136.6724 | 1189941.281
70 | 2568156.6054 | 1189945.6733 | 2568158.2645 | 1189940.7618 | 2568162.4494 | 1189931.9014 | 2568167.0113 | 1189924.1157
71 | 2568156.6054 | 1189945.6733 | 2568158.9439 | 1189946.6057 | 2568160.8741 | 1189948.2074 | 2568162.2123 | 1189950.3347 | 2568162.8277 | 1189952.7661
72 | 2568122.0372 | 1189927.7233 | 2568126.2746 | 1189932.139 | 2568136.6724 | 1189941.281
73 | 2568162.8277 | 1189952.7661 | 2568175.4706 | 1189954.1216 | 2568183.0211 | 1189955.7711 | 2568192.2949 | 1189957.7966
74 | 2568167.0113 | 1189924.1157 | 2568179.7315 | 1189902.4066
75 | 2568122.0372 | 1189927.7233 | 2568110.5838 | 1189915.7877
76 | 2568192.2949 | 1189957.7966 | 2568198.1821 | 1189959.0824
77 | 2568205.1838 | 1189858.9678 | 2568179.7315 | 1189902.4066
78 | 2568098.4824 | 1189901.3933 | 2568105.3552 | 1189910.3391 | 2568110.5838 | 1189915.7877
79 | 2568210.4092 | 1189962.4142 | 2568204.1382 | 1189960.3833 | 2568198.1821 | 1189959.0824
80 | 2568050.9639 | 1189823.9948 | 2568053.3217 | 1189828.518
81 | 2568050.9639 | 1189823.9948 | 2568054.463 | 1189822.3419 | 2568064.0065 | 1189827.3046 | 2568069.4992 | 1189827.6976 | 2568078.452 | 1189819.7832
82 | 2568078.2616 | 1189877.6442 | 2568053.3217 | 1189828.518
83 | 2568053.3217 | 1189828.518 | 2568036.9359 | 1189841.9433
84 | 2568080.8868 | 1189795.3416 | 2568086.0991 | 1189803.2068 | 2568085.8315 | 1189810.1898 | 2568083.1003 | 1189815.674 | 2568078.452 | 1189819.7832
85 | 2568078.2616 | 1189877.6442 | 2568083.0819 | 1189850.7151
86 | 2568078.2616 | 1189877.6442 | 2568089.4068 | 1189890.734
87 | 2568029.1473 | 1189848.3247 | 2568036.9359 | 1189841.9433
88 | 2568098.4824 | 1189901.3933 | 2568089.4068 | 1189890.734
89 | 2568029.1473 | 1189848.3247 | 2568009.3405 | 1189817.959
90 | 2568020.9019 | 1189855.0836 | 2568029.1473 | 1189848.3247
91 | 2568098.4824 | 1189901.3933 | 2568093.341 | 1189903.9332 | 2568076.6864 | 1189921.0203 | 2568076.6864 | 1189921.0203
92 | 2568076.2356 | 1189920.2374 | 2568076.6864 | 1189921.0203
93 | 2568076.2356 | 1189920.2374 | 2568066.2336 | 1189902.8665 | 2568063.3807 | 1189897.3745
94 | 2568056.2246 | 1189883.5986 | 2568063.3807 | 1189897.3745
95 | 2568232.1344 | 1189969.4502 | 2568210.4092 | 1189962.4142
96 | 2568232.1344 | 1189969.4502 | 2568240.1262 | 1189955.8183
97 | 2568232.1344 | 1189969.4502 | 2568243.3477 | 1190007.3775
98 | 2568205.1838 | 1189858.9678 | 2568159.915 | 1189825.6802
99 | 2568205.1838 | 1189858.9678 | 2568216.8054 | 1189838.3505
100 | 2568240.1262 | 1189955.8183 | 2568241.3812 | 1189953.6776
101 | 2568243.3477 | 1190007.3775 | 2568237.6858 | 1190017.0174
102 | 2568253.8465 | 1189932.4152 | 2568241.3812 | 1189953.6776
103 | 2568237.6858 | 1190017.0174 | 2568232.1406 | 1190026.4585 | 2568232.1406 | 1190026.4585
104 | 2568253.8465 | 1189932.4152 | 2568256.0983 | 1189928.5741
105 | 2568256.4226 | 1189928.021 | 2568256.0983 | 1189928.5741
106 | 2568013.1099 | 1190216.5526 | 2568022.6215 | 1190223.3075
107 | 2567931.7559 | 1190266.2492 | 2567939.302 | 1190261.4505 | 2567953.0488 | 1190251.2378 | 2567964.1152 | 1190241.7066
108 | 2567964.1152 | 1190241.7066 | 2567978.2667 | 1190252.8811
109 | 2567975.5868 | 1190182.6578 | 2567975.9945 | 1190182.9845
110 | 2567931.7559 | 1190266.2492 | 2567922.7172 | 1190272.0665
111 | 2567931.7559 | 1190266.2492 | 2567925.4036 | 1190256.2335 | 2567916.7953 | 1190247.404
112 | 2567995.8493 | 1190278.2338 | 2567978.2667 | 1190252.8811
113 | 2567978.2667 | 1190252.8811 | 2567993.872 | 1190261.4378
114 | 2567903.8451 | 1190284.22 | 2567908.5337 | 1190281.2042 | 2567921.8621 | 1190272.6169 | 2567922.7172 | 1190272.0665
115 | 2567912.8607 | 1190243.3683 | 2567916.7953 | 1190247.404
116 | 2567870.2147 | 1190307.6802 | 2567903.8451 | 1190284.22
117 | 2567912.1847 | 1190242.675 | 2567912.8607 | 1190243.3683
118 | 2567964.6993 | 1190128.0668 | 2567948.8832 | 1190116.4656
119 | 2567935.4171 | 1190106.5881 | 2567948.8832 | 1190116.4656
120 | 2567935.4171 | 1190106.5881 | 2567924.2422 | 1190098.3913
121 | 2567924.2422 | 1190098.3913 | 2567907.5764 | 1190086.1668
122 | 2567907.5764 | 1190086.1668 | 2567899.3441 | 1190080.1284
123 | 2567899.3441 | 1190080.1284 | 2567888.0232 | 1190071.8244 | 2567885.7305 | 1190067.97
124 | 2567881.1745 | 1190060.3107 | 2567885.7305 | 1190067.97
125 | 2567912.1847 | 1190242.675 | 2567824.3264 | 1190230.5734
126 | 2567819.7529 | 1190227.4201 | 2567824.3264 | 1190230.5734
127 | 2567870.2147 | 1190307.6802 | 2567904.1678 | 1190334.0429

## bus_geodata
| x | y | coords
0 | 2568096.1561 | 1190186.9379
1 | 2568092.8339 | 1190183.5491
2 | 2568076.7341 | 1190168.1179
3 | 2568067.3965 | 1190221.2199
4 | 2568038.4731 | 1190199.9377
5 | 2568057.0101 | 1190235.6231
6 | 2568084.6805 | 1190235.4432
7 | 2568066.5262 | 1190129.8756
8 | 2568053.7149 | 1190118.6786
9 | 2568177.5099 | 1190114.6924
10 | 2568175.3851 | 1190112.6752
11 | 2568167.1395 | 1190104.8469
12 | 2568220.2893 | 1190079.1943
13 | 2568261.1588 | 1190047.0929
14 | 2568156.9229 | 1190095.3853
15 | 2568129.6812 | 1190137.2642
16 | 2568140.3588 | 1190080.0454
17 | 2568122.3828 | 1190130.1438
18 | 2568131.7125 | 1190072.0381
19 | 2568121.1759 | 1190128.9662
20 | 2568099.7725 | 1190108.0847
21 | 2568097.7154 | 1190106.0777
22 | 2568112.8919 | 1190054.6084
23 | 2568094.9656 | 1190038.0075
24 | 2568068.2276 | 1190073.0722
25 | 2568120.9372 | 1190003.5836
26 | 2568031.0656 | 1190132.2667
27 | 2568043.3404 | 1190111.9456
28 | 2568012.618 | 1190163.2155
29 | 2568061.6245 | 1190081.7315
30 | 2568005.1343 | 1190175.4066
31 | 2567995.8322 | 1190150.903
32 | 2568015.1987 | 1190062.7669
33 | 2567995.4628 | 1190191.9896
34 | 2568022.4038 | 1190188.1137
35 | 2567993.089 | 1190148.8908
36 | 2568000.8107 | 1190048.9063
37 | 2567965.3402 | 1190239.8746
38 | 2567983.5515 | 1190189.0408
39 | 2568037.7713 | 1190199.4213
40 | 2567971.6935 | 1190133.1971
41 | 2568132.9075 | 1190016.2057
42 | 2568129.8708 | 1189990.2367
43 | 2568132.998 | 1189985.516
44 | 2568150.2538 | 1189960.0482
45 | 2568158.4996 | 1189960.4881
46 | 2567996.86 | 1189678.178
47 | 2568002.6692 | 1189703.4158
48 | 2567995.5737 | 1189672.566
49 | 2568004.8529 | 1189712.5408
50 | 2568000.4086 | 1189645.5214
51 | 2567963.9226 | 1189659.4029
52 | 2568010.0732 | 1189734.3547
53 | 2568001.8628 | 1189631.4282
54 | 2568016.5746 | 1189754.1084
55 | 2568001.3933 | 1189616.7331
56 | 2568024.4656 | 1189771.5976
57 | 2568141.7979 | 1189493.2877
58 | 2568225.3298 | 1189573.1883
59 | 2568175.7862 | 1189451.9566
60 | 2567993.0515 | 1189760.6761
61 | 2568033.4957 | 1189789.4543
62 | 2567985.0598 | 1189758.1302
63 | 2568039.2082 | 1189800.7507
64 | 2568147.8111 | 1189949.589
65 | 2568156.6054 | 1189945.6733
66 | 2568136.6724 | 1189941.281
67 | 2568162.8277 | 1189952.7661
68 | 2568167.0113 | 1189924.1157
69 | 2568122.0372 | 1189927.7233
70 | 2568192.2949 | 1189957.7966
71 | 2568179.7315 | 1189902.4066
72 | 2568110.5838 | 1189915.7877
73 | 2568198.1821 | 1189959.0824
74 | 2568050.9639 | 1189823.9948
75 | 2568053.3217 | 1189828.518
76 | 2568078.452 | 1189819.7832
77 | 2568078.2616 | 1189877.6442
78 | 2568036.9359 | 1189841.9433
79 | 2568080.8868 | 1189795.3416
80 | 2568083.0819 | 1189850.7151
81 | 2568089.4068 | 1189890.734
82 | 2568029.1473 | 1189848.3247
83 | 2568098.4824 | 1189901.3933
84 | 2568009.3405 | 1189817.959
85 | 2568020.9019 | 1189855.0836
86 | 2568076.6864 | 1189921.0203
87 | 2568076.2356 | 1189920.2374
88 | 2568063.3807 | 1189897.3745
89 | 2568056.2246 | 1189883.5986
90 | 2568210.4092 | 1189962.4142
91 | 2568232.1344 | 1189969.4502
92 | 2568205.1838 | 1189858.9678
93 | 2568240.1262 | 1189955.8183
94 | 2568243.3477 | 1190007.3775
95 | 2568241.3812 | 1189953.6776
96 | 2568237.6858 | 1190017.0174
97 | 2568232.1406 | 1190026.4585
98 | 2568253.8465 | 1189932.4152
99 | 2568256.0983 | 1189928.5741
100 | 2568216.8054 | 1189838.3505
101 | 2568159.915 | 1189825.6802
102 | 2568256.4226 | 1189928.021
103 | 2568022.6215 | 1190223.3075
104 | 2568013.1099 | 1190216.5526
105 | 2567964.1152 | 1190241.7066
106 | 2567975.9945 | 1190182.9845
107 | 2567931.7559 | 1190266.2492
108 | 2567978.2667 | 1190252.8811
109 | 2567975.5868 | 1190182.6578
110 | 2567993.872 | 1190261.4378
111 | 2567995.8493 | 1190278.2338
112 | 2567922.7172 | 1190272.0665
113 | 2567916.7953 | 1190247.404
114 | 2567903.8451 | 1190284.22
115 | 2567912.8607 | 1190243.3683
116 | 2567964.6993 | 1190128.0668
117 | 2567948.8832 | 1190116.4656
118 | 2567935.4171 | 1190106.5881
119 | 2567924.2422 | 1190098.3913
120 | 2567907.5764 | 1190086.1668
121 | 2567899.3441 | 1190080.1284
122 | 2567885.7305 | 1190067.97
123 | 2567881.1745 | 1190060.3107
124 | 2567912.1847 | 1190242.675
125 | 2567824.3264 | 1190230.5734
126 | 2567819.7529 | 1190227.4201
127 | 2567870.2147 | 1190307.6802
128 | 2567904.1678 | 1190334.0429
129 | 2568120.9372 | 1190003.5836

## line_std_types
| c_nf_per_km | r_ohm_per_km | x_ohm_per_km | max_i_ka | type | q_mm2 | alpha | voltage_rating
NAYY 4x50 SE | 210 | 0.642 | 0.083 | 0.142 | cs | 50 | 0.00403 | LV
NAYY 4x120 SE | 264 | 0.225 | 0.08 | 0.242 | cs | 120 | 0.00403 | LV
NAYY 4x150 SE | 261 | 0.208 | 0.08 | 0.27 | cs | 150 | 0.00403 | LV
NA2XS2Y 1x95 RM/25 12/20 kV | 216 | 0.313 | 0.132 | 0.252 | cs | 95 | 0.00403 | MV
NA2XS2Y 1x185 RM/25 12/20 kV | 273 | 0.161 | 0.117 | 0.362 | cs | 185 | 0.00403 | MV
NA2XS2Y 1x240 RM/25 12/20 kV | 304 | 0.122 | 0.112 | 0.421 | cs | 240 | 0.00403 | MV
NA2XS2Y 1x95 RM/25 6/10 kV | 315 | 0.313 | 0.123 | 0.249 | cs | 95 | 0.00403 | MV
NA2XS2Y 1x185 RM/25 6/10 kV | 406 | 0.161 | 0.11 | 0.358 | cs | 185 | 0.00403 | MV
NA2XS2Y 1x240 RM/25 6/10 kV | 456 | 0.122 | 0.105 | 0.416 | cs | 240 | 0.00403 | MV
NA2XS2Y 1x150 RM/25 12/20 kV | 250 | 0.206 | 0.116 | 0.319 | cs | 150 | 0.00403 | MV
NA2XS2Y 1x120 RM/25 12/20 kV | 230 | 0.253 | 0.119 | 0.283 | cs | 120 | 0.00403 | MV
NA2XS2Y 1x70 RM/25 12/20 kV | 190 | 0.443 | 0.132 | 0.22 | cs | 70 | 0.00403 | MV
NA2XS2Y 1x150 RM/25 6/10 kV | 360 | 0.206 | 0.11 | 0.315 | cs | 150 | 0.00403 | MV
NA2XS2Y 1x120 RM/25 6/10 kV | 340 | 0.253 | 0.113 | 0.28 | cs | 120 | 0.00403 | MV
NA2XS2Y 1x70 RM/25 6/10 kV | 280 | 0.443 | 0.123 | 0.217 | cs | 70 | 0.00403 | MV
N2XS(FL)2Y 1x120 RM/35 64/110 kV | 112 | 0.153 | 0.166 | 0.366 | cs | 120 | 0.00393 | HV
N2XS(FL)2Y 1x185 RM/35 64/110 kV | 125 | 0.099 | 0.156 | 0.457 | cs | 185 | 0.00393 | HV
N2XS(FL)2Y 1x240 RM/35 64/110 kV | 135 | 0.075 | 0.149 | 0.526 | cs | 240 | 0.00393 | HV
N2XS(FL)2Y 1x300 RM/35 64/110 kV | 144 | 0.06 | 0.144 | 0.588 | cs | 300 | 0.00393 | HV
15-AL1/3-ST1A 0.4 | 11 | 1.8769 | 0.35 | 0.105 | ol | 16 | 0.00403 | LV
24-AL1/4-ST1A 0.4 | 11.25 | 1.2012 | 0.335 | 0.14 | ol | 24 | 0.00403 | LV
48-AL1/8-ST1A 0.4 | 12.2 | 0.5939 | 0.3 | 0.21 | ol | 48 | 0.00403 | LV
94-AL1/15-ST1A 0.4 | 13.2 | 0.306 | 0.29 | 0.35 | ol | 94 | 0.00403 | LV
34-AL1/6-ST1A 10.0 | 9.7 | 0.8342 | 0.36 | 0.17 | ol | 34 | 0.00403 | MV
48-AL1/8-ST1A 10.0 | 10.1 | 0.5939 | 0.35 | 0.21 | ol | 48 | 0.00403 | MV
70-AL1/11-ST1A 10.0 | 10.4 | 0.4132 | 0.339 | 0.29 | ol | 70 | 0.00403 | MV
94-AL1/15-ST1A 10.0 | 10.75 | 0.306 | 0.33 | 0.35 | ol | 94 | 0.00403 | MV
122-AL1/20-ST1A 10.0 | 11.1 | 0.2376 | 0.323 | 0.41 | ol | 122 | 0.00403 | MV
149-AL1/24-ST1A 10.0 | 11.25 | 0.194 | 0.315 | 0.47 | ol | 149 | 0.00403 | MV
34-AL1/6-ST1A 20.0 | 9.15 | 0.8342 | 0.382 | 0.17 | ol | 34 | 0.00403 | MV
48-AL1/8-ST1A 20.0 | 9.5 | 0.5939 | 0.372 | 0.21 | ol | 48 | 0.00403 | MV
70-AL1/11-ST1A 20.0 | 9.7 | 0.4132 | 0.36 | 0.29 | ol | 70 | 0.00403 | MV
94-AL1/15-ST1A 20.0 | 10 | 0.306 | 0.35 | 0.35 | ol | 94 | 0.00403 | MV
122-AL1/20-ST1A 20.0 | 10.3 | 0.2376 | 0.344 | 0.41 | ol | 122 | 0.00403 | MV
149-AL1/24-ST1A 20.0 | 10.5 | 0.194 | 0.337 | 0.47 | ol | 149 | 0.00403 | MV
184-AL1/30-ST1A 20.0 | 10.75 | 0.1571 | 0.33 | 0.535 | ol | 184 | 0.00403 | MV
243-AL1/39-ST1A 20.0 | 11 | 0.1188 | 0.32 | 0.645 | ol | 243 | 0.00403 | MV
48-AL1/8-ST1A 110.0 | 8 | 0.5939 | 0.46 | 0.21 | ol | 48 | 0.00403 | HV
70-AL1/11-ST1A 110.0 | 8.4 | 0.4132 | 0.45 | 0.29 | ol | 70 | 0.00403 | HV
94-AL1/15-ST1A 110.0 | 8.65 | 0.306 | 0.44 | 0.35 | ol | 94 | 0.00403 | HV
122-AL1/20-ST1A 110.0 | 8.5 | 0.2376 | 0.43 | 0.41 | ol | 122 | 0.00403 | HV
149-AL1/24-ST1A 110.0 | 8.75 | 0.194 | 0.41 | 0.47 | ol | 149 | 0.00403 | HV
184-AL1/30-ST1A 110.0 | 8.8 | 0.1571 | 0.4 | 0.535 | ol | 184 | 0.00403 | HV
243-AL1/39-ST1A 110.0 | 9 | 0.1188 | 0.39 | 0.645 | ol | 243 | 0.00403 | HV
305-AL1/39-ST1A 110.0 | 9.2 | 0.0949 | 0.38 | 0.74 | ol | 305 | 0.00403 | HV
490-AL1/64-ST1A 110.0 | 9.75 | 0.059 | 0.37 | 0.96 | ol | 490 | 0.00403 | HV
679-AL1/86-ST1A 110.0 | 9.95 | 0.042 | 0.36 | 1.15 | ol | 679 | 0.00403 | HV
490-AL1/64-ST1A 220.0 | 10 | 0.059 | 0.285 | 0.96 | ol | 490 | 0.00403 | HV
679-AL1/86-ST1A 220.0 | 11.7 | 0.042 | 0.275 | 1.15 | ol | 679 | 0.00403 | HV
490-AL1/64-ST1A 380.0 | 11 | 0.059 | 0.253 | 0.96 | ol | 490 | 0.00403 | HV
679-AL1/86-ST1A 380.0 | 14.6 | 0.042 | 0.25 | 1.15 | ol | 679 | 0.00403 | HV

## trafo_std_types
| i0_percent | pfe_kw | vkr_percent | sn_mva | vn_lv_kv | vn_hv_kv | vk_percent | shift_degree | vector_group | tap_side | tap_neutral | tap_min | tap_max | tap_step_degree | tap_step_percent | tap_phase_shifter
160 MVA 380/110 kV | 0.06 | 60 | 0.25 | 160 | 110 | 380 | 12.2 | 0 | Yy0 | hv | 0 | -9 | 9 | 0 | 1.5 | FALSE
100 MVA 220/110 kV | 0.06 | 55 | 0.26 | 100 | 110 | 220 | 12 | 0 | Yy0 | hv | 0 | -9 | 9 | 0 | 1.5 | FALSE
63 MVA 110/20 kV | 0.04 | 22 | 0.32 | 63 | 20 | 110 | 18 | 150 | YNd5 | hv | 0 | -9 | 9 | 0 | 1.5 | FALSE
40 MVA 110/20 kV | 0.05 | 18 | 0.34 | 40 | 20 | 110 | 16.2 | 150 | YNd5 | hv | 0 | -9 | 9 | 0 | 1.5 | FALSE
25 MVA 110/20 kV | 0.07 | 14 | 0.41 | 25 | 20 | 110 | 12 | 150 | YNd5 | hv | 0 | -9 | 9 | 0 | 1.5 | FALSE
63 MVA 110/10 kV | 0.04 | 22 | 0.32 | 63 | 10 | 110 | 18 | 150 | YNd5 | hv | 0 | -9 | 9 | 0 | 1.5 | FALSE
40 MVA 110/10 kV | 0.05 | 18 | 0.34 | 40 | 10 | 110 | 16.2 | 150 | YNd5 | hv | 0 | -9 | 9 | 0 | 1.5 | FALSE
25 MVA 110/10 kV | 0.07 | 14 | 0.41 | 25 | 10 | 110 | 12 | 150 | YNd5 | hv | 0 | -9 | 9 | 0 | 1.5 | FALSE
0.25 MVA 20/0.4 kV | 0.32 | 0.8 | 1.44 | 0.25 | 0.4 | 20 | 6 | 150 | Yzn5 | hv | 0 | -2 | 2 | 0 | 2.5 | FALSE
0.4 MVA 20/0.4 kV | 0.3375 | 1.35 | 1.425 | 0.4 | 0.4 | 20 | 6 | 150 | Dyn5 | hv | 0 | -2 | 2 | 0 | 2.5 | FALSE
0.63 MVA 20/0.4 kV | 0.2619 | 1.65 | 1.206 | 0.63 | 0.4 | 20 | 6 | 150 | Dyn5 | hv | 0 | -2 | 2 | 0 | 2.5 | FALSE
0.25 MVA 10/0.4 kV | 0.24 | 0.6 | 1.2 | 0.25 | 0.4 | 10 | 4 | 150 | Dyn5 | hv | 0 | -2 | 2 | 0 | 2.5 | FALSE
0.4 MVA 10/0.4 kV | 0.2375 | 0.95 | 1.325 | 0.4 | 0.4 | 10 | 4 | 150 | Dyn5 | hv | 0 | -2 | 2 | 0 | 2.5 | FALSE
0.63 MVA 10/0.4 kV | 0.1873 | 1.18 | 1.0794 | 0.63 | 0.4 | 10 | 4 | 150 | Dyn5 | hv | 0 | -2 | 2 | 0 | 2.5 | FALSE

## trafo3w_std_types
| sn_hv_mva | sn_mv_mva | sn_lv_mva | vn_hv_kv | vn_mv_kv | vn_lv_kv | vk_hv_percent | vk_mv_percent | vk_lv_percent | vkr_hv_percent | vkr_mv_percent | vkr_lv_percent | pfe_kw | i0_percent | shift_mv_degree | shift_lv_degree | vector_group | tap_side | tap_neutral | tap_min | tap_max | tap_step_percent
63/25/38 MVA 110/20/10 kV | 63 | 25 | 38 | 110 | 20 | 10 | 10.4 | 10.4 | 10.4 | 0.28 | 0.32 | 0.35 | 35 | 0.89 | 0 | 0 | YN0yn0yn0 | hv | 0 | -10 | 10 | 1.2
63/25/38 MVA 110/10/10 kV | 63 | 25 | 38 | 110 | 10 | 10 | 10.4 | 10.4 | 10.4 | 0.28 | 0.32 | 0.35 | 35 | 0.89 | 0 | 0 | YN0yn0yn0 | hv | 0 | -10 | 10 | 1.2

## fuse_std_types
| fuse_type | i_rated_a | t_avg | t_min | t_total | x_avg | x_min | x_total
HV 100A | HV 100A | 100 | 0 | [10.0, 3.64, 0.854, 0.281, 0.1, 0.0531, 0.022, 0.01] | [10.0, 4.267, 1.21, 0.403, 0.1, 0.058, 0.022, 0.01] | 0 | [300.0, 350.0, 450.0, 550.0, 700.0, 850.0, 1200.0, 1752.0] | [600.0, 700.0, 900.0, 1150.0, 1665.0, 2000.0, 3000.0, 4313.0]
HV 10A | HV 10A | 10 | 0 | [10.0, 1675.0, 0.344, 0.156, 0.1, 0.0417, 0.0171, 0.01] | [10.0, 1.3, 0.3, 0.155, 0.1, 0.0555, 0.023, 0.01] | 0 | [30.0, 32.0, 35.0, 37.0, 39.0, 50.0, 70.0, 88.0] | [60.0, 70.0, 80.0, 87.0, 94.0, 110.0, 150.0, 216.0]
HV 125A | HV 125A | 125 | 0 | [10.0, 1.82, 0.344, 0.1, 0.0467, 0.0269, 0.01] | [10.0, 2.478, 0.426, 0.1, 0.0427, 0.0211, 0.01] | 0 | [375.0, 500.0, 700.0, 925.0, 1200.0, 1500.0, 2341.0] | [750.0, 1000.0, 1500.0, 2200.0, 3000.0, 4000.0, 5765.0]
HV 160A | HV 160A | 160 | 0 | [10.0, 4.15, 1.03, 0.198, 0.1, 0.051, 0.0172, 0.01] | [10.0, 2.3, 0.734, 0.274, 0.1, 0.046, 0.0177, 0.01] | 0 | [480.0, 550.0, 700.0, 1000.0, 1260.0, 1600.0, 2500.0, 3227.0] | [960.0, 1300.0, 1700.0, 2200.0, 2996.0, 4000.0, 6000.0, 7946.0]
HV 16A | HV 16A | 16 | 0 | [10.0, 0.352, 0.164, 0.1, 0.0649, 0.0342, 0.01] | [10.0, 2.34, 0.722, 0.181, 0.1, 0.055, 0.0296, 0.01] | 0 | [48.0, 60.0, 65.0, 71.0, 80.0, 100.0, 162.0] | [96.0, 110.0, 125.0, 150.0, 168.0, 200.0, 250.0, 398.0]
HV 200A | HV 200A | 200 | 0 | [10.0, 4.267, 1.21, 0.403, 0.1, 0.058, 0.022, 0.01] | [10.0, 3.73, 1.654, 0.328, 0.1, 0.0531, 0.019, 0.01] | 0 | [600.0, 700.0, 900.0, 1150.0, 1665.0, 2000.0, 3000.0, 4313.0] | [1200.0, 1500.0, 1800.0, 2700.0, 3960.0, 5000.0, 7500.0, 10620.0]
HV 20A | HV 20A | 20 | 0 | [10.0, 1.3, 0.3, 0.155, 0.1, 0.0555, 0.023, 0.01] | [10.0, 1.3, 0.161, 0.1, 0.0611, 0.0399, 0.0141, 0.01] | 0 | [60.0, 70.0, 80.0, 87.0, 94.0, 110.0, 150.0, 216.0] | [120.0, 150.0, 200.0, 223.0, 260.0, 300.0, 450.0, 532.0]
HV 25A | HV 25A | 25 | 0 | [10.0, 2.512, 0.833, 0.299, 0.1, 0.0372, 0.0223, 0.01] | [10.0, 3.125, 0.597, 0.198, 0.1, 0.0378, 0.022, 0.01] | 0 | [75.0, 82.0, 90.0, 100.0, 124.0, 170.0, 200.0, 289.0] | [150.0, 170.0, 210.0, 250.0, 294.0, 400.0, 500.0, 711.0]
HV 31.5A | HV 31.5A | 31.5 | 0 | [10.0, 2.34, 0.722, 0.181, 0.1, 0.055, 0.0296, 0.01] | [10.0, 2.84, 0.368, 0.164, 0.1, 0.0621, 0.0378, 0.0195, 0.01] | 0 | [95.0, 110.0, 125.0, 150.0, 165.0, 200.0, 250.0, 390.0] | [189.0, 220.0, 300.0, 350.0, 393.0, 450.0, 530.0, 700.0, 960.0]
HV 40A | HV 40A | 40 | 0 | [10.0, 1.3, 0.161, 0.1, 0.0611, 0.0399, 0.0141, 0.01] | [10.0, 2.05, 0.369, 0.198, 0.1, 0.051, 0.0298, 0.01] | 0 | [120.0, 150.0, 200.0, 223.0, 260.0, 300.0, 450.0, 532.0] | [240.0, 300.0, 400.0, 450.0, 530.0, 650.0, 800.0, 1311.0]
HV 50A | HV 50A | 50 | 0 | [10.0, 3.215, 0.597, 0.198, 0.1, 0.0378, 0.022, 0.01] | [10.0, 3.64, 0.854, 0.281, 0.1, 0.0531, 0.022, 0.01] | 0 | [150.0, 170.0, 210.0, 250.0, 294.0, 400.0, 500.0, 711.0] | [300.0, 350.0, 450.0, 550.0, 700.0, 850.0, 1200.0, 1752.0]
HV 6.3A | HV 6.3A | 6.3 | 0 | [10.0, 1.39, 0.344, 0.168, 0.1, 0.056, 0.0263, 0.01] | [10.0, 1.711, 0.516, 0.198, 0.1, 0.0634, 0.0303, 0.01] | 0 | [19.0, 19.5, 20.4, 20.8, 22.0, 25.0, 32.0, 48.0] | [38.0, 40.0, 43.0, 48.0, 53.0, 60.0, 75.0, 118.0]
HV 63A | HV 63A | 63 | 0 | [10.0, 2.84, 0.368, 0.164, 0.1, 0.0621, 0.0378, 0.0195, 0.01] | [10.0, 1.82, 0.344, 0.1, 0.0467, 0.0269, 0.01] | 0 | [189.0, 220.0, 300.0, 350.0, 393.0, 450.0, 530.0, 700.0, 961.0] | [378.0, 500.0, 700.0, 934.0, 1200.0, 1500.0, 2366.0]
HV 80A | HV 80A | 80 | 0 | [10.0, 2.05, 0.369, 0.198, 0.1, 0.051, 0.0298, 0.01] | [10.0, 4.15, 1.03, 0.198, 0.1, 0.051, 0.0172, 0.01] | 0 | [240.0, 300.0, 400.0, 450.0, 530.0, 650.0, 800.0, 1311.0] | [480.0, 550.0, 700.0, 1000.0, 1260.0, 1600.0, 2500.0, 3227.0]
Siemens NH-1-100 | Siemens NH-1-100 | 100 | [5400.0, 2000.0, 400.0, 20.0, 1.0, 0.2, 0.012, 0.004] | 0 | 0 | [150.0, 190.0, 250.0, 430.0, 900.0, 1250.0, 2700.0, 3600.0] | 0 | 0
Siemens NH-1-125 | Siemens NH-1-125 | 125 | [4800.0, 120.0, 7.0, 0.1, 0.004] | 0 | 0 | [180.0, 400.0, 740.0, 2000.0, 4250.0] | 0 | 0
Siemens NH-1-16 | Siemens NH-1-16 | 16 | [4000.0, 400.0, 2.0, 0.1, 0.04, 0.01] | 0 | 0 | [26.0, 35.0, 75.0, 150.0, 200.0, 300.0] | 0 | 0
Siemens NH-1-160 | Siemens NH-1-160 | 160 | [4800.0, 120.0, 7.0, 0.1, 0.004] | 0 | 0 | [210.0, 500.0, 900.0, 2300.0, 5000.0] | 0 | 0
Siemens NH-1-25 | Siemens NH-1-25 | 25 | [4000.0, 1000.0, 10.0, 0.2, 0.02, 0.01] | 0 | 0 | [40.0, 50.0, 100.0, 210.0, 400.0, 500.0] | 0 | 0
Siemens NH-1-50 | Siemens NH-1-50 | 50 | [4000.0, 40.0, 4.0, 1.0, 0.02, 0.01] | 0 | 0 | [86.0, 200.0, 300.0, 400.0, 1000.0, 1280.0] | 0 | 0
Siemens NH-1-63 | Siemens NH-1-63 | 63 | [4000.0, 100.0, 10.0, 2.0, 0.04, 0.01] | 0 | 0 | [100.0, 200.0, 300.0, 400.0, 1000.0, 1500.0] | 0 | 0
Siemens NH-1-80 | Siemens NH-1-80 | 80 | [4800.0, 120.0, 7.0, 0.1, 0.01] | 0 | 0 | [150.58, 250.0, 450.0, 1150.0, 2470.0] | 0 | 0
Siemens NH-2-1000 | Siemens NH-2-1000 | 1000 | [4800.0, 120.0, 7.0, 0.1, 0.004] | 0 | 0 | [1900.0, 3500.0, 8400.0, 24000.0, 52000.0] | 0 | 0
Siemens NH-2-200 | Siemens NH-2-200 | 200 | [4800.0, 120.0, 7.0, 0.1, 0.004] | 0 | 0 | [280.0, 650.0, 1200.0, 3000.0, 7000.0] | 0 | 0
Siemens NH-2-224 | Siemens NH-2-224 | 224 | [4800.0, 120.0, 7.0, 0.2, 0.04, 0.004] | 0 | 0 | [400.0, 750.0, 1453.0, 3025.0, 4315.0, 7600.0] | 0 | 0
Siemens NH-2-250 | Siemens NH-2-250 | 250 | [4800.0, 120.0, 7.0, 0.1, 0.004] | 0 | 0 | [450.0, 800.0, 1650.0, 4000.0, 8500.0] | 0 | 0
Siemens NH-2-315 | Siemens NH-2-315 | 315 | [4800.0, 120.0, 7.0, 0.1, 0.004] | 0 | 0 | [550.0, 920.0, 1900.0, 5000.0, 11000.0] | 0 | 0
Siemens NH-2-355 | Siemens NH-2-355 | 355 | [4800.0, 120.0, 6.0, 0.1, 0.004] | 0 | 0 | [650.0, 1116.27, 2350.0, 5840.0, 12790.0] | 0 | 0
Siemens NH-2-400 | Siemens NH-2-400 | 400 | [4800.0, 120.0, 7.0, 0.1, 0.004] | 0 | 0 | [720.0, 1350.0, 2800.0, 6500.0, 15000.0] | 0 | 0
Siemens NH-2-425 | Siemens NH-2-425 | 425 | [4800.0, 120.0, 7.0, 0.1, 0.004] | 0 | 0 | [850.0, 1500.0, 3050.0, 7500.0, 16500.0] | 0 | 0
Siemens NH-2-630 | Siemens NH-2-630 | 630 | [4800.0, 120.0, 7.0, 0.1, 0.004] | 0 | 0 | [1200.0, 2000.0, 4800.0, 12000.0, 26000.0] | 0 | 0

## res_bus
| vm_pu | va_degree | p_mw | q_mvar
0 | 0.98739 | -0.087758 | 0.0027994 | 0.0007016
1 | 0.98741 | -0.087622 | 0.0016395 | 0.00041089
2 | 0.98755 | -0.086607 | 0.0020034 | 0.00050209
3 | 0.97966 | -0.14246 | 0 | 0
4 | 0.98007 | -0.1395 | 0.00074761 | 0.00018737
5 | 0.97956 | -0.14316 | 0.0015723 | 0.00039406
6 | 0.97953 | -0.14342 | 0.0041241 | 0.0010336
7 | 0.98792 | -0.083997 | 0.0016835 | 0.00042192
8 | 0.98812 | -0.082578 | 0.0011772 | 0.00029504
9 | 0.99626 | -0.026225 | 0.0020282 | 0.00050831
10 | 0.99627 | -0.026165 | 0.0062439 | 0.0015649
11 | 0.9964 | -0.02522 | 0 | 0
12 | 0.9854 | -0.10215 | 0.0084599 | 0.0021202
13 | 0.98604 | -0.097635 | 0 | 0
14 | 0.99675 | -0.02274 | 0.0015288 | 0.00038316
15 | 0.99573 | -0.029926 | 0.0026518 | 0.0006646
16 | 0.99737 | -0.018377 | 0.0034021 | 0.00085264
17 | 0.99563 | -0.030623 | 0.0012882 | 0.00032286
18 | 0.99776 | -0.015699 | 0.0080229 | 0.0020107
19 | 0.99562 | -0.030716 | 0.0021811 | 0.00054665
20 | 0.99548 | -0.031715 | 0.0021114 | 0.00052917
21 | 0.99547 | -0.03175 | 0.001205 | 0.00030201
22 | 0.99888 | -0.0078182 | 0.0013443 | 0.0003369
23 | 1 | 0 | -0.24021 | -0.060468
24 | 0.99393 | -0.041935 | 0.002826 | 0.00070826
25 | 0.99659 | -0.023555 | 0 | 0
26 | 0.98578 | -0.098997 | 0 | 0
27 | 0.98829 | -0.081401 | 0 | 0
28 | 0.98199 | -0.12588 | 0 | 0
29 | 0.99248 | -0.052058 | 0 | 0
30 | 0.98089 | -0.13369 | 0 | 0
31 | 0.98139 | -0.13013 | 0.0016394 | 0.00041087
32 | 0.99173 | -0.057332 | 0.0024794 | 0.00062139
33 | 0.97982 | -0.1413 | 0 | 0
34 | 0.98043 | -0.13692 | 0.0018813 | 0.00047149
35 | 0.9813 | -0.13077 | 0.0020208 | 0.00050646
36 | 0.99151 | -0.05889 | 0.007682 | 0.0019253
37 | 0.97711 | -0.16059 | 0.0012566 | 0.00031493
38 | 0.97972 | -0.14199 | 0.0018621 | 0.00046668
39 | 0.98008 | -0.13942 | 0.0039334 | 0.00098579
40 | 0.98068 | -0.13519 | 0.0020478 | 0.00051323
41 | 0.9965 | -0.024177 | 0.003547 | 0.00088896
42 | 0.99536 | -0.03209 | 0.0013553 | 0.00033967
43 | 0.99494 | -0.035065 | 0.0032051 | 0.00080327
44 | 0.99268 | -0.050776 | 0 | 0
45 | 0.99141 | -0.059687 | 0.0020278 | 0.00050822
46 | 0.97364 | -0.18582 | 0.0013815 | 0.00034624
47 | 0.97396 | -0.18349 | 0.00084037 | 0.00021062
48 | 0.97358 | -0.18625 | 0 | 0
49 | 0.97409 | -0.18257 | 0.0024042 | 0.00060254
50 | 0.97333 | -0.18809 | 0.00050418 | 0.00012636
51 | 0.97354 | -0.18654 | 0.00078551 | 0.00019687
52 | 0.97448 | -0.17979 | 0.0019452 | 0.00048751
53 | 0.97321 | -0.18897 | 0.00099926 | 0.00025044
54 | 0.9749 | -0.17678 | 0.0015083 | 0.00037801
55 | 0.9731 | -0.18972 | 0.0010814 | 0.00027101
56 | 0.97532 | -0.17371 | 0 | 0
57 | 0.97208 | -0.19713 | 0 | 0
58 | 0.97162 | -0.20045 | 0.0027098 | 0.00067914
59 | 0.972 | -0.19772 | 0.0010228 | 0.00025635
60 | 0.97516 | -0.17491 | 0.0019372 | 0.00048551
61 | 0.97587 | -0.1698 | 0.0018641 | 0.00046719
62 | 0.97514 | -0.17504 | 0.0014855 | 0.00037229
63 | 0.97625 | -0.16708 | 0.0049924 | 0.0012512
64 | 0.98798 | -0.083736 | 0 | 0
65 | 0.98895 | -0.076903 | 0 | 0
66 | 0.98666 | -0.093028 | 0.0059953 | 0.0015026
67 | 0.99006 | -0.069152 | 0 | 0
68 | 0.98859 | -0.079491 | 0.0037345 | 0.00093595
69 | 0.98494 | -0.10517 | 0.0070313 | 0.0017622
70 | 0.98905 | -0.076246 | 0.0020195 | 0.00050614
71 | 0.98834 | -0.081244 | 0.0025003 | 0.00062663
72 | 0.98368 | -0.11406 | 0.0014103 | 0.00035346
73 | 0.98887 | -0.077552 | 0.00038812 | 9.7271e-05
74 | 0.97722 | -0.16012 | 0 | 0
75 | 0.97744 | -0.15853 | 0 | 0
76 | 0.97702 | -0.16155 | 0.0034417 | 0.00086258
77 | 0.98045 | -0.13705 | 0 | 0
78 | 0.9772 | -0.16023 | 0.0022652 | 0.00056771
79 | 0.97698 | -0.1618 | 0.00082943 | 0.00020788
80 | 0.98036 | -0.1377 | 0.0022694 | 0.00056876
81 | 0.98144 | -0.12997 | 0.0018599 | 0.00046613
82 | 0.97712 | -0.16079 | 0 | 0
83 | 0.98229 | -0.12394 | 0.0018114 | 0.00045399
84 | 0.97693 | -0.16216 | 0.0036155 | 0.00090613
85 | 0.9771 | -0.16099 | 0.0017623 | 0.00044166
86 | 0.98198 | -0.1262 | 0.0015426 | 0.0003866
87 | 0.98197 | -0.12625 | 0.0011533 | 0.00028906
88 | 0.98179 | -0.12752 | 0.0010509 | 0.00026338
89 | 0.98171 | -0.12811 | 0.0036221 | 0.00090779
90 | 0.98849 | -0.080252 | 0.00064554 | 0.00016179
91 | 0.98782 | -0.084965 | 0 | 0
92 | 0.98803 | -0.083465 | 0.0010257 | 0.00025707
93 | 0.98773 | -0.085648 | 0.0005002 | 0.00012536
94 | 0.98691 | -0.091428 | 0.00067132 | 0.00016825
95 | 0.98771 | -0.085743 | 0.0003077 | 7.7118e-05
96 | 0.98666 | -0.09318 | 0.0031513 | 0.00078979
97 | 0.98647 | -0.094542 | 0.0036673 | 0.00091912
98 | 0.98759 | -0.086605 | 0.00051925 | 0.00013014
99 | 0.98757 | -0.086737 | 0.00052048 | 0.00013045
100 | 0.98798 | -0.083823 | 0.0014774 | 0.00037027
101 | 0.98788 | -0.084503 | 0.0018038 | 0.00045208
102 | 0.98757 | -0.086753 | 0.0023766 | 0.00059563
103 | 0.97942 | -0.1442 | 0.0012922 | 0.00032386
104 | 0.9794 | -0.14432 | 0.00093314 | 0.00023387
105 | 0.97701 | -0.16131 | 0 | 0
106 | 0.97967 | -0.14235 | 0.0017753 | 0.00044492
107 | 0.97557 | -0.17167 | 0 | 0
108 | 0.97683 | -0.16265 | 0 | 0
109 | 0.97967 | -0.14236 | 0.001814 | 0.00045464
110 | 0.97677 | -0.16305 | 0.002104 | 0.00052731
111 | 0.9766 | -0.16427 | 0.0050073 | 0.0012549
112 | 0.97546 | -0.17241 | 0.0039589 | 0.0009922
113 | 0.97494 | -0.1762 | 0.0009107 | 0.00022824
114 | 0.97538 | -0.17301 | 0 | 0
115 | 0.9748 | -0.1772 | 0.0017381 | 0.00043561
116 | 0.9805 | -0.13645 | 0.0024702 | 0.00061908
117 | 0.98017 | -0.1388 | 0.001379 | 0.00034562
118 | 0.97993 | -0.14056 | 0.0018115 | 0.00045401
119 | 0.97976 | -0.14176 | 0.0013895 | 0.00034825
120 | 0.97955 | -0.14326 | 0.0018494 | 0.00046349
121 | 0.97948 | -0.1438 | 0.0012279 | 0.00030775
122 | 0.97937 | -0.14455 | 0.0021613 | 0.00054168
123 | 0.97935 | -0.14471 | 0.0017103 | 0.00042865
124 | 0.97477 | -0.17735 | 0.0018359 | 0.00046011
125 | 0.97304 | -0.18979 | 0.0018773 | 0.0004705
126 | 0.97295 | -0.19046 | 0.011442 | 0.0028676
127 | 0.97523 | -0.1741 | 0 | 0
128 | 0.97507 | -0.17525 | 0.0025415 | 0.00063695
129 | 0.99998 | 149.9947 | 0 | 0

## res_line
| p_from_mw | q_from_mvar | p_to_mw | q_to_mvar | pl_mw | ql_mvar | i_from_ka | i_to_ka | i_ka | vm_from_pu | va_from_degree | vm_to_pu | va_to_degree | loading_percent
0 | -0.0027994 | -0.0007016 | 0.0027995 | 0.00070156 | 5.2705e-08 | -4.0429e-08 | 0.0042188 | 0.0042187 | 0.0042188 | 0.98739 | -0.087758 | 0.98741 | -0.087622 | 1.5625
1 | -0.0044389 | -0.0011125 | 0.0044396 | 0.0011124 | 6.2334e-07 | -4.5838e-08 | 0.0066894 | 0.0066893 | 0.0066894 | 0.98741 | -0.087622 | 0.98755 | -0.086607 | 2.4776
2 | -0.0064429 | -0.0016145 | 0.0064453 | 0.0016149 | 2.3277e-06 | 3.8864e-07 | 0.009708 | 0.0097078 | 0.009708 | 0.98755 | -0.086607 | 0.98792 | -0.083997 | 3.5955
3 | -0.0079231 | -0.0019847 | 0.0079263 | 0.0019855 | 3.245e-06 | 7.9574e-07 | 0.012034 | 0.012034 | 0.012034 | 0.97966 | -0.14246 | 0.98007 | -0.1395 | 4.4571
4 | 0.0037984 | 0.00095113 | -0.003798 | -0.00095121 | 3.688e-07 | -8.1715e-08 | 0.0057691 | 0.0057692 | 0.0057692 | 0.97966 | -0.14246 | 0.97956 | -0.14316 | 2.1367
5 | 0.0041247 | 0.0010335 | -0.0041241 | -0.0010336 | 5.4822e-07 | -7.0943e-08 | 0.0062649 | 0.006265 | 0.006265 | 0.97966 | -0.14246 | 0.97953 | -0.14342 | 2.3204
6 | -0.0086739 | -0.0021728 | 0.008674 | 0.0021728 | 9.4291e-08 | 2.5285e-08 | 0.013169 | 0.013169 | 0.013169 | 0.98007 | -0.1395 | 0.98008 | -0.13942 | 4.8774
7 | 0.0022257 | 0.00055715 | -0.0022254 | -0.00055759 | 3.2073e-07 | -4.4264e-07 | 0.0033808 | 0.003381 | 0.003381 | 0.97956 | -0.14316 | 0.97942 | -0.1442 | 1.2522
8 | -0.0081288 | -0.0020368 | 0.0081303 | 0.0020372 | 1.5962e-06 | 3.9538e-07 | 0.012243 | 0.012243 | 0.012243 | 0.98792 | -0.083997 | 0.98812 | -0.082578 | 4.5346
9 | -0.0093076 | -0.0023322 | 0.0093091 | 0.0023327 | 1.5161e-06 | 4.2468e-07 | 0.014016 | 0.014016 | 0.014016 | 0.98812 | -0.082578 | 0.98829 | -0.081401 | 5.1912
10 | -0.0020282 | -0.00050831 | 0.0020282 | 0.00050827 | 1.6777e-08 | -3.1698e-08 | 0.0030293 | 0.0030293 | 0.0030293 | 0.99626 | -0.026225 | 0.99627 | -0.026165 | 1.122
11 | -0.0082721 | -0.0020732 | 0.0082732 | 0.0020734 | 1.083e-06 | 2.6847e-07 | 0.012355 | 0.012355 | 0.012355 | 0.99627 | -0.026165 | 0.9964 | -0.02522 | 4.576
12 | -0.017718 | -0.0044403 | 0.017724 | 0.0044425 | 6.0835e-06 | 2.1584e-06 | 0.02646 | 0.02646 | 0.02646 | 0.9964 | -0.02522 | 0.99675 | -0.02274 | 9.8
13 | 0.009445 | 0.0023669 | -0.0094388 | -0.0023652 | 6.15e-06 | 1.7206e-06 | 0.014105 | 0.014105 | 0.014105 | 0.9964 | -0.02522 | 0.99573 | -0.029926 | 5.2241
14 | -0.0084599 | -0.0021202 | 0.0084652 | 0.0021216 | 5.2923e-06 | 1.373e-06 | 0.012775 | 0.012775 | 0.012775 | 0.9854 | -0.10215 | 0.98604 | -0.097635 | 4.7315
15 | -0.0084652 | -0.0021216 | 0.0084688 | 0.0021226 | 3.6259e-06 | 9.4019e-07 | 0.012775 | 0.012775 | 0.012775 | 0.98604 | -0.097635 | 0.98647 | -0.094542 | 4.7314
16 | -0.019253 | -0.0048256 | 0.019265 | 0.0048298 | 1.1638e-05 | 4.1817e-06 | 0.028742 | 0.028742 | 0.028742 | 0.99675 | -0.02274 | 0.99737 | -0.018377 | 10.6453
17 | 0.006787 | 0.0017006 | -0.0067864 | -0.0017005 | 6.545e-07 | 1.1911e-07 | 0.010142 | 0.010142 | 0.010142 | 0.99573 | -0.029926 | 0.99563 | -0.030623 | 3.7564
18 | -0.022667 | -0.0056825 | 0.022675 | 0.0056855 | 8.4099e-06 | 3.0807e-06 | 0.033818 | 0.033818 | 0.033818 | 0.99737 | -0.018377 | 0.99776 | -0.015699 | 12.5252
19 | 0.0054982 | 0.0013776 | -0.0054981 | -0.0013776 | 7.1048e-08 | 5.3965e-09 | 0.0082171 | 0.0082171 | 0.0082171 | 0.99563 | -0.030623 | 0.99562 | -0.030716 | 3.0434
20 | -0.030698 | -0.0076963 | 0.030732 | 0.0077088 | 3.3551e-05 | 1.2569e-05 | 0.045783 | 0.045783 | 0.045783 | 0.99776 | -0.015699 | 0.99888 | -0.0078182 | 16.9566
21 | 0.0033169 | 0.00083094 | -0.0033165 | -0.00083115 | 4.5854e-07 | -2.1245e-07 | 0.0049573 | 0.0049574 | 0.0049574 | 0.99562 | -0.030716 | 0.99548 | -0.031715 | 1.8361
22 | 0.0012051 | 0.00030198 | -0.001205 | -0.00030201 | 5.8188e-09 | -3.5127e-08 | 0.0018013 | 0.0018013 | 0.0018013 | 0.99548 | -0.031715 | 0.99547 | -0.03175 | 0.66714
23 | -0.032076 | -0.0080457 | 0.032111 | 0.0080588 | 3.4813e-05 | 1.3069e-05 | 0.047785 | 0.047785 | 0.047785 | 0.99888 | -0.0078182 | 1 | 0 | 17.6982
24 | 0.096428 | 0.024397 | -0.09586 | -0.024179 | 0.00056714 | 0.00021756 | 0.14357 | 0.14357 | 0.14357 | 1 | 0 | 0.99393 | -0.041935 | 53.173
25 | 0.11087 | 0.028012 | -0.1105 | -0.027872 | 0.00036623 | 0.00013973 | 0.16506 | 0.16506 | 0.16506 | 1 | 0 | 0.99659 | -0.023555 | 30.5662
26 | 0.093034 | 0.023471 | -0.092903 | -0.023421 | 0.00013193 | 5.0599e-05 | 0.13934 | 0.13934 | 0.13934 | 0.99393 | -0.041935 | 0.99248 | -0.052058 | 51.606
27 | 0.10696 | 0.026983 | -0.10683 | -0.026935 | 0.0001279 | 4.8774e-05 | 0.15976 | 0.15976 | 0.15976 | 0.99659 | -0.023555 | 0.99536 | -0.03209 | 29.5854
28 | 0.0035473 | 0.00088885 | -0.003547 | -0.00088896 | 3.0525e-07 | -1.0979e-07 | 0.0052964 | 0.0052965 | 0.0052965 | 0.99659 | -0.023555 | 0.9965 | -0.024177 | 1.9617
29 | -0.072904 | -0.01834 | 0.073084 | 0.018409 | 0.00017937 | 6.8687e-05 | 0.11007 | 0.11007 | 0.11007 | 0.98578 | -0.098997 | 0.98829 | -0.081401 | 40.7673
30 | 0.072904 | 0.01834 | -0.072632 | -0.018236 | 0.00027231 | 0.00010428 | 0.11007 | 0.11007 | 0.11007 | 0.98578 | -0.098997 | 0.98199 | -0.12588 | 40.7674
31 | -0.082393 | -0.020741 | 0.082732 | 0.020871 | 0.00033911 | 0.00012997 | 0.12409 | 0.12409 | 0.12409 | 0.98829 | -0.081401 | 0.99248 | -0.052058 | 45.9585
32 | 0.05289 | 0.013285 | -0.052832 | -0.013263 | 5.7394e-05 | 2.1894e-05 | 0.080155 | 0.080155 | 0.080155 | 0.98199 | -0.12588 | 0.98089 | -0.13369 | 29.687
33 | 0.019743 | 0.0049506 | -0.019731 | -0.0049464 | 1.1627e-05 | 4.2085e-06 | 0.029917 | 0.029917 | 0.029917 | 0.98199 | -0.12588 | 0.98139 | -0.13013 | 11.0804
34 | 0.010171 | 0.0025493 | -0.010163 | -0.0025471 | 7.4248e-06 | 2.1949e-06 | 0.015249 | 0.015249 | 0.015249 | 0.99248 | -0.052058 | 0.99173 | -0.057332 | 5.6477
35 | 0.038333 | 0.0096295 | -0.038292 | -0.0096142 | 4.0495e-05 | 1.5333e-05 | 0.058159 | 0.058159 | 0.058159 | 0.98089 | -0.13369 | 0.97982 | -0.1413 | 21.5405
36 | 0.014499 | 0.0036338 | -0.014493 | -0.0036316 | 6.473e-06 | 2.2191e-06 | 0.021996 | 0.021996 | 0.021996 | 0.98089 | -0.13369 | 0.98043 | -0.13692 | 8.1466
37 | 0.018092 | 0.0045355 | -0.01809 | -0.0045349 | 1.5974e-06 | 5.7142e-07 | 0.027432 | 0.027432 | 0.027432 | 0.98139 | -0.13013 | 0.9813 | -0.13077 | 10.1598
38 | 0.0076837 | 0.0019257 | -0.007682 | -0.0019253 | 1.657e-06 | 3.7956e-07 | 0.011529 | 0.011529 | 0.011529 | 0.99173 | -0.057332 | 0.99151 | -0.05889 | 4.2699
39 | 0.03284 | 0.0082479 | -0.032752 | -0.0082149 | 8.7852e-05 | 3.3078e-05 | 0.049879 | 0.04988 | 0.04988 | 0.97982 | -0.1413 | 0.97711 | -0.16059 | 18.474
40 | 0.0054521 | 0.0013662 | -0.0054516 | -0.0013662 | 5.2494e-07 | 4.7361e-08 | 0.0082798 | 0.0082799 | 0.0082799 | 0.97982 | -0.1413 | 0.97972 | -0.14199 | 3.0666
41 | 0.012612 | 0.0031601 | -0.012607 | -0.0031586 | 4.3618e-06 | 1.4371e-06 | 0.019141 | 0.019141 | 0.019141 | 0.98043 | -0.13692 | 0.98008 | -0.13942 | 7.0892
42 | 0.016069 | 0.0040285 | -0.016059 | -0.004025 | 9.8312e-06 | 3.4462e-06 | 0.024367 | 0.024367 | 0.024367 | 0.9813 | -0.13077 | 0.98068 | -0.13519 | 9.0249
43 | 0.031496 | 0.0078999 | -0.031493 | -0.0078987 | 3.1639e-06 | 1.1893e-06 | 0.047966 | 0.047966 | 0.047966 | 0.97711 | -0.16059 | 0.97701 | -0.16131 | 17.7652
44 | 0.0035895 | 0.0008995 | -0.0035893 | -0.00089955 | 1.7961e-07 | -5.2865e-08 | 0.0054517 | 0.0054518 | 0.0054518 | 0.97972 | -0.14199 | 0.97967 | -0.14235 | 2.0192
45 | 0.014012 | 0.0035118 | -0.014009 | -0.003511 | 2.4465e-06 | 8.3152e-07 | 0.02126 | 0.02126 | 0.02126 | 0.98068 | -0.13519 | 0.9805 | -0.13645 | 7.8741
46 | 0.10547 | 0.026595 | -0.10543 | -0.026578 | 4.3957e-05 | 1.6759e-05 | 0.15774 | 0.15774 | 0.15774 | 0.99536 | -0.03209 | 0.99494 | -0.035065 | 29.2102
47 | 0.10223 | 0.025775 | -0.102 | -0.025689 | 0.00022454 | 8.5564e-05 | 0.15294 | 0.15294 | 0.15294 | 0.99494 | -0.035065 | 0.99268 | -0.050776 | 28.3226
48 | 0.102 | 0.025689 | -0.10187 | -0.025641 | 0.00012691 | 4.87e-05 | 0.15294 | 0.15294 | 0.15294 | 0.99268 | -0.050776 | 0.99141 | -0.059687 | 56.6452
49 | 0.099846 | 0.025132 | -0.099714 | -0.025082 | 0.00013178 | 5.0565e-05 | 0.1499 | 0.1499 | 0.1499 | 0.99141 | -0.059687 | 0.99006 | -0.069152 | 55.518
50 | -0.0084928 | -0.002124 | 0.0084955 | 0.0021247 | 2.7218e-06 | 7.2465e-07 | 0.012978 | 0.012978 | 0.012978 | 0.97364 | -0.18582 | 0.97396 | -0.18349 | 4.8066
51 | 0.0071113 | 0.0017778 | -0.0071109 | -0.0017777 | 4.2424e-07 | 9.1568e-08 | 0.010867 | 0.010867 | 0.010867 | 0.97364 | -0.18582 | 0.97358 | -0.18625 | 4.0247
52 | -0.0093359 | -0.0023353 | 0.0093371 | 0.0023357 | 1.1908e-06 | 3.4123e-07 | 0.014262 | 0.014262 | 0.014262 | 0.97396 | -0.18349 | 0.97409 | -0.18257 | 5.2821
53 | 0.0063254 | 0.0015812 | -0.0063238 | -0.0015809 | 1.6025e-06 | 2.7464e-07 | 0.0096662 | 0.0096663 | 0.0096663 | 0.97358 | -0.18625 | 0.97333 | -0.18809 | 3.5801
54 | 0.00078555 | 0.00019645 | -0.00078551 | -0.00019687 | 3.0836e-08 | -4.1448e-07 | 0.0012005 | 0.0012006 | 0.0012006 | 0.97358 | -0.18625 | 0.97354 | -0.18654 | 0.44467
55 | -0.011741 | -0.0029382 | 0.011746 | 0.0029397 | 4.5017e-06 | 1.4521e-06 | 0.017934 | 0.017934 | 0.017934 | 0.97409 | -0.18257 | 0.97448 | -0.17979 | 6.6423
56 | 0.0058196 | 0.0014546 | -0.0058189 | -0.0014545 | 7.0481e-07 | 9.3694e-08 | 0.0088955 | 0.0088956 | 0.0088956 | 0.97333 | -0.18809 | 0.97321 | -0.18897 | 3.2947
57 | -0.013691 | -0.0034272 | 0.013697 | 0.0034291 | 5.6958e-06 | 1.9304e-06 | 0.020904 | 0.020904 | 0.020904 | 0.97448 | -0.17979 | 0.9749 | -0.17678 | 7.7424
58 | 0.0048196 | 0.0012041 | -0.0048191 | -0.001204 | 4.9802e-07 | 8.8765e-09 | 0.0073677 | 0.0073678 | 0.0073678 | 0.97321 | -0.18897 | 0.9731 | -0.18972 | 2.7288
59 | -0.015205 | -0.0038071 | 0.015211 | 0.0038094 | 6.4477e-06 | 2.2406e-06 | 0.023207 | 0.023206 | 0.023207 | 0.9749 | -0.17678 | 0.97532 | -0.17371 | 8.595
60 | 0.0037378 | 0.00093304 | -0.0037339 | -0.00093389 | 3.8098e-06 | -8.5481e-07 | 0.0057142 | 0.0057151 | 0.0057151 | 0.9731 | -0.18972 | 0.97208 | -0.19713 | 2.1167
61 | 0.0034233 | 0.00085751 | -0.0034227 | -0.00085771 | 5.6614e-07 | -1.9729e-07 | 0.0052226 | 0.0052227 | 0.0052227 | 0.97532 | -0.17371 | 0.97516 | -0.17491 | 1.9343
62 | -0.018635 | -0.0046669 | 0.018645 | 0.0046705 | 1.0092e-05 | 3.6315e-06 | 0.028429 | 0.028429 | 0.028429 | 0.97532 | -0.17371 | 0.97587 | -0.1698 | 10.5293
63 | 0.0010229 | 0.00025571 | -0.0010228 | -0.00025635 | 8.2769e-08 | -6.3888e-07 | 0.0015656 | 0.0015658 | 0.0015658 | 0.97208 | -0.19713 | 0.972 | -0.19772 | 0.57994
64 | 0.002711 | 0.00067818 | -0.0027098 | -0.00067914 | 1.2421e-06 | -9.5459e-07 | 0.0041495 | 0.00415 | 0.00415 | 0.97208 | -0.19713 | 0.97162 | -0.20045 | 1.537
65 | 0.0014855 | 0.0003722 | -0.0014855 | -0.00037229 | 2.6891e-08 | -9.4293e-08 | 0.0022667 | 0.0022667 | 0.0022667 | 0.97516 | -0.17491 | 0.97514 | -0.17504 | 0.83953
66 | -0.020509 | -0.0051377 | 0.020517 | 0.0051405 | 7.7244e-06 | 2.8127e-06 | 0.031271 | 0.031271 | 0.031271 | 0.97587 | -0.1698 | 0.97625 | -0.16708 | 11.582
67 | -0.025509 | -0.0063917 | 0.025534 | 0.0064009 | 2.4571e-05 | 9.1244e-06 | 0.038881 | 0.038881 | 0.038881 | 0.97625 | -0.16708 | 0.97722 | -0.16012 | 14.4003
68 | -0.065715 | -0.016536 | 0.065778 | 0.01656 | 6.2722e-05 | 2.3992e-05 | 0.098998 | 0.098998 | 0.098998 | 0.98798 | -0.083736 | 0.98895 | -0.076903 | 36.666
69 | 0.065715 | 0.016536 | -0.06563 | -0.016504 | 8.5108e-05 | 3.2556e-05 | 0.098998 | 0.098998 | 0.098998 | 0.98798 | -0.083736 | 0.98666 | -0.093028 | 36.666
70 | 0.010549 | 0.0026424 | -0.010545 | -0.0026413 | 3.7736e-06 | 1.1435e-06 | 0.015872 | 0.015872 | 0.015872 | 0.98895 | -0.076903 | 0.98859 | -0.079491 | 5.8784
71 | -0.076327 | -0.019202 | 0.076409 | 0.019234 | 8.2625e-05 | 3.165e-05 | 0.11487 | 0.11487 | 0.11487 | 0.98895 | -0.076903 | 0.99006 | -0.069152 | 42.5443
72 | 0.059635 | 0.015001 | -0.059534 | -0.014962 | 0.00010081 | 3.852e-05 | 0.089957 | 0.089957 | 0.089957 | 0.98666 | -0.093028 | 0.98494 | -0.10517 | 33.3173
73 | 0.023305 | 0.0058478 | -0.023282 | -0.0058394 | 2.2921e-05 | 8.4314e-06 | 0.035029 | 0.035029 | 0.035029 | 0.99006 | -0.069152 | 0.98905 | -0.076246 | 12.9738
74 | 0.0068105 | 0.0017053 | -0.0068088 | -0.001705 | 1.6497e-06 | 3.1198e-07 | 0.010251 | 0.010251 | 0.010251 | 0.98859 | -0.079491 | 0.98834 | -0.081244 | 3.7965
75 | 0.052503 | 0.0132 | -0.052438 | -0.013175 | 6.4967e-05 | 2.4777e-05 | 0.079334 | 0.079334 | 0.079334 | 0.98494 | -0.10517 | 0.98368 | -0.11406 | 29.383
76 | 0.021263 | 0.0053332 | -0.021259 | -0.0053318 | 3.8483e-06 | 1.4028e-06 | 0.031991 | 0.031991 | 0.031991 | 0.98905 | -0.076246 | 0.98887 | -0.077552 | 11.8485
77 | 0.0043086 | 0.0010784 | -0.0043072 | -0.0010785 | 1.3218e-06 | -1.3661e-07 | 0.0064863 | 0.0064865 | 0.0064865 | 0.98834 | -0.081244 | 0.98803 | -0.083465 | 2.4024
78 | 0.051027 | 0.012822 | -0.050957 | -0.012795 | 7.0039e-05 | 2.6699e-05 | 0.077201 | 0.077201 | 0.077201 | 0.98368 | -0.11406 | 0.98229 | -0.12394 | 28.5929
79 | 0.020871 | 0.0052346 | -0.020863 | -0.0052317 | 7.8097e-06 | 2.841e-06 | 0.031407 | 0.031407 | 0.031407 | 0.98887 | -0.077552 | 0.98849 | -0.080252 | 11.6322
80 | -0.029806 | -0.0074709 | 0.029812 | 0.0074733 | 6.554e-06 | 2.4569e-06 | 0.045386 | 0.045386 | 0.045386 | 0.97722 | -0.16012 | 0.97744 | -0.15853 | 16.8095
81 | 0.0042721 | 0.00107 | -0.0042712 | -0.0010701 | 8.4712e-07 | -7.6047e-08 | 0.0065049 | 0.006505 | 0.006505 | 0.97722 | -0.16012 | 0.97702 | -0.16155 | 2.4093
82 | -0.037458 | -0.009389 | 0.03757 | 0.0094313 | 0.00011175 | 4.2289e-05 | 0.057025 | 0.057025 | 0.057025 | 0.97744 | -0.15853 | 0.98045 | -0.13705 | 21.1204
83 | 0.0076459 | 0.0019157 | -0.0076441 | -0.0019152 | 1.7908e-06 | 4.2334e-07 | 0.01164 | 0.01164 | 0.01164 | 0.97744 | -0.15853 | 0.9772 | -0.16023 | 4.311
84 | 0.00082946 | 0.00020753 | -0.00082943 | -0.00020788 | 2.8632e-08 | -3.4907e-07 | 0.0012632 | 0.0012633 | 0.0012633 | 0.97702 | -0.16155 | 0.97698 | -0.1618 | 0.46788
85 | 0.0022696 | 0.00056849 | -0.0022694 | -0.00056876 | 2.0256e-07 | -2.6712e-07 | 0.0034444 | 0.0034445 | 0.0034445 | 0.98045 | -0.13705 | 0.98036 | -0.1377 | 1.2758
86 | -0.039839 | -0.0099998 | 0.039879 | 0.010015 | 3.9226e-05 | 1.487e-05 | 0.060469 | 0.060469 | 0.060469 | 0.98045 | -0.13705 | 0.98144 | -0.12997 | 22.396
87 | 0.0053789 | 0.0013475 | -0.0053785 | -0.0013475 | 4.2149e-07 | 3.5978e-08 | 0.0081904 | 0.0081905 | 0.0081905 | 0.9772 | -0.16023 | 0.97712 | -0.16079 | 3.0335
88 | -0.041738 | -0.010481 | 0.041773 | 0.010494 | 3.4991e-05 | 1.3281e-05 | 0.063289 | 0.063289 | 0.063289 | 0.98144 | -0.12997 | 0.98229 | -0.12394 | 23.4404
89 | 0.0036162 | 0.00090594 | -0.0036155 | -0.00090613 | 6.8559e-07 | -1.9004e-07 | 0.0055068 | 0.0055069 | 0.0055069 | 0.97712 | -0.16079 | 0.97693 | -0.16216 | 2.0396
90 | 0.0017623 | 0.00044155 | -0.0017623 | -0.00044166 | 4.7837e-08 | -1.1492e-07 | 0.0026837 | 0.0026837 | 0.0026837 | 0.97712 | -0.16079 | 0.9771 | -0.16099 | 0.99398
91 | 0.0073724 | 0.0018472 | -0.0073701 | -0.0018467 | 2.3033e-06 | 5.1136e-07 | 0.011168 | 0.011168 | 0.011168 | 0.98229 | -0.12394 | 0.98198 | -0.1262 | 4.1363
92 | 0.0058275 | 0.0014601 | -0.0058275 | -0.0014601 | 4.3959e-08 | 5.4783e-09 | 0.0088305 | 0.0088305 | 0.0088305 | 0.98198 | -0.1262 | 0.98197 | -0.12625 | 3.2705
93 | 0.0046741 | 0.0011711 | -0.0046733 | -0.0011711 | 8.212e-07 | -1.5956e-08 | 0.0070827 | 0.0070829 | 0.0070829 | 0.98197 | -0.12625 | 0.98179 | -0.12752 | 2.6233
94 | 0.0036224 | 0.0009077 | -0.0036221 | -0.00090779 | 2.9198e-07 | -8.3994e-08 | 0.0054901 | 0.0054902 | 0.0054902 | 0.98179 | -0.12752 | 0.98171 | -0.12811 | 2.0334
95 | 0.020217 | 0.0050699 | -0.020204 | -0.0050652 | 1.32e-05 | 4.7842e-06 | 0.030435 | 0.030435 | 0.030435 | 0.98849 | -0.080252 | 0.98782 | -0.084965 | 11.2723
96 | 0.0042251 | 0.0010584 | -0.0042247 | -0.0010585 | 3.994e-07 | -4.8654e-08 | 0.0063644 | 0.0063645 | 0.0063645 | 0.98782 | -0.084965 | 0.98773 | -0.085648 | 2.3572
97 | 0.015979 | 0.0040067 | -0.015965 | -0.0040017 | 1.43e-05 | 4.994e-06 | 0.024071 | 0.024071 | 0.024071 | 0.98782 | -0.084965 | 0.98691 | -0.091428 | 8.9152
98 | 0.0018041 | 0.00045146 | -0.0018038 | -0.00045208 | 2.5881e-07 | -6.1998e-07 | 0.0027168 | 0.002717 | 0.002717 | 0.98803 | -0.083465 | 0.98788 | -0.084503 | 1.0063
99 | 0.0014775 | 0.00036999 | -0.0014774 | -0.00037027 | 7.3117e-08 | -2.7497e-07 | 0.002225 | 0.0022251 | 0.0022251 | 0.98803 | -0.083465 | 0.98798 | -0.083823 | 0.82412
100 | 0.0037245 | 0.00093311 | -0.0037245 | -0.00093312 | 4.875e-08 | -1.3012e-08 | 0.0056109 | 0.0056109 | 0.0056109 | 0.98773 | -0.085648 | 0.98771 | -0.085743 | 2.0781
101 | 0.015293 | 0.0038335 | -0.01529 | -0.0038322 | 3.7093e-06 | 1.2838e-06 | 0.023059 | 0.023059 | 0.023059 | 0.98691 | -0.091428 | 0.98666 | -0.09318 | 8.5404
102 | 0.0034168 | 0.00085601 | -0.0034164 | -0.00085616 | 4.075e-07 | -1.5868e-07 | 0.0051473 | 0.0051475 | 0.0051475 | 0.98771 | -0.085743 | 0.98759 | -0.086605 | 1.9065
103 | 0.012138 | 0.0030424 | -0.012136 | -0.0030417 | 2.2897e-06 | 7.4083e-07 | 0.018306 | 0.018306 | 0.018306 | 0.98666 | -0.09318 | 0.98647 | -0.094542 | 6.7802
104 | 0.0028971 | 0.00072603 | -0.0028971 | -0.00072606 | 5.2939e-08 | -3.6611e-08 | 0.0043651 | 0.0043651 | 0.0043651 | 0.98759 | -0.086605 | 0.98757 | -0.086737 | 1.6167
105 | 0.0023766 | 0.00059562 | -0.0023766 | -0.00059563 | 5.1306e-09 | -6.2309e-09 | 0.0035809 | 0.0035809 | 0.0035809 | 0.98757 | -0.086737 | 0.98757 | -0.086753 | 1.3263
106 | 0.00093315 | 0.00023373 | -0.00093314 | -0.00023387 | 1.4631e-08 | -1.4119e-07 | 0.0014177 | 0.0014177 | 0.0014177 | 0.97942 | -0.1442 | 0.9794 | -0.14432 | 0.52508
107 | 0.024379 | 0.0061163 | -0.024344 | -0.0061034 | 3.4993e-05 | 1.295e-05 | 0.037132 | 0.037132 | 0.037132 | 0.97701 | -0.16131 | 0.97557 | -0.17167 | 13.7526
108 | 0.0071138 | 0.0017824 | -0.0071125 | -0.0017821 | 1.3185e-06 | 2.8175e-07 | 0.010834 | 0.010834 | 0.010834 | 0.97701 | -0.16131 | 0.97683 | -0.16265 | 4.0128
109 | 0.001814 | 0.00045463 | -0.001814 | -0.00045464 | 2.4743e-09 | -5.6253e-09 | 0.0027553 | 0.0027553 | 0.0027553 | 0.97967 | -0.14235 | 0.97967 | -0.14236 | 1.0205
110 | 0.006502 | 0.0016283 | -0.0065014 | -0.0016282 | 6.5966e-07 | 1.1952e-07 | 0.009917 | 0.0099171 | 0.0099171 | 0.97557 | -0.17167 | 0.97546 | -0.17241 | 3.673
111 | 0.017842 | 0.0044751 | -0.01783 | -0.0044711 | 1.1181e-05 | 3.9983e-06 | 0.027215 | 0.027215 | 0.027215 | 0.97557 | -0.17167 | 0.97494 | -0.1762 | 10.0796
112 | 0.0050084 | 0.001255 | -0.0050073 | -0.0012549 | 1.1197e-06 | 4.4835e-08 | 0.0076293 | 0.0076294 | 0.0076294 | 0.97683 | -0.16265 | 0.9766 | -0.16427 | 2.8257
113 | 0.0021041 | 0.00052714 | -0.002104 | -0.00052731 | 1.1409e-07 | -1.789e-07 | 0.0032052 | 0.0032053 | 0.0032053 | 0.97683 | -0.16265 | 0.97677 | -0.16305 | 1.1871
114 | 0.0025425 | 0.00063601 | -0.0025423 | -0.00063621 | 2.1065e-07 | -1.9917e-07 | 0.003878 | 0.0038781 | 0.0038781 | 0.97546 | -0.17241 | 0.97538 | -0.17301 | 1.4363
115 | 0.01692 | 0.0042428 | -0.016917 | -0.004242 | 2.3456e-06 | 8.319e-07 | 0.025825 | 0.025825 | 0.025825 | 0.97494 | -0.1762 | 0.9748 | -0.1772 | 9.5648
116 | 0.0025423 | 0.00063621 | -0.0025419 | -0.00063657 | 3.841e-07 | -3.6301e-07 | 0.0038781 | 0.0038783 | 0.0038783 | 0.97538 | -0.17301 | 0.97523 | -0.1741 | 1.4364
117 | 0.015179 | 0.0038064 | -0.015179 | -0.0038063 | 3.2442e-07 | 1.1271e-07 | 0.023172 | 0.023172 | 0.023172 | 0.9748 | -0.1772 | 0.97477 | -0.17735 | 8.5822
118 | 0.011539 | 0.0028919 | -0.011535 | -0.0028907 | 3.7533e-06 | 1.1963e-06 | 0.017511 | 0.017512 | 0.017512 | 0.9805 | -0.13645 | 0.98017 | -0.1388 | 6.4858
119 | 0.010156 | 0.0025451 | -0.010154 | -0.0025443 | 2.4772e-06 | 7.4234e-07 | 0.015418 | 0.015418 | 0.015418 | 0.98017 | -0.1388 | 0.97993 | -0.14056 | 5.7104
120 | 0.0083421 | 0.0020903 | -0.0083407 | -0.00209 | 1.3877e-06 | 3.5915e-07 | 0.012667 | 0.012667 | 0.012667 | 0.97993 | -0.14056 | 0.97976 | -0.14176 | 4.6916
121 | 0.0069512 | 0.0017417 | -0.0069498 | -0.0017414 | 1.4374e-06 | 2.9262e-07 | 0.010557 | 0.010557 | 0.010557 | 0.97976 | -0.14176 | 0.97955 | -0.14326 | 3.9101
122 | 0.0051004 | 0.0012779 | -0.0051 | -0.0012779 | 3.8243e-07 | 1.8579e-08 | 0.0077478 | 0.0077479 | 0.0077479 | 0.97955 | -0.14326 | 0.97948 | -0.1438 | 2.8696
123 | 0.0038721 | 0.00097016 | -0.0038717 | -0.00097024 | 3.9999e-07 | -7.9288e-08 | 0.0058824 | 0.0058825 | 0.0058825 | 0.97948 | -0.1438 | 0.97937 | -0.14455 | 2.1787
124 | 0.0017104 | 0.00042855 | -0.0017103 | -0.00042865 | 3.7554e-08 | -9.7697e-08 | 0.0025986 | 0.0025987 | 0.0025987 | 0.97937 | -0.14455 | 0.97935 | -0.14471 | 0.96247
125 | 0.013343 | 0.0033462 | -0.01332 | -0.0033384 | 2.2962e-05 | 7.728e-06 | 0.020369 | 0.02037 | 0.02037 | 0.97477 | -0.17735 | 0.97304 | -0.18979 | 7.5443
126 | 0.011443 | 0.0028679 | -0.011442 | -0.0028676 | 1.0615e-06 | 3.3926e-07 | 0.017499 | 0.017499 | 0.017499 | 0.97304 | -0.18979 | 0.97295 | -0.19046 | 6.4811
127 | 0.0025419 | 0.00063657 | -0.0025415 | -0.00063695 | 4.0347e-07 | -3.8109e-07 | 0.0038783 | 0.0038784 | 0.0038784 | 0.97523 | -0.1741 | 0.97507 | -0.17525 | 1.4365

## res_trafo
| p_hv_mw | q_hv_mvar | p_lv_mw | q_lv_mvar | pl_mw | ql_mvar | i_hv_ka | i_lv_ka | vm_hv_pu | va_hv_degree | vm_lv_pu | va_lv_degree | loading_percent
0 | 2.5187e-16 | 8.8016e-16 | 0.00079998 | 7.4552e-08 | 0.00079998 | 7.4552e-08 | 2.6429e-17 | 0.0011547 | 0.99998 | 149.9947 | 1 | 0 | 0.31999

## res_ext_grid
| p_mw | q_mvar
0 | 0.24021 | 0.060468

## res_load
| p_mw | q_mvar
0 | 0.0027994 | 0.0007016
1 | 0.0016395 | 0.00041089
2 | 0.0020034 | 0.00050209
3 | 0.00074761 | 0.00018737
4 | 0.0015723 | 0.00039406
5 | 0.0041241 | 0.0010336
6 | 0.0016835 | 0.00042192
7 | 0.0011772 | 0.00029504
8 | 0.0020282 | 0.00050831
9 | 0.0062439 | 0.0015649
10 | 0.0084599 | 0.0021202
11 | 0.0015288 | 0.00038316
12 | 0.0026518 | 0.0006646
13 | 0.0034021 | 0.00085264
14 | 0.0012882 | 0.00032286
15 | 0.0080229 | 0.0020107
16 | 0.0021811 | 0.00054665
17 | 0.0021114 | 0.00052917
18 | 0.001205 | 0.00030201
19 | 0.0013443 | 0.0003369
20 | 0.002826 | 0.00070826
21 | 0.0016394 | 0.00041087
22 | 0.0024794 | 0.00062139
23 | 0.0018813 | 0.00047149
24 | 0.0020208 | 0.00050646
25 | 0.007682 | 0.0019253
26 | 0.0012566 | 0.00031493
27 | 0.0018621 | 0.00046668
28 | 0.0039334 | 0.00098579
29 | 0.0020478 | 0.00051323
30 | 0.003547 | 0.00088896
31 | 0.0013553 | 0.00033967
32 | 0.0032051 | 0.00080327
33 | 0.0020278 | 0.00050822
34 | 0.0013815 | 0.00034624
35 | 0.00084037 | 0.00021062
36 | 0.0024042 | 0.00060254
37 | 0.00050418 | 0.00012636
38 | 0.00078551 | 0.00019687
39 | 0.0019452 | 0.00048751
40 | 0.00099926 | 0.00025044
41 | 0.0015083 | 0.00037801
42 | 0.0010814 | 0.00027101
43 | 0.0027098 | 0.00067914
44 | 0.0010228 | 0.00025635
45 | 0.0019372 | 0.00048551
46 | 0.0018641 | 0.00046719
47 | 0.0014855 | 0.00037229
48 | 0.0049924 | 0.0012512
49 | 0.0059953 | 0.0015026
50 | 0.0037345 | 0.00093595
51 | 0.0070313 | 0.0017622
52 | 0.0020195 | 0.00050614
53 | 0.0025003 | 0.00062663
54 | 0.0014103 | 0.00035346
55 | 0.00038812 | 9.7271e-05
56 | 0.0034417 | 0.00086258
57 | 0.0022652 | 0.00056771
58 | 0.00082943 | 0.00020788
59 | 0.0022694 | 0.00056876
60 | 0.0018599 | 0.00046613
61 | 0.0018114 | 0.00045399
62 | 0.0036155 | 0.00090613
63 | 0.0017623 | 0.00044166
64 | 0.0015426 | 0.0003866
65 | 0.0011533 | 0.00028906
66 | 0.0010509 | 0.00026338
67 | 0.0036221 | 0.00090779
68 | 0.00064554 | 0.00016179
69 | 0.0010257 | 0.00025707
70 | 0.0005002 | 0.00012536
71 | 0.00067132 | 0.00016825
72 | 0.0003077 | 7.7118e-05
73 | 0.0031513 | 0.00078979
74 | 0.0036673 | 0.00091912
75 | 0.00051925 | 0.00013014
76 | 0.00052048 | 0.00013045
77 | 0.0014774 | 0.00037027
78 | 0.0018038 | 0.00045208
79 | 0.0023766 | 0.00059563
80 | 0.0012922 | 0.00032386
81 | 0.00093314 | 0.00023387
82 | 0.0017753 | 0.00044492
83 | 0.001814 | 0.00045464
84 | 0.002104 | 0.00052731
85 | 0.0050073 | 0.0012549
86 | 0.0039589 | 0.0009922
87 | 0.0009107 | 0.00022824
88 | 0.0017381 | 0.00043561
89 | 0.0024702 | 0.00061908
90 | 0.001379 | 0.00034562
91 | 0.0018115 | 0.00045401
92 | 0.0013895 | 0.00034825
93 | 0.0018494 | 0.00046349
94 | 0.0012279 | 0.00030775
95 | 0.0021613 | 0.00054168
96 | 0.0017103 | 0.00042865
97 | 0.0018359 | 0.00046011
98 | 0.0018773 | 0.0004705
99 | 0.011442 | 0.0028676
100 | 0.0025415 | 0.00063695

## dtypes
| element | column | dtype
0 | bus | name | object
1 | bus | vn_kv | float64
2 | bus | type | object
3 | bus | zone | object
4 | bus | in_service | bool
5 | load | name | object
6 | load | bus | uint32
7 | load | p_mw | float64
8 | load | q_mvar | float64
9 | load | const_z_percent | float64
10 | load | const_i_percent | float64
11 | load | sn_mva | float64
12 | load | scaling | float64
13 | load | in_service | bool
14 | load | type | object
15 | ext_grid | name | object
16 | ext_grid | bus | uint32
17 | ext_grid | vm_pu | float64
18 | ext_grid | va_degree | float64
19 | ext_grid | slack_weight | float64
20 | ext_grid | in_service | bool
21 | line | name | object
22 | line | std_type | object
23 | line | from_bus | uint32
24 | line | to_bus | uint32
25 | line | length_km | float64
26 | line | r_ohm_per_km | float64
27 | line | x_ohm_per_km | float64
28 | line | c_nf_per_km | float64
29 | line | g_us_per_km | float64
30 | line | max_i_ka | float64
31 | line | df | float64
32 | line | parallel | uint32
33 | line | type | object
34 | line | in_service | bool
35 | trafo | name | object
36 | trafo | std_type | object
37 | trafo | hv_bus | uint32
38 | trafo | lv_bus | uint32
39 | trafo | sn_mva | float64
40 | trafo | vn_hv_kv | float64
41 | trafo | vn_lv_kv | float64
42 | trafo | vk_percent | float64
43 | trafo | vkr_percent | float64
44 | trafo | pfe_kw | float64
45 | trafo | i0_percent | float64
46 | trafo | shift_degree | float64
47 | trafo | tap_side | object
48 | trafo | tap_neutral | int32
49 | trafo | tap_min | int32
50 | trafo | tap_max | int32
51 | trafo | tap_step_percent | float64
52 | trafo | tap_step_degree | float64
53 | trafo | tap_pos | int32
54 | trafo | tap_phase_shifter | bool
55 | trafo | parallel | uint32
56 | trafo | df | float64
57 | trafo | in_service | bool
58 | line_geodata | coords | object
59 | bus_geodata | x | float64
60 | bus_geodata | y | float64
61 | bus_geodata | coords | object
62 | res_bus | vm_pu | float64
63 | res_bus | va_degree | float64
64 | res_bus | p_mw | float64
65 | res_bus | q_mvar | float64
66 | res_line | p_from_mw | float64
67 | res_line | q_from_mvar | float64
68 | res_line | p_to_mw | float64
69 | res_line | q_to_mvar | float64
70 | res_line | pl_mw | float64
71 | res_line | ql_mvar | float64
72 | res_line | i_from_ka | float64
73 | res_line | i_to_ka | float64
74 | res_line | i_ka | float64
75 | res_line | vm_from_pu | float64
76 | res_line | va_from_degree | float64
77 | res_line | vm_to_pu | float64
78 | res_line | va_to_degree | float64
79 | res_line | loading_percent | float64
80 | res_trafo | p_hv_mw | float64
81 | res_trafo | q_hv_mvar | float64
82 | res_trafo | p_lv_mw | float64
83 | res_trafo | q_lv_mvar | float64
84 | res_trafo | pl_mw | float64
85 | res_trafo | ql_mvar | float64
86 | res_trafo | i_hv_ka | float64
87 | res_trafo | i_lv_ka | float64
88 | res_trafo | vm_hv_pu | float64
89 | res_trafo | va_hv_degree | float64
90 | res_trafo | vm_lv_pu | float64
91 | res_trafo | va_lv_degree | float64
92 | res_trafo | loading_percent | float64
93 | res_ext_grid | p_mw | float64
94 | res_ext_grid | q_mvar | float64
95 | res_load | p_mw | float64
96 | res_load | q_mvar | float64

## parameters
| version | format_version | converged | OPF_converged | name | f_hz | sn_mva
0 | 2.14.6 | 2.14.0 | TRUE | FALSE |  | 50 | 1