## bus
| name | vn_kv | type | zone | in_service
0 | bus_LV_2054-12_0_7_node_0 | 0.4 | n |  | TRUE
1 | bus_LV_2054-12_0_7_node_1 | 0.4 | n |  | TRUE
2 | bus_LV_2054-12_0_7_node_2 | 0.4 | n |  | TRUE
3 | bus_LV_2054-12_0_7_node_3 | 0.4 | n |  | TRUE
4 | bus_LV_2054-12_0_7_node_4 | 0.4 | n |  | TRUE
5 | bus_LV_2054-12_0_7_node_5 | 0.4 | n |  | TRUE
6 | bus_LV_2054-12_0_7_node_11 | 0.4 | n |  | TRUE
7 | bus_LV_2054-12_0_7_node_6 | 0.4 | n |  | TRUE
8 | bus_LV_2054-12_0_7_node_17 | 0.4 | n |  | TRUE
9 | bus_LV_2054-12_0_7_node_15 | 0.4 | n |  | TRUE
10 | bus_LV_2054-12_0_7_node_9 | 0.4 | n |  | TRUE
11 | bus_LV_2054-12_0_7_node_7 | 0.4 | n |  | TRUE
12 | bus_LV_2054-12_0_7_node_151 | 0.4 | n |  | TRUE
13 | bus_LV_2054-12_0_7_node_16 | 0.4 | n |  | TRUE
14 | bus_LV_2054-12_0_7_node_8 | 0.4 | n |  | TRUE
15 | bus_LV_2054-12_0_7_node_13 | 0.4 | n |  | TRUE
16 | bus_LV_2054-12_0_7_node_14 | 0.4 | n |  | TRUE
17 | bus_LV_2054-12_0_7_node_10 | 0.4 | n |  | TRUE
18 | bus_LV_2054-12_0_7_node_12 | 0.4 | n |  | TRUE
19 | bus_LV_2054-12_0_7_node_18 | 0.4 | n |  | TRUE
20 | bus_LV_2054-12_0_7_node_75 | 0.4 | n |  | TRUE
21 | bus_LV_2054-12_0_7_node_76 | 0.4 | n |  | TRUE
22 | bus_LV_2054-12_0_7_node_19 | 0.4 | n |  | TRUE
23 | bus_LV_2054-12_0_7_node_20 | 0.4 | n |  | TRUE
24 | bus_LV_2054-12_0_7_node_21 | 0.4 | n |  | TRUE
25 | bus_LV_2054-12_0_7_node_22 | 0.4 | n |  | TRUE
26 | bus_LV_2054-12_0_7_node_23 | 0.4 | n |  | TRUE
27 | bus_LV_2054-12_0_7_node_24 | 0.4 | n |  | TRUE
28 | bus_LV_2054-12_0_7_node_125 | 0.4 | n |  | TRUE
29 | bus_LV_2054-12_0_7_node_118 | 0.4 | n |  | TRUE
30 | bus_LV_2054-12_0_7_node_139 | 0.4 | n |  | TRUE
31 | bus_LV_2054-12_0_7_node_25 | 0.4 | n |  | TRUE
32 | bus_LV_2054-12_0_7_node_26 | 0.4 | n |  | TRUE
33 | bus_LV_2054-12_0_7_node_149 | 0.4 | n |  | TRUE
34 | bus_LV_2054-12_0_7_node_27 | 0.4 | n |  | TRUE
35 | bus_LV_2054-12_0_7_node_77 | 0.4 | n |  | TRUE
36 | bus_LV_2054-12_0_7_node_74 | 0.4 | n |  | TRUE
37 | bus_LV_2054-12_0_7_node_29 | 0.4 | n |  | TRUE
38 | bus_LV_2054-12_0_7_node_28 | 0.4 | n |  | TRUE
39 | bus_LV_2054-12_0_7_node_30 | 0.4 | n |  | TRUE
40 | bus_LV_2054-12_0_7_node_31 | 0.4 | n |  | TRUE
41 | bus_LV_2054-12_0_7_node_32 | 0.4 | n |  | TRUE
42 | bus_LV_2054-12_0_7_node_52 | 0.4 | n |  | TRUE
43 | bus_LV_2054-12_0_7_node_49 | 0.4 | n |  | TRUE
44 | bus_LV_2054-12_0_7_node_33 | 0.4 | n |  | TRUE
45 | bus_LV_2054-12_0_7_node_53 | 0.4 | n |  | TRUE
46 | bus_LV_2054-12_0_7_node_50 | 0.4 | n |  | TRUE
47 | bus_LV_2054-12_0_7_node_34 | 0.4 | n |  | TRUE
48 | bus_LV_2054-12_0_7_node_35 | 0.4 | n |  | TRUE
49 | bus_LV_2054-12_0_7_node_36 | 0.4 | n |  | TRUE
50 | bus_LV_2054-12_0_7_node_69 | 0.4 | n |  | TRUE
51 | bus_LV_2054-12_0_7_node_79 | 0.4 | n |  | TRUE
52 | bus_LV_2054-12_0_7_node_80 | 0.4 | n |  | TRUE
53 | bus_LV_2054-12_0_7_node_43 | 0.4 | n |  | TRUE
54 | bus_LV_2054-12_0_7_node_37 | 0.4 | n |  | TRUE
55 | bus_LV_2054-12_0_7_node_38 | 0.4 | n |  | TRUE
56 | bus_LV_2054-12_0_7_node_39 | 0.4 | n |  | TRUE
57 | bus_LV_2054-12_0_7_node_112 | 0.4 | n |  | TRUE
58 | bus_LV_2054-12_0_7_node_113 | 0.4 | n |  | TRUE
59 | bus_LV_2054-12_0_7_node_111 | 0.4 | n |  | TRUE
60 | bus_LV_2054-12_0_7_node_40 | 0.4 | n |  | TRUE
61 | bus_LV_2054-12_0_7_node_41 | 0.4 | n |  | TRUE
62 | bus_LV_2054-12_0_7_node_42 | 0.4 | n |  | TRUE
63 | bus_LV_2054-12_0_7_node_44 | 0.4 | n |  | TRUE
64 | bus_LV_2054-12_0_7_node_45 | 0.4 | n |  | TRUE
65 | bus_LV_2054-12_0_7_node_46 | 0.4 | n |  | TRUE
66 | bus_LV_2054-12_0_7_node_144 | 0.4 | n |  | TRUE
67 | bus_LV_2054-12_0_7_node_47 | 0.4 | n |  | TRUE
68 | bus_LV_2054-12_0_7_node_48 | 0.4 | n |  | TRUE
69 | bus_LV_2054-12_0_7_node_56 | 0.4 | n |  | TRUE
70 | bus_LV_2054-12_0_7_node_51 | 0.4 | n |  | TRUE
71 | bus_LV_2054-12_0_7_node_54 | 0.4 | n |  | TRUE
72 | bus_LV_2054-12_0_7_node_55 | 0.4 | n |  | TRUE
73 | bus_LV_2054-12_0_7_node_57 | 0.4 | n |  | TRUE
74 | bus_LV_2054-12_0_7_node_58 | 0.4 | n |  | TRUE
75 | bus_LV_2054-12_0_7_node_59 | 0.4 | n |  | TRUE
76 | bus_LV_2054-12_0_7_node_134 | 0.4 | n |  | TRUE
77 | bus_LV_2054-12_0_7_node_130 | 0.4 | n |  | TRUE
78 | bus_LV_2054-12_0_7_node_60 | 0.4 | n |  | TRUE
79 | bus_LV_2054-12_0_7_node_137 | 0.4 | n |  | TRUE
80 | bus_LV_2054-12_0_7_node_127 | 0.4 | n |  | TRUE
81 | bus_LV_2054-12_0_7_node_61 | 0.4 | n |  | TRUE
82 | bus_LV_2054-12_0_7_node_62 | 0.4 | n |  | TRUE
83 | bus_LV_2054-12_0_7_node_64 | 0.4 | n |  | TRUE
84 | bus_LV_2054-12_0_7_node_135 | 0.4 | n |  | TRUE
85 | bus_LV_2054-12_0_7_node_65 | 0.4 | n |  | TRUE
86 | bus_LV_2054-12_0_7_node_63 | 0.4 | n |  | TRUE
87 | bus_LV_2054-12_0_7_node_136 | 0.4 | n |  | TRUE
88 | bus_LV_2054-12_0_7_node_66 | 0.4 | n |  | TRUE
89 | bus_LV_2054-12_0_7_node_67 | 0.4 | n |  | TRUE
90 | bus_LV_2054-12_0_7_node_68 | 0.4 | n |  | TRUE
91 | bus_LV_2054-12_0_7_node_73 | 0.4 | n |  | TRUE
92 | bus_LV_2054-12_0_7_node_70 | 0.4 | n |  | TRUE
93 | bus_LV_2054-12_0_7_node_71 | 0.4 | n |  | TRUE
94 | bus_LV_2054-12_0_7_node_72 | 0.4 | n |  | TRUE
95 | bus_LV_2054-12_0_7_node_78 | 0.4 | n |  | TRUE
96 | bus_LV_2054-12_0_7_node_102 | 0.4 | n |  | TRUE
97 | bus_LV_2054-12_0_7_node_126 | 0.4 | n |  | TRUE
98 | bus_LV_2054-12_0_7_node_129 | 0.4 | n |  | TRUE
99 | bus_LV_2054-12_0_7_node_133 | 0.4 | n |  | TRUE
100 | bus_LV_2054-12_0_7_node_131 | 0.4 | n |  | TRUE
101 | bus_LV_2054-12_0_7_node_132 | 0.4 | n |  | TRUE
102 | bus_LV_2054-12_0_7_node_140 | 0.4 | n |  | TRUE
103 | bus_LV_2054-12_0_7_node_141 | 0.4 | n |  | TRUE
104 | bus_LV_2054-12_0_7_node_142 | 0.4 | n |  | TRUE
105 | bus_LV_2054-12_0_7_node_143 | 0.4 | n |  | TRUE
106 | bus_LV_2054-12_0_7_node_152 | 0.4 | n |  | TRUE
107 | bus_LV_2054-12_0_7_node_98 | 0.4 | n |  | TRUE
108 | bus_LV_2054-12_0_7_node_97 | 0.4 | n |  | TRUE
109 | bus_LV_2054-12_0_7_node_95 | 0.4 | n |  | TRUE
110 | bus_LV_2054-12_0_7_node_81 | 0.4 | n |  | TRUE
111 | bus_LV_2054-12_0_7_node_82 | 0.4 | n |  | TRUE
112 | bus_LV_2054-12_0_7_node_83 | 0.4 | n |  | TRUE
113 | bus_LV_2054-12_0_7_node_84 | 0.4 | n |  | TRUE
114 | bus_LV_2054-12_0_7_node_85 | 0.4 | n |  | TRUE
115 | bus_LV_2054-12_0_7_node_87 | 0.4 | n |  | TRUE
116 | bus_LV_2054-12_0_7_node_110 | 0.4 | n |  | TRUE
117 | bus_LV_2054-12_0_7_node_117 | 0.4 | n |  | TRUE
118 | bus_LV_2054-12_0_7_node_86 | 0.4 | n |  | TRUE
119 | bus_LV_2054-12_0_7_node_101 | 0.4 | n |  | TRUE
120 | bus_LV_2054-12_0_7_node_115 | 0.4 | n |  | TRUE
121 | bus_LV_2054-12_0_7_node_88 | 0.4 | n |  | TRUE
122 | bus_LV_2054-12_0_7_node_89 | 0.4 | n |  | TRUE
123 | bus_LV_2054-12_0_7_node_90 | 0.4 | n |  | TRUE
124 | bus_LV_2054-12_0_7_node_91 | 0.4 | n |  | TRUE
125 | bus_LV_2054-12_0_7_node_92 | 0.4 | n |  | TRUE
126 | bus_LV_2054-12_0_7_node_93 | 0.4 | n |  | TRUE
127 | bus_LV_2054-12_0_7_node_94 | 0.4 | n |  | TRUE
128 | bus_LV_2054-12_0_7_node_99 | 0.4 | n |  | TRUE
129 | bus_LV_2054-12_0_7_node_96 | 0.4 | n |  | TRUE
130 | bus_LV_2054-12_0_7_node_100 | 0.4 | n |  | TRUE
131 | bus_LV_2054-12_0_7_node_103 | 0.4 | n |  | TRUE
132 | bus_LV_2054-12_0_7_node_104 | 0.4 | n |  | TRUE
133 | bus_LV_2054-12_0_7_node_107 | 0.4 | n |  | TRUE
134 | bus_LV_2054-12_0_7_node_105 | 0.4 | n |  | TRUE
135 | bus_LV_2054-12_0_7_node_108 | 0.4 | n |  | TRUE
136 | bus_LV_2054-12_0_7_node_106 | 0.4 | n |  | TRUE
137 | bus_LV_2054-12_0_7_node_147 | 0.4 | n |  | TRUE
138 | bus_LV_2054-12_0_7_node_121 | 0.4 | n |  | TRUE
139 | bus_LV_2054-12_0_7_node_145 | 0.4 | n |  | TRUE
140 | bus_LV_2054-12_0_7_node_122 | 0.4 | n |  | TRUE
141 | bus_LV_2054-12_0_7_node_123 | 0.4 | n |  | TRUE
142 | bus_LV_2054-12_0_7_node_119 | 0.4 | n |  | TRUE
143 | bus_LV_2054-12_0_7_node_146 | 0.4 | n |  | TRUE
144 | bus_LV_2054-12_0_7_node_109 | 0.4 | n |  | TRUE
145 | bus_LV_2054-12_0_7_node_148 | 0.4 | n |  | TRUE
146 | bus_LV_2054-12_0_7_node_114 | 0.4 | n |  | TRUE
147 | bus_LV_2054-12_0_7_node_116 | 0.4 | n |  | TRUE
148 | bus_LV_2054-12_0_7_node_120 | 0.4 | n |  | TRUE
149 | bus_LV_2054-12_0_7_node_124 | 0.4 | n |  | TRUE
150 | bus_MV_454_1_node_257 | 20 | n |  | TRUE

## load
| name | bus | p_mw | q_mvar | const_z_percent | const_i_percent | sn_mva | scaling | in_service | type
0 | LV_2054-12_0_7_load_0 | 0 | 0.001381 | 0.00034612 | 0 | 0 |  | 1 | TRUE | wye
1 | LV_2054-12_0_7_load_1 | 1 | 0.00065277 | 0.0001636 | 0 | 0 |  | 1 | TRUE | wye
2 | LV_2054-12_0_7_load_3 | 3 | 0.0013678 | 0.00034279 | 0 | 0 |  | 1 | TRUE | wye
3 | LV_2054-12_0_7_load_11 | 6 | 0.0022732 | 0.00056972 | 0 | 0 |  | 1 | TRUE | wye
4 | LV_2054-12_0_7_load_6 | 7 | 0.00074682 | 0.00018717 | 0 | 0 |  | 1 | TRUE | wye
5 | LV_2054-12_0_7_load_15 | 9 | 0.00076689 | 0.0001922 | 0 | 0 |  | 1 | TRUE | wye
6 | LV_2054-12_0_7_load_9 | 10 | 0.0014036 | 0.00035177 | 0 | 0 |  | 1 | TRUE | wye
7 | LV_2054-12_0_7_load_7 | 11 | 0.00064238 | 0.000161 | 0 | 0 |  | 1 | TRUE | wye
8 | LV_2054-12_0_7_load_151 | 12 | 0.00098175 | 0.00024605 | 0 | 0 |  | 1 | TRUE | wye
9 | LV_2054-12_0_7_load_13 | 15 | 0.00041905 | 0.00010502 | 0 | 0 |  | 1 | TRUE | wye
10 | LV_2054-12_0_7_load_14 | 16 | 0.0018408 | 0.00046136 | 0 | 0 |  | 1 | TRUE | wye
11 | LV_2054-12_0_7_load_10 | 17 | 0.0010855 | 0.00027206 | 0 | 0 |  | 1 | TRUE | wye
12 | LV_2054-12_0_7_load_12 | 18 | 0.0012394 | 0.00031063 | 0 | 0 |  | 1 | TRUE | wye
13 | LV_2054-12_0_7_load_75 | 20 | 0.0044844 | 0.0011239 | 0 | 0 |  | 1 | TRUE | wye
14 | LV_2054-12_0_7_load_19 | 22 | 0.0041452 | 0.0010389 | 0 | 0 |  | 1 | TRUE | wye
15 | LV_2054-12_0_7_load_22 | 25 | 0.0032194 | 0.00080686 | 0 | 0 |  | 1 | TRUE | wye
16 | LV_2054-12_0_7_load_118 | 29 | 0.0011381 | 0.00028523 | 0 | 0 |  | 1 | TRUE | wye
17 | LV_2054-12_0_7_load_139 | 30 | 0.0027889 | 0.00069898 | 0 | 0 |  | 1 | TRUE | wye
18 | LV_2054-12_0_7_load_25 | 31 | 0.004132 | 0.0010356 | 0 | 0 |  | 1 | TRUE | wye
19 | LV_2054-12_0_7_load_26 | 32 | 0.0022817 | 0.00057185 | 0 | 0 |  | 1 | TRUE | wye
20 | LV_2054-12_0_7_load_149 | 33 | 0.010638 | 0.0026661 | 0 | 0 |  | 1 | TRUE | wye
21 | LV_2054-12_0_7_load_27 | 34 | 0.002353 | 0.00058973 | 0 | 0 |  | 1 | TRUE | wye
22 | LV_2054-12_0_7_load_77 | 35 | 0.0023343 | 0.00058504 | 0 | 0 |  | 1 | TRUE | wye
23 | LV_2054-12_0_7_load_29 | 37 | 0.0031793 | 0.00079681 | 0 | 0 |  | 1 | TRUE | wye
24 | LV_2054-12_0_7_load_28 | 38 | 0.004337 | 0.0010869 | 0 | 0 |  | 1 | TRUE | wye
25 | LV_2054-12_0_7_load_31 | 40 | 0.00097309 | 0.00024388 | 0 | 0 |  | 1 | TRUE | wye
26 | LV_2054-12_0_7_load_32 | 41 | 0.0037332 | 0.00093564 | 0 | 0 |  | 1 | TRUE | wye
27 | LV_2054-12_0_7_load_52 | 42 | 0.0026887 | 0.00067385 | 0 | 0 |  | 1 | TRUE | wye
28 | LV_2054-12_0_7_load_49 | 43 | 0.0024868 | 0.00062326 | 0 | 0 |  | 1 | TRUE | wye
29 | LV_2054-12_0_7_load_33 | 44 | 0.003581 | 0.00089747 | 0 | 0 |  | 1 | TRUE | wye
30 | LV_2054-12_0_7_load_53 | 45 | 0.0037819 | 0.00094784 | 0 | 0 |  | 1 | TRUE | wye
31 | LV_2054-12_0_7_load_50 | 46 | 0.0023773 | 0.0005958 | 0 | 0 |  | 1 | TRUE | wye
32 | LV_2054-12_0_7_load_34 | 47 | 0.002921 | 0.00073206 | 0 | 0 |  | 1 | TRUE | wye
33 | LV_2054-12_0_7_load_35 | 48 | 0.005407 | 0.0013551 | 0 | 0 |  | 1 | TRUE | wye
34 | LV_2054-12_0_7_load_36 | 49 | 0.0038378 | 0.00096184 | 0 | 0 |  | 1 | TRUE | wye
35 | LV_2054-12_0_7_load_69 | 50 | 0.0037098 | 0.00092977 | 0 | 0 |  | 1 | TRUE | wye
36 | LV_2054-12_0_7_load_43 | 53 | 0.0023215 | 0.00058183 | 0 | 0 |  | 1 | TRUE | wye
37 | LV_2054-12_0_7_load_37 | 54 | 0.0025687 | 0.00064378 | 0 | 0 |  | 1 | TRUE | wye
38 | LV_2054-12_0_7_load_38 | 55 | 0.0040802 | 0.0010226 | 0 | 0 |  | 1 | TRUE | wye
39 | LV_2054-12_0_7_load_39 | 56 | 0.0028504 | 0.00071438 | 0 | 0 |  | 1 | TRUE | wye
40 | LV_2054-12_0_7_load_113 | 58 | 0.00044437 | 0.00011137 | 0 | 0 |  | 1 | TRUE | wye
41 | LV_2054-12_0_7_load_111 | 59 | 0.00070293 | 0.00017617 | 0 | 0 |  | 1 | TRUE | wye
42 | LV_2054-12_0_7_load_41 | 61 | 0.0021607 | 0.00054152 | 0 | 0 |  | 1 | TRUE | wye
43 | LV_2054-12_0_7_load_44 | 63 | 0.0040431 | 0.0010133 | 0 | 0 |  | 1 | TRUE | wye
44 | LV_2054-12_0_7_load_45 | 64 | 0.0033884 | 0.00084922 | 0 | 0 |  | 1 | TRUE | wye
45 | LV_2054-12_0_7_load_46 | 65 | 0.0041643 | 0.0010437 | 0 | 0 |  | 1 | TRUE | wye
46 | LV_2054-12_0_7_load_144 | 66 | 0.0014277 | 0.00035782 | 0 | 0 |  | 1 | TRUE | wye
47 | LV_2054-12_0_7_load_47 | 67 | 0.0018864 | 0.00047277 | 0 | 0 |  | 1 | TRUE | wye
48 | LV_2054-12_0_7_load_56 | 69 | 0.00218 | 0.00054635 | 0 | 0 |  | 1 | TRUE | wye
49 | LV_2054-12_0_7_load_51 | 70 | 0.0043916 | 0.0011007 | 0 | 0 |  | 1 | TRUE | wye
50 | LV_2054-12_0_7_load_54 | 71 | 0.0024042 | 0.00060255 | 0 | 0 |  | 1 | TRUE | wye
51 | LV_2054-12_0_7_load_55 | 72 | 0.0015976 | 0.00040039 | 0 | 0 |  | 1 | TRUE | wye
52 | LV_2054-12_0_7_load_59 | 75 | 0.0024341 | 0.00061003 | 0 | 0 |  | 1 | TRUE | wye
53 | LV_2054-12_0_7_load_134 | 76 | 0.002291 | 0.00057418 | 0 | 0 |  | 1 | TRUE | wye
54 | LV_2054-12_0_7_load_130 | 77 | 0.0038262 | 0.00095895 | 0 | 0 |  | 1 | TRUE | wye
55 | LV_2054-12_0_7_load_137 | 79 | 0.0016416 | 0.00041143 | 0 | 0 |  | 1 | TRUE | wye
56 | LV_2054-12_0_7_load_62 | 82 | 0.0020756 | 0.00052019 | 0 | 0 |  | 1 | TRUE | wye
57 | LV_2054-12_0_7_load_135 | 84 | 0.0019895 | 0.00049861 | 0 | 0 |  | 1 | TRUE | wye
58 | LV_2054-12_0_7_load_65 | 85 | 0.0018022 | 0.00045167 | 0 | 0 |  | 1 | TRUE | wye
59 | LV_2054-12_0_7_load_63 | 86 | 0.0034852 | 0.00087346 | 0 | 0 |  | 1 | TRUE | wye
60 | LV_2054-12_0_7_load_136 | 87 | 0.00094225 | 0.00023615 | 0 | 0 |  | 1 | TRUE | wye
61 | LV_2054-12_0_7_load_67 | 89 | 0.0013087 | 0.00032798 | 0 | 0 |  | 1 | TRUE | wye
62 | LV_2054-12_0_7_load_68 | 90 | 0.0026561 | 0.00066567 | 0 | 0 |  | 1 | TRUE | wye
63 | LV_2054-12_0_7_load_70 | 92 | 0.0021219 | 0.0005318 | 0 | 0 |  | 1 | TRUE | wye
64 | LV_2054-12_0_7_load_71 | 93 | 0.0018061 | 0.00045265 | 0 | 0 |  | 1 | TRUE | wye
65 | LV_2054-12_0_7_load_72 | 94 | 0.00092363 | 0.00023148 | 0 | 0 |  | 1 | TRUE | wye
66 | LV_2054-12_0_7_load_102 | 96 | 0.0012216 | 0.00030616 | 0 | 0 |  | 1 | TRUE | wye
67 | LV_2054-12_0_7_load_126 | 97 | 0.0037148 | 0.00093101 | 0 | 0 |  | 1 | TRUE | wye
68 | LV_2054-12_0_7_load_133 | 99 | 0.0026919 | 0.00067466 | 0 | 0 |  | 1 | TRUE | wye
69 | LV_2054-12_0_7_load_131 | 100 | 0.0019682 | 0.00049328 | 0 | 0 |  | 1 | TRUE | wye
70 | LV_2054-12_0_7_load_132 | 101 | 0.00053165 | 0.00013324 | 0 | 0 |  | 1 | TRUE | wye
71 | LV_2054-12_0_7_load_140 | 102 | 0.0013796 | 0.00034575 | 0 | 0 |  | 1 | TRUE | wye
72 | LV_2054-12_0_7_load_143 | 105 | 0.0012098 | 0.0003032 | 0 | 0 |  | 1 | TRUE | wye
73 | LV_2054-12_0_7_load_152 | 106 | 0.0015949 | 0.00039972 | 0 | 0 |  | 1 | TRUE | wye
74 | LV_2054-12_0_7_load_95 | 109 | 0.0012858 | 0.00032226 | 0 | 0 |  | 1 | TRUE | wye
75 | LV_2054-12_0_7_load_81 | 110 | 0.00092569 | 0.000232 | 0 | 0 |  | 1 | TRUE | wye
76 | LV_2054-12_0_7_load_82 | 111 | 0.0036061 | 0.00090378 | 0 | 0 |  | 1 | TRUE | wye
77 | LV_2054-12_0_7_load_84 | 113 | 0.0015146 | 0.0003796 | 0 | 0 |  | 1 | TRUE | wye
78 | LV_2054-12_0_7_load_87 | 115 | 0.00058509 | 0.00014664 | 0 | 0 |  | 1 | TRUE | wye
79 | LV_2054-12_0_7_load_110 | 116 | 0.0012019 | 0.00030122 | 0 | 0 |  | 1 | TRUE | wye
80 | LV_2054-12_0_7_load_117 | 117 | 0.0036992 | 0.0009271 | 0 | 0 |  | 1 | TRUE | wye
81 | LV_2054-12_0_7_load_86 | 118 | 0.0023753 | 0.0005953 | 0 | 0 |  | 1 | TRUE | wye
82 | LV_2054-12_0_7_load_101 | 119 | 0.00045531 | 0.00011411 | 0 | 0 |  | 1 | TRUE | wye
83 | LV_2054-12_0_7_load_115 | 120 | 0.0013671 | 0.00034263 | 0 | 0 |  | 1 | TRUE | wye
84 | LV_2054-12_0_7_load_89 | 122 | 0.0015916 | 0.00039888 | 0 | 0 |  | 1 | TRUE | wye
85 | LV_2054-12_0_7_load_90 | 123 | 0.0007177 | 0.00017987 | 0 | 0 |  | 1 | TRUE | wye
86 | LV_2054-12_0_7_load_92 | 125 | 0.0028943 | 0.00072537 | 0 | 0 |  | 1 | TRUE | wye
87 | LV_2054-12_0_7_load_93 | 126 | 0.0013062 | 0.00032737 | 0 | 0 |  | 1 | TRUE | wye
88 | LV_2054-12_0_7_load_99 | 128 | 0.0045001 | 0.0011278 | 0 | 0 |  | 1 | TRUE | wye
89 | LV_2054-12_0_7_load_100 | 130 | 0.001789 | 0.00044837 | 0 | 0 |  | 1 | TRUE | wye
90 | LV_2054-12_0_7_load_104 | 132 | 0.0017437 | 0.00043701 | 0 | 0 |  | 1 | TRUE | wye
91 | LV_2054-12_0_7_load_107 | 133 | 0.0023673 | 0.00059329 | 0 | 0 |  | 1 | TRUE | wye
92 | LV_2054-12_0_7_load_108 | 135 | 0.00068554 | 0.00017181 | 0 | 0 |  | 1 | TRUE | wye
93 | LV_2054-12_0_7_load_147 | 137 | 0.0018717 | 0.0004691 | 0 | 0 |  | 1 | TRUE | wye
94 | LV_2054-12_0_7_load_145 | 139 | 0.0018724 | 0.00046926 | 0 | 0 |  | 1 | TRUE | wye
95 | LV_2054-12_0_7_load_122 | 140 | 0.0013683 | 0.00034293 | 0 | 0 |  | 1 | TRUE | wye
96 | LV_2054-12_0_7_load_123 | 141 | 0.0010207 | 0.00025581 | 0 | 0 |  | 1 | TRUE | wye
97 | LV_2054-12_0_7_load_119 | 142 | 0.0014501 | 0.00036344 | 0 | 0 |  | 1 | TRUE | wye
98 | LV_2054-12_0_7_load_146 | 143 | 0.0014969 | 0.00037516 | 0 | 0 |  | 1 | TRUE | wye
99 | LV_2054-12_0_7_load_109 | 144 | 0.00028152 | 7.0556e-05 | 0 | 0 |  | 1 | TRUE | wye
100 | LV_2054-12_0_7_load_148 | 145 | 0.0010656 | 0.00026706 | 0 | 0 |  | 1 | TRUE | wye
101 | LV_2054-12_0_7_load_114 | 146 | 0.0016286 | 0.00040816 | 0 | 0 |  | 1 | TRUE | wye
102 | LV_2054-12_0_7_load_116 | 147 | 0.00056913 | 0.00014264 | 0 | 0 |  | 1 | TRUE | wye
103 | LV_2054-12_0_7_load_120 | 148 | 0.00076897 | 0.00019272 | 0 | 0 |  | 1 | TRUE | wye
104 | LV_2054-12_0_7_load_124 | 149 | 0.0012873 | 0.00032262 | 0 | 0 |  | 1 | TRUE | wye

## ext_grid
| name | bus | vm_pu | va_degree | slack_weight | in_service
0 |  | 36 | 1 | 0 | 1 | TRUE

## line
| name | std_type | from_bus | to_bus | length_km | r_ohm_per_km | x_ohm_per_km | c_nf_per_km | g_us_per_km | max_i_ka | df | parallel | type | in_service
0 | LV_2054-12_0_7_line_0 | NAYY 4x150 SE | 0 | 1 | 0.011057 | 0.208 | 0.08 | 261 | 0 | 0.27 | 1 | 1 | cs | TRUE
1 | LV_2054-12_0_7_line_1 | NAYY 4x150 SE | 0 | 2 | 0.08967 | 0.208 | 0.08 | 261 | 0 | 0.27 | 1 | 1 | cs | TRUE
2 | LV_2054-12_0_7_line_2 | NAYY 4x150 SE | 1 | 3 | 0.0060217 | 0.208 | 0.08 | 261 | 0 | 0.27 | 1 | 1 | cs | TRUE
3 | LV_2054-12_0_7_line_3 | NAYY 4x150 SE | 2 | 4 | 0.099911 | 0.208 | 0.08 | 261 | 0 | 0.27 | 1 | 1 | cs | TRUE
4 | LV_2054-12_0_7_line_4 | NAYY 4x150 SE | 2 | 5 | 0.070081 | 0.208 | 0.08 | 261 | 0 | 0.27 | 1 | 1 | cs | TRUE
5 | LV_2054-12_0_7_line_5 | NAYY 4x150 SE | 3 | 6 | 0.0062917 | 0.208 | 0.08 | 261 | 0 | 0.27 | 1 | 1 | cs | TRUE
6 | LV_2054-12_0_7_line_6 | NAYY 4x150 SE | 4 | 7 | 0.054117 | 0.208 | 0.08 | 261 | 0 | 0.27 | 1 | 1 | cs | TRUE
7 | LV_2054-12_0_7_line_7 | NAYY 4x150 SE | 5 | 8 | 0.003146 | 0.208 | 0.08 | 261 | 0 | 0.27 | 1 | 1 | cs | TRUE
8 | LV_2054-12_0_7_line_8 | NAYY 4x150 SE | 5 | 9 | 0.11212 | 0.208 | 0.08 | 261 | 0 | 0.27 | 1 | 1 | cs | TRUE
9 | LV_2054-12_0_7_line_9 | NAYY 4x150 SE | 6 | 10 | 0.016667 | 0.208 | 0.08 | 261 | 0 | 0.27 | 1 | 1 | cs | TRUE
10 | LV_2054-12_0_7_line_10 | NAYY 4x150 SE | 7 | 11 | 0.047522 | 0.208 | 0.08 | 261 | 0 | 0.27 | 1 | 1 | cs | TRUE
11 | LV_2054-12_0_7_line_11 | NAYY 4x150 SE | 8 | 12 | 0.081709 | 0.208 | 0.08 | 261 | 0 | 0.27 | 1 | 1 | cs | TRUE
12 | LV_2054-12_0_7_line_12 | NAYY 4x150 SE | 9 | 13 | 0.052588 | 0.208 | 0.08 | 261 | 0 | 0.27 | 1 | 1 | cs | TRUE
13 | LV_2054-12_0_7_line_13 | NAYY 4x150 SE | 10 | 17 | 0.019593 | 0.208 | 0.08 | 261 | 0 | 0.27 | 1 | 1 | cs | TRUE
14 | LV_2054-12_0_7_line_14 | NAYY 4x150 SE | 11 | 14 | 0.016555 | 0.208 | 0.08 | 261 | 0 | 0.27 | 1 | 1 | cs | TRUE
15 | LV_2054-12_0_7_line_15 | NAYY 4x150 SE | 13 | 19 | 0.040796 | 0.208 | 0.08 | 261 | 0 | 0.27 | 1 | 1 | cs | TRUE
16 | LV_2054-12_0_7_line_16 | NAYY 4x150 SE | 14 | 15 | 0.031779 | 0.208 | 0.08 | 261 | 0 | 0.27 | 1 | 1 | cs | TRUE
17 | LV_2054-12_0_7_line_17 | NAYY 4x150 SE | 15 | 16 | 0.0034339 | 0.208 | 0.08 | 261 | 0 | 0.27 | 1 | 1 | cs | TRUE
18 | LV_2054-12_0_7_line_18 | NAYY 4x150 SE | 17 | 18 | 0.033468 | 0.208 | 0.08 | 261 | 0 | 0.27 | 1 | 1 | cs | TRUE
19 | LV_2054-12_0_7_line_19 | NAYY 4x150 SE | 19 | 20 | 0.07014 | 0.208 | 0.08 | 261 | 0 | 0.27 | 1 | 1 | cs | TRUE
20 | LV_2054-12_0_7_line_20 | NAYY 4x150 SE | 20 | 21 | 0.059816 | 0.208 | 0.08 | 261 | 0 | 0.27 | 1 | 1 | cs | TRUE
21 | LV_2054-12_0_7_line_21 | NAYY 4x150 SE | 21 | 35 | 0.0029062 | 0.208 | 0.08 | 261 | 0 | 0.27 | 1 | 3 | cs | TRUE
22 | LV_2054-12_0_7_line_22 | NAYY 4x150 SE | 21 | 36 | 0.32427 | 0.208 | 0.08 | 261 | 0 | 0.27 | 1 | 3 | cs | TRUE
23 | LV_2054-12_0_7_line_23 | NAYY 4x150 SE | 22 | 23 | 0.025685 | 0.208 | 0.08 | 261 | 0 | 0.27 | 1 | 1 | cs | TRUE
24 | LV_2054-12_0_7_line_24 | NAYY 4x150 SE | 22 | 24 | 0.0023237 | 0.208 | 0.08 | 261 | 0 | 0.27 | 1 | 1 | cs | TRUE
25 | LV_2054-12_0_7_line_25 | NAYY 4x150 SE | 23 | 25 | 0.0086623 | 0.208 | 0.08 | 261 | 0 | 0.27 | 1 | 1 | cs | TRUE
26 | LV_2054-12_0_7_line_26 | NAYY 4x150 SE | 24 | 26 | 0.033103 | 0.208 | 0.08 | 261 | 0 | 0.27 | 1 | 1 | cs | TRUE
27 | LV_2054-12_0_7_line_27 | NAYY 4x150 SE | 24 | 27 | 0.009393 | 0.208 | 0.08 | 261 | 0 | 0.27 | 1 | 1 | cs | TRUE
28 | LV_2054-12_0_7_line_28 | NAYY 4x150 SE | 26 | 30 | 0.020173 | 0.208 | 0.08 | 261 | 0 | 0.27 | 1 | 1 | cs | TRUE
29 | LV_2054-12_0_7_line_29 | NAYY 4x150 SE | 27 | 28 | 0.18118 | 0.208 | 0.08 | 261 | 0 | 0.27 | 1 | 1 | cs | TRUE
30 | LV_2054-12_0_7_line_30 | NAYY 4x150 SE | 28 | 29 | 0.079987 | 0.208 | 0.08 | 261 | 0 | 0.27 | 1 | 1 | cs | TRUE
31 | LV_2054-12_0_7_line_31 | NAYY 4x150 SE | 29 | 147 | 0.073426 | 0.208 | 0.08 | 261 | 0 | 0.27 | 1 | 1 | cs | TRUE
32 | LV_2054-12_0_7_line_32 | NAYY 4x150 SE | 31 | 32 | 0.001185 | 0.208 | 0.08 | 261 | 0 | 0.27 | 1 | 1 | cs | TRUE
33 | LV_2054-12_0_7_line_33 | NAYY 4x150 SE | 31 | 33 | 0.30459 | 0.208 | 0.08 | 261 | 0 | 0.27 | 1 | 1 | cs | TRUE
34 | LV_2054-12_0_7_line_34 | NAYY 4x150 SE | 32 | 34 | 0.025656 | 0.208 | 0.08 | 261 | 0 | 0.27 | 1 | 1 | cs | TRUE
35 | LV_2054-12_0_7_line_35 | NAYY 4x150 SE | 34 | 37 | 0.001459 | 0.208 | 0.08 | 261 | 0 | 0.27 | 1 | 1 | cs | TRUE
36 | LV_2054-12_0_7_line_36 | NAYY 4x150 SE | 35 | 51 | 0.012978 | 0.208 | 0.08 | 261 | 0 | 0.27 | 1 | 3 | cs | TRUE
37 | LV_2054-12_0_7_line_37 | NAYY 4x150 SE | 36 | 91 | 0.029993 | 0.208 | 0.08 | 261 | 0 | 0.27 | 1 | 1 | cs | TRUE
38 | LV_2054-12_0_7_line_38 | NAYY 4x150 SE | 36 | 90 | 0.060859 | 0.208 | 0.08 | 261 | 0 | 0.27 | 1 | 3 | cs | TRUE
39 | LV_2054-12_0_7_line_39 | NAYY 4x150 SE | 37 | 38 | 0.024169 | 0.208 | 0.08 | 261 | 0 | 0.27 | 1 | 1 | cs | TRUE
40 | LV_2054-12_0_7_line_40 | NAYY 4x150 SE | 38 | 39 | 0.0031606 | 0.208 | 0.08 | 261 | 0 | 0.27 | 1 | 1 | cs | TRUE
41 | LV_2054-12_0_7_line_41 | NAYY 4x150 SE | 39 | 40 | 0.037843 | 0.208 | 0.08 | 261 | 0 | 0.27 | 1 | 2 | cs | TRUE
42 | LV_2054-12_0_7_line_42 | NAYY 4x150 SE | 39 | 41 | 0.034102 | 0.208 | 0.08 | 261 | 0 | 0.27 | 1 | 1 | cs | TRUE
43 | LV_2054-12_0_7_line_43 | NAYY 4x150 SE | 40 | 42 | 0.023316 | 0.208 | 0.08 | 261 | 0 | 0.27 | 1 | 3 | cs | TRUE
44 | LV_2054-12_0_7_line_44 | NAYY 4x150 SE | 40 | 43 | 0.033516 | 0.208 | 0.08 | 261 | 0 | 0.27 | 1 | 1 | cs | TRUE
45 | LV_2054-12_0_7_line_45 | NAYY 4x150 SE | 41 | 44 | 0.016342 | 0.208 | 0.08 | 261 | 0 | 0.27 | 1 | 1 | cs | TRUE
46 | LV_2054-12_0_7_line_46 | NAYY 4x150 SE | 42 | 45 | 0.00015885 | 0.208 | 0.08 | 261 | 0 | 0.27 | 1 | 3 | cs | TRUE
47 | LV_2054-12_0_7_line_47 | NAYY 4x150 SE | 43 | 46 | 0.0028009 | 0.208 | 0.08 | 261 | 0 | 0.27 | 1 | 1 | cs | TRUE
48 | LV_2054-12_0_7_line_48 | NAYY 4x150 SE | 44 | 47 | 0.012494 | 0.208 | 0.08 | 261 | 0 | 0.27 | 1 | 1 | cs | TRUE
49 | LV_2054-12_0_7_line_49 | NAYY 4x150 SE | 45 | 71 | 0.031899 | 0.208 | 0.08 | 261 | 0 | 0.27 | 1 | 3 | cs | TRUE
50 | LV_2054-12_0_7_line_50 | NAYY 4x150 SE | 46 | 70 | 0.03204 | 0.208 | 0.08 | 261 | 0 | 0.27 | 1 | 1 | cs | TRUE
51 | LV_2054-12_0_7_line_51 | NAYY 4x150 SE | 47 | 48 | 0.017612 | 0.208 | 0.08 | 261 | 0 | 0.27 | 1 | 1 | cs | TRUE
52 | LV_2054-12_0_7_line_52 | NAYY 4x150 SE | 48 | 49 | 0.010524 | 0.208 | 0.08 | 261 | 0 | 0.27 | 1 | 1 | cs | TRUE
53 | LV_2054-12_0_7_line_53 | NAYY 4x150 SE | 49 | 50 | 0.014471 | 0.208 | 0.08 | 261 | 0 | 0.27 | 1 | 1 | cs | TRUE
54 | LV_2054-12_0_7_line_54 | NAYY 4x150 SE | 50 | 53 | 0.01936 | 0.208 | 0.08 | 261 | 0 | 0.27 | 1 | 1 | cs | TRUE
55 | LV_2054-12_0_7_line_55 | NAYY 4x150 SE | 51 | 52 | 0.044164 | 0.208 | 0.08 | 261 | 0 | 0.27 | 1 | 3 | cs | TRUE
56 | LV_2054-12_0_7_line_56 | NAYY 4x150 SE | 52 | 106 | 0.010735 | 0.208 | 0.08 | 261 | 0 | 0.27 | 1 | 1 | cs | TRUE
57 | LV_2054-12_0_7_line_57 | NAYY 4x150 SE | 52 | 95 | 0.0041 | 0.208 | 0.08 | 261 | 0 | 0.27 | 1 | 3 | cs | TRUE
58 | LV_2054-12_0_7_line_58 | NAYY 4x150 SE | 53 | 60 | 0.02551 | 0.208 | 0.08 | 261 | 0 | 0.27 | 1 | 1 | cs | TRUE
59 | LV_2054-12_0_7_line_59 | NAYY 4x150 SE | 54 | 55 | 0.015155 | 0.208 | 0.08 | 261 | 0 | 0.27 | 1 | 1 | cs | TRUE
60 | LV_2054-12_0_7_line_60 | NAYY 4x150 SE | 55 | 56 | 0.0076258 | 0.208 | 0.08 | 261 | 0 | 0.27 | 1 | 1 | cs | TRUE
61 | LV_2054-12_0_7_line_61 | NAYY 4x150 SE | 56 | 60 | 0.01983 | 0.208 | 0.08 | 261 | 0 | 0.27 | 1 | 1 | cs | TRUE
62 | LV_2054-12_0_7_line_62 | NAYY 4x150 SE | 57 | 58 | 0.019947 | 0.208 | 0.08 | 261 | 0 | 0.27 | 1 | 1 | cs | TRUE
63 | LV_2054-12_0_7_line_63 | NAYY 4x150 SE | 57 | 59 | 0.049082 | 0.208 | 0.08 | 261 | 0 | 0.27 | 1 | 1 | cs | TRUE
64 | LV_2054-12_0_7_line_64 | NAYY 4x150 SE | 58 | 145 | 0.030382 | 0.208 | 0.08 | 261 | 0 | 0.27 | 1 | 1 | cs | TRUE
65 | LV_2054-12_0_7_line_65 | NAYY 4x150 SE | 59 | 144 | 0.019307 | 0.208 | 0.08 | 261 | 0 | 0.27 | 1 | 1 | cs | TRUE
66 | LV_2054-12_0_7_line_66 | NAYY 4x150 SE | 60 | 61 | 0.024173 | 0.208 | 0.08 | 261 | 0 | 0.27 | 1 | 1 | cs | TRUE
67 | LV_2054-12_0_7_line_67 | NAYY 4x150 SE | 61 | 62 | 0.013434 | 0.208 | 0.08 | 261 | 0 | 0.27 | 1 | 1 | cs | TRUE
68 | LV_2054-12_0_7_line_68 | NAYY 4x150 SE | 62 | 63 | 0.016529 | 0.208 | 0.08 | 261 | 0 | 0.27 | 1 | 1 | cs | TRUE
69 | LV_2054-12_0_7_line_69 | NAYY 4x150 SE | 62 | 64 | 0.028304 | 0.208 | 0.08 | 261 | 0 | 0.27 | 1 | 1 | cs | TRUE
70 | LV_2054-12_0_7_line_70 | NAYY 4x150 SE | 63 | 65 | 0.0047545 | 0.208 | 0.08 | 261 | 0 | 0.27 | 1 | 1 | cs | TRUE
71 | LV_2054-12_0_7_line_71 | NAYY 4x150 SE | 64 | 66 | 0.00012246 | 0.208 | 0.08 | 261 | 0 | 0.27 | 1 | 1 | cs | TRUE
72 | LV_2054-12_0_7_line_72 | NAYY 4x150 SE | 65 | 67 | 0.023901 | 0.208 | 0.08 | 261 | 0 | 0.27 | 1 | 1 | cs | TRUE
73 | LV_2054-12_0_7_line_73 | NAYY 4x150 SE | 68 | 69 | 0.014536 | 0.208 | 0.08 | 261 | 0 | 0.27 | 1 | 1 | cs | TRUE
74 | LV_2054-12_0_7_line_74 | NAYY 4x150 SE | 68 | 70 | 0.020426 | 0.208 | 0.08 | 261 | 0 | 0.27 | 1 | 1 | cs | TRUE
75 | LV_2054-12_0_7_line_75 | NAYY 4x150 SE | 71 | 72 | 0.00093436 | 0.208 | 0.08 | 261 | 0 | 0.27 | 1 | 3 | cs | TRUE
76 | LV_2054-12_0_7_line_76 | NAYY 4x150 SE | 72 | 73 | 0.022004 | 0.208 | 0.08 | 261 | 0 | 0.27 | 1 | 3 | cs | TRUE
77 | LV_2054-12_0_7_line_77 | NAYY 4x150 SE | 73 | 74 | 0.026956 | 0.208 | 0.08 | 261 | 0 | 0.27 | 1 | 1 | cs | TRUE
78 | LV_2054-12_0_7_line_78 | NAYY 4x150 SE | 73 | 75 | 0.039624 | 0.208 | 0.08 | 261 | 0 | 0.27 | 1 | 3 | cs | TRUE
79 | LV_2054-12_0_7_line_79 | NAYY 4x150 SE | 74 | 76 | 0.018623 | 0.208 | 0.08 | 261 | 0 | 0.27 | 1 | 1 | cs | TRUE
80 | LV_2054-12_0_7_line_80 | NAYY 4x150 SE | 74 | 77 | 0.020652 | 0.208 | 0.08 | 261 | 0 | 0.27 | 1 | 1 | cs | TRUE
81 | LV_2054-12_0_7_line_81 | NAYY 4x150 SE | 75 | 78 | 0.02251 | 0.208 | 0.08 | 261 | 0 | 0.27 | 1 | 3 | cs | TRUE
82 | LV_2054-12_0_7_line_82 | NAYY 4x150 SE | 76 | 79 | 0.00569 | 0.208 | 0.08 | 261 | 0 | 0.27 | 1 | 1 | cs | TRUE
83 | LV_2054-12_0_7_line_83 | NAYY 4x150 SE | 77 | 80 | 0.023358 | 0.208 | 0.08 | 261 | 0 | 0.27 | 1 | 1 | cs | TRUE
84 | LV_2054-12_0_7_line_84 | NAYY 4x150 SE | 78 | 81 | 0.004246 | 0.208 | 0.08 | 261 | 0 | 0.27 | 1 | 3 | cs | TRUE
85 | LV_2054-12_0_7_line_85 | NAYY 4x150 SE | 78 | 82 | 0.021362 | 0.208 | 0.08 | 261 | 0 | 0.27 | 1 | 1 | cs | TRUE
86 | LV_2054-12_0_7_line_86 | NAYY 4x150 SE | 80 | 98 | 0.046308 | 0.208 | 0.08 | 261 | 0 | 0.27 | 1 | 1 | cs | TRUE
87 | LV_2054-12_0_7_line_87 | NAYY 4x150 SE | 80 | 97 | 0.019662 | 0.208 | 0.08 | 261 | 0 | 0.27 | 1 | 1 | cs | TRUE
88 | LV_2054-12_0_7_line_88 | NAYY 4x150 SE | 81 | 83 | 0.012989 | 0.208 | 0.08 | 261 | 0 | 0.27 | 1 | 3 | cs | TRUE
89 | LV_2054-12_0_7_line_89 | NAYY 4x150 SE | 81 | 84 | 0.019024 | 0.208 | 0.08 | 261 | 0 | 0.27 | 1 | 1 | cs | TRUE
90 | LV_2054-12_0_7_line_90 | NAYY 4x150 SE | 83 | 85 | 0.021667 | 0.208 | 0.08 | 261 | 0 | 0.27 | 1 | 3 | cs | TRUE
91 | LV_2054-12_0_7_line_91 | NAYY 4x150 SE | 83 | 86 | 0.034089 | 0.208 | 0.08 | 261 | 0 | 0.27 | 1 | 1 | cs | TRUE
92 | LV_2054-12_0_7_line_92 | NAYY 4x150 SE | 84 | 87 | 0.00046314 | 0.208 | 0.08 | 261 | 0 | 0.27 | 1 | 1 | cs | TRUE
93 | LV_2054-12_0_7_line_93 | NAYY 4x150 SE | 85 | 88 | 0.0057616 | 0.208 | 0.08 | 261 | 0 | 0.27 | 1 | 3 | cs | TRUE
94 | LV_2054-12_0_7_line_94 | NAYY 4x150 SE | 88 | 89 | 0.051312 | 0.208 | 0.08 | 261 | 0 | 0.27 | 1 | 1 | cs | TRUE
95 | LV_2054-12_0_7_line_95 | NAYY 4x150 SE | 88 | 90 | 0.033996 | 0.208 | 0.08 | 261 | 0 | 0.27 | 1 | 3 | cs | TRUE
96 | LV_2054-12_0_7_line_96 | NAYY 4x150 SE | 91 | 93 | 0.0091167 | 0.208 | 0.08 | 261 | 0 | 0.27 | 1 | 1 | cs | TRUE
97 | LV_2054-12_0_7_line_97 | NAYY 4x150 SE | 92 | 93 | 0.016787 | 0.208 | 0.08 | 261 | 0 | 0.27 | 1 | 1 | cs | TRUE
98 | LV_2054-12_0_7_line_98 | NAYY 4x150 SE | 92 | 94 | 0.012288 | 0.208 | 0.08 | 261 | 0 | 0.27 | 1 | 1 | cs | TRUE
99 | LV_2054-12_0_7_line_99 | NAYY 4x150 SE | 95 | 96 | 0.015952 | 0.208 | 0.08 | 261 | 0 | 0.27 | 1 | 3 | cs | TRUE
100 | LV_2054-12_0_7_line_100 | NAYY 4x150 SE | 96 | 107 | 0.013076 | 0.208 | 0.08 | 261 | 0 | 0.27 | 1 | 3 | cs | TRUE
101 | LV_2054-12_0_7_line_101 | NAYY 4x150 SE | 98 | 99 | 0.01957 | 0.208 | 0.08 | 261 | 0 | 0.27 | 1 | 1 | cs | TRUE
102 | LV_2054-12_0_7_line_102 | NAYY 4x150 SE | 98 | 100 | 0.0096748 | 0.208 | 0.08 | 261 | 0 | 0.27 | 1 | 1 | cs | TRUE
103 | LV_2054-12_0_7_line_103 | NAYY 4x150 SE | 100 | 101 | 0.0098704 | 0.208 | 0.08 | 261 | 0 | 0.27 | 1 | 1 | cs | TRUE
104 | LV_2054-12_0_7_line_104 | NAYY 4x150 SE | 101 | 102 | 0.02393 | 0.208 | 0.08 | 261 | 0 | 0.27 | 1 | 1 | cs | TRUE
105 | LV_2054-12_0_7_line_105 | NAYY 4x150 SE | 102 | 103 | 0.017517 | 0.208 | 0.08 | 261 | 0 | 0.27 | 1 | 1 | cs | TRUE
106 | LV_2054-12_0_7_line_106 | NAYY 4x150 SE | 103 | 104 | 0.007248 | 0.208 | 0.08 | 261 | 0 | 0.27 | 1 | 1 | cs | TRUE
107 | LV_2054-12_0_7_line_107 | NAYY 4x150 SE | 104 | 105 | 0.017503 | 0.208 | 0.08 | 261 | 0 | 0.27 | 1 | 1 | cs | TRUE
108 | LV_2054-12_0_7_line_108 | NAYY 4x150 SE | 107 | 108 | 0.004535 | 0.208 | 0.08 | 261 | 0 | 0.27 | 1 | 3 | cs | TRUE
109 | LV_2054-12_0_7_line_109 | NAYY 4x150 SE | 108 | 109 | 0.0072817 | 0.208 | 0.08 | 261 | 0 | 0.27 | 1 | 3 | cs | TRUE
110 | LV_2054-12_0_7_line_110 | NAYY 4x150 SE | 109 | 127 | 0.027695 | 0.208 | 0.08 | 261 | 0 | 0.27 | 1 | 3 | cs | TRUE
111 | LV_2054-12_0_7_line_111 | NAYY 4x150 SE | 110 | 111 | 0.017874 | 0.208 | 0.08 | 261 | 0 | 0.27 | 1 | 1 | cs | TRUE
112 | LV_2054-12_0_7_line_112 | NAYY 4x150 SE | 111 | 112 | 0.014818 | 0.208 | 0.08 | 261 | 0 | 0.27 | 1 | 1 | cs | TRUE
113 | LV_2054-12_0_7_line_113 | NAYY 4x150 SE | 112 | 113 | 0.014821 | 0.208 | 0.08 | 261 | 0 | 0.27 | 1 | 1 | cs | TRUE
114 | LV_2054-12_0_7_line_114 | NAYY 4x150 SE | 112 | 114 | 0.023228 | 0.208 | 0.08 | 261 | 0 | 0.27 | 1 | 1 | cs | TRUE
115 | LV_2054-12_0_7_line_115 | NAYY 4x150 SE | 113 | 115 | 0.019986 | 0.208 | 0.08 | 261 | 0 | 0.27 | 1 | 1 | cs | TRUE
116 | LV_2054-12_0_7_line_116 | NAYY 4x150 SE | 114 | 116 | 0.010199 | 0.208 | 0.08 | 261 | 0 | 0.27 | 1 | 1 | cs | TRUE
117 | LV_2054-12_0_7_line_117 | NAYY 4x150 SE | 114 | 117 | 0.016093 | 0.208 | 0.08 | 261 | 0 | 0.27 | 1 | 1 | cs | TRUE
118 | LV_2054-12_0_7_line_118 | NAYY 4x150 SE | 115 | 118 | 0.0038691 | 0.208 | 0.08 | 261 | 0 | 0.27 | 1 | 1 | cs | TRUE
119 | LV_2054-12_0_7_line_119 | NAYY 4x150 SE | 116 | 119 | 0.010359 | 0.208 | 0.08 | 261 | 0 | 0.27 | 1 | 1 | cs | TRUE
120 | LV_2054-12_0_7_line_120 | NAYY 4x150 SE | 117 | 120 | 0.010895 | 0.208 | 0.08 | 261 | 0 | 0.27 | 1 | 1 | cs | TRUE
121 | LV_2054-12_0_7_line_121 | NAYY 4x150 SE | 118 | 121 | 0.0093812 | 0.208 | 0.08 | 261 | 0 | 0.27 | 1 | 1 | cs | TRUE
122 | LV_2054-12_0_7_line_122 | NAYY 4x150 SE | 120 | 146 | 0.022361 | 0.208 | 0.08 | 261 | 0 | 0.27 | 1 | 1 | cs | TRUE
123 | LV_2054-12_0_7_line_123 | NAYY 4x150 SE | 121 | 122 | 0.013513 | 0.208 | 0.08 | 261 | 0 | 0.27 | 1 | 1 | cs | TRUE
124 | LV_2054-12_0_7_line_124 | NAYY 4x150 SE | 122 | 123 | 0.014253 | 0.208 | 0.08 | 261 | 0 | 0.27 | 1 | 1 | cs | TRUE
125 | LV_2054-12_0_7_line_125 | NAYY 4x150 SE | 123 | 124 | 0.015111 | 0.208 | 0.08 | 261 | 0 | 0.27 | 1 | 1 | cs | TRUE
126 | LV_2054-12_0_7_line_126 | NAYY 4x150 SE | 124 | 125 | 0.0056434 | 0.208 | 0.08 | 261 | 0 | 0.27 | 1 | 1 | cs | TRUE
127 | LV_2054-12_0_7_line_127 | NAYY 4x150 SE | 124 | 126 | 0.016497 | 0.208 | 0.08 | 261 | 0 | 0.27 | 1 | 1 | cs | TRUE
128 | LV_2054-12_0_7_line_128 | NAYY 4x150 SE | 125 | 127 | 0.021714 | 0.208 | 0.08 | 261 | 0 | 0.27 | 1 | 3 | cs | TRUE
129 | LV_2054-12_0_7_line_129 | NAYY 4x150 SE | 126 | 128 | 0.010732 | 0.208 | 0.08 | 261 | 0 | 0.27 | 1 | 1 | cs | TRUE
130 | LV_2054-12_0_7_line_130 | NAYY 4x150 SE | 127 | 129 | 0.005389 | 0.208 | 0.08 | 261 | 0 | 0.27 | 1 | 1 | cs | TRUE
131 | LV_2054-12_0_7_line_131 | NAYY 4x150 SE | 128 | 130 | 0.012661 | 0.208 | 0.08 | 261 | 0 | 0.27 | 1 | 1 | cs | TRUE
132 | LV_2054-12_0_7_line_132 | NAYY 4x150 SE | 129 | 131 | 0.003773 | 0.208 | 0.08 | 261 | 0 | 0.27 | 1 | 1 | cs | TRUE
133 | LV_2054-12_0_7_line_133 | NAYY 4x150 SE | 129 | 132 | 0.039359 | 0.208 | 0.08 | 261 | 0 | 0.27 | 1 | 1 | cs | TRUE
134 | LV_2054-12_0_7_line_134 | NAYY 4x150 SE | 131 | 133 | 0.011849 | 0.208 | 0.08 | 261 | 0 | 0.27 | 1 | 1 | cs | TRUE
135 | LV_2054-12_0_7_line_135 | NAYY 4x150 SE | 132 | 134 | 0.023957 | 0.208 | 0.08 | 261 | 0 | 0.27 | 1 | 1 | cs | TRUE
136 | LV_2054-12_0_7_line_136 | NAYY 4x150 SE | 133 | 135 | 0.020266 | 0.208 | 0.08 | 261 | 0 | 0.27 | 1 | 1 | cs | TRUE
137 | LV_2054-12_0_7_line_137 | NAYY 4x150 SE | 134 | 136 | 0.075008 | 0.208 | 0.08 | 261 | 0 | 0.27 | 1 | 1 | cs | TRUE
138 | LV_2054-12_0_7_line_138 | NAYY 4x150 SE | 135 | 144 | 0.0017847 | 0.208 | 0.08 | 261 | 0 | 0.27 | 1 | 1 | cs | TRUE
139 | LV_2054-12_0_7_line_139 | NAYY 4x150 SE | 136 | 137 | 0.006748 | 0.208 | 0.08 | 261 | 0 | 0.27 | 1 | 1 | cs | TRUE
140 | LV_2054-12_0_7_line_140 | NAYY 4x150 SE | 136 | 138 | 0.10357 | 0.208 | 0.08 | 261 | 0 | 0.27 | 1 | 1 | cs | TRUE
141 | LV_2054-12_0_7_line_141 | NAYY 4x150 SE | 136 | 139 | 0.014483 | 0.208 | 0.08 | 261 | 0 | 0.27 | 1 | 1 | cs | TRUE
142 | LV_2054-12_0_7_line_142 | NAYY 4x150 SE | 138 | 140 | 0.017467 | 0.208 | 0.08 | 261 | 0 | 0.27 | 1 | 1 | cs | TRUE
143 | LV_2054-12_0_7_line_143 | NAYY 4x150 SE | 138 | 141 | 0.027417 | 0.208 | 0.08 | 261 | 0 | 0.27 | 1 | 1 | cs | TRUE
144 | LV_2054-12_0_7_line_144 | NAYY 4x150 SE | 138 | 142 | 0.03842 | 0.208 | 0.08 | 261 | 0 | 0.27 | 1 | 1 | cs | TRUE
145 | LV_2054-12_0_7_line_145 | NAYY 4x150 SE | 139 | 143 | 0.0017239 | 0.208 | 0.08 | 261 | 0 | 0.27 | 1 | 1 | cs | TRUE
146 | LV_2054-12_0_7_line_146 | NAYY 4x150 SE | 140 | 149 | 0.032471 | 0.208 | 0.08 | 261 | 0 | 0.27 | 1 | 1 | cs | TRUE
147 | LV_2054-12_0_7_line_147 | NAYY 4x150 SE | 142 | 148 | 0.017692 | 0.208 | 0.08 | 261 | 0 | 0.27 | 1 | 1 | cs | TRUE
148 | LV_2054-12_0_7_line_148 | NAYY 4x150 SE | 146 | 147 | 0.023644 | 0.208 | 0.08 | 261 | 0 | 0.27 | 1 | 1 | cs | TRUE

## trafo
| name | std_type | hv_bus | lv_bus | sn_mva | vn_hv_kv | vn_lv_kv | vk_percent | vkr_percent | pfe_kw | i0_percent | shift_degree | tap_side | tap_neutral | tap_min | tap_max | tap_step_percent | tap_step_degree | tap_pos | tap_phase_shifter | parallel | df | in_service
0 | LV_2054-12_0_7_trafo_74 | 0.25 MVA 20/0.4 kV | 150 | 36 | 0.25 | 20 | 0.4 | 6 | 1.44 | 0.8 | 0.32 | 150 | hv | 0 | -2 | 2 | 2.5 | 0 | 0 | FALSE | 1 | 1 | TRUE

## line_geodata
| x0 | y0 | x1 | y1 | x2 | y2 | x3 | y3 | x4 | y4 | x5 | y5 | x6 | y6 | x7 | y7 | x8 | y8
0 | 2552673.3116 | 1187808.4998 | 2552678.4025 | 1187798.6845
1 | 2552724.1403 | 1187721.6591 | 2552693.832 | 1187768.9361 | 2552678.4025 | 1187798.6845
2 | 2552673.3116 | 1187808.4998 | 2552670.5391 | 1187813.8453 | 2552670.5391 | 1187813.8453
3 | 2552724.1403 | 1187721.6591 | 2552808.7237 | 1187775.2088
4 | 2552664.8575 | 1187684.1412 | 2552669.2202 | 1187687.8642 | 2552724.1403 | 1187721.6591
5 | 2552668.4177 | 1187819.7686 | 2552670.5391 | 1187813.8453
6 | 2552808.7237 | 1187775.2088 | 2552782.8375 | 1187822.7326
7 | 2552662.0164 | 1187682.774 | 2552664.8575 | 1187684.1412
8 | 2552664.8575 | 1187684.1412 | 2552663.6907 | 1187679.3811 | 2552664.374 | 1187675.1178 | 2552670.1621 | 1187657.5178 | 2552674.3261 | 1187627.5017 | 2552679.0456 | 1187620.4159 | 2552687.3015 | 1187609.0443 | 2552691.4752 | 1187604.3198 | 2552708.1656 | 1187585.4384
9 | 2552658.3806 | 1187832.3185 | 2552663.6255 | 1187828.9862 | 2552667.0014 | 1187823.7232 | 2552668.4177 | 1187819.7686
10 | 2552760.1059 | 1187864.4651 | 2552782.8375 | 1187822.7326
11 | 2552662.0164 | 1187682.774 | 2552649.8219 | 1187709.2408 | 2552618.5211 | 1187751.5455
12 | 2552739.3201 | 1187543.152 | 2552716.4043 | 1187576.1181 | 2552708.1656 | 1187585.4384
13 | 2552658.3806 | 1187832.3185 | 2552658.3806 | 1187832.3185 | 2552644.4693 | 1187834.6633 | 2552639.7395 | 1187837.4427
14 | 2552755.1407 | 1187879.4452 | 2552754.2679 | 1187875.1831 | 2552760.1059 | 1187864.4651
15 | 2552739.3201 | 1187543.152 | 2552734.3605 | 1187531.4848 | 2552733.7561 | 1187530.3 | 2552731.2218 | 1187525.2951 | 2552727.0324 | 1187521.3038 | 2552725.0039 | 1187519.4855 | 2552719.0612 | 1187514.6966 | 2552714.5944 | 1187512.2862
16 | 2552755.1407 | 1187879.4452 | 2552750.7832 | 1187881.1695 | 2552745.2458 | 1187881.28 | 2552725.6706 | 1187872.2578
17 | 2552722.552 | 1187870.8204 | 2552725.6706 | 1187872.2578
18 | 2552639.7395 | 1187837.4427 | 2552633.2694 | 1187841.2446 | 2552625.0219 | 1187844.0004 | 2552617.6741 | 1187845.7485 | 2552610.0314 | 1187844.9198 | 2552608.1777 | 1187844.0999
19 | 2552714.5944 | 1187512.2862 | 2552761.4522 | 1187471.8377 | 2552767.174 | 1187465.9097
20 | 2552796.7972 | 1187416.7726 | 2552793.8233 | 1187427.5687 | 2552792.6111 | 1187432.5032 | 2552790.2982 | 1187441.0262 | 2552788.99 | 1187445.3944 | 2552786.879 | 1187448.5795 | 2552778.8831 | 1187454.2792 | 2552769.8213 | 1187463.1668 | 2552767.174 | 1187465.9097
21 | 2552796.7972 | 1187416.7726 | 2552794.5865 | 1187415.0669 | 2552794.5711 | 1187414.9539
22 | 2552796.7972 | 1187416.7726 | 2553110.0626 | 1187333.0045
23 | 2552229.7191 | 1187221.5829 | 2552232.0694 | 1187223.5541 | 2552240.2479 | 1187229.2474 | 2552251.8832 | 1187234.2168
24 | 2552254.0202 | 1187235.1295 | 2552251.8832 | 1187234.2168
25 | 2552229.7191 | 1187221.5829 | 2552229.1693 | 1187212.9381
26 | 2552254.0202 | 1187235.1295 | 2552238.2414 | 1187231.1645 | 2552222.4459 | 1187225.0986
27 | 2552262.6785 | 1187238.829 | 2552254.0202 | 1187235.1295
28 | 2552222.4459 | 1187225.0986 | 2552214.1272 | 1187242.886 | 2552214.4351 | 1187243.3249
29 | 2552435.9155 | 1187185.774 | 2552262.6785 | 1187238.829
30 | 2552435.9155 | 1187185.774 | 2552452.2129 | 1187190.6803 | 2552453.623 | 1187191.4695 | 2552464.8114 | 1187197.6839 | 2552504.8853 | 1187225.097
31 | 2552565.4888 | 1187266.5534 | 2552504.8853 | 1187225.097
32 | 2553363.5593 | 1187352.0027 | 2553362.5361 | 1187351.4051
33 | 2553363.5593 | 1187352.0027 | 2553622.9625 | 1187511.6348
34 | 2553362.5361 | 1187351.4051 | 2553340.3817 | 1187338.4654
35 | 2553339.1218 | 1187337.7296 | 2553340.3817 | 1187338.4654
36 | 2552792.8132 | 1187402.096 | 2552794.5711 | 1187414.9539
37 | 2553110.0626 | 1187333.0045 | 2553127.6055 | 1187325.6517 | 2553132.3498 | 1187323.58 | 2553136.9138 | 1187319.8978
38 | 2553110.0626 | 1187333.0045 | 2553111.4736 | 1187333.9273 | 2553160.9339 | 1187366.4098
39 | 2553318.2522 | 1187325.5403 | 2553339.1218 | 1187337.7296
40 | 2553315.523 | 1187323.9463 | 2553318.2522 | 1187325.5403
41 | 2553315.523 | 1187323.9463 | 2553312.7281 | 1187361.6777
42 | 2553315.523 | 1187323.9463 | 2553292.8144 | 1187301.0001 | 2553291.2985 | 1187299.9954
43 | 2553312.7281 | 1187361.6777 | 2553304.2165 | 1187383.3846
44 | 2553312.7281 | 1187361.6777 | 2553284.486 | 1187343.6299
45 | 2553291.2985 | 1187299.9954 | 2553277.6769 | 1187290.9673
46 | 2553304.1585 | 1187383.5325 | 2553304.2165 | 1187383.3846
47 | 2553284.486 | 1187343.6299 | 2553282.1259 | 1187342.1217
48 | 2553267.2625 | 1187284.065 | 2553277.6769 | 1187290.9673
49 | 2553304.1585 | 1187383.5325 | 2553292.5136 | 1187413.2301
50 | 2553282.1259 | 1187342.1217 | 2553255.128 | 1187324.869
51 | 2553267.2625 | 1187284.065 | 2553253.9553 | 1187275.2454 | 2553252.5702 | 1187274.3535
52 | 2553252.5702 | 1187274.3535 | 2553243.7215 | 1187268.6563
53 | 2553231.5545 | 1187260.8226 | 2553243.7215 | 1187268.6563
54 | 2553231.5545 | 1187260.8226 | 2553215.2763 | 1187250.3418
55 | 2552792.8132 | 1187402.096 | 2552758.8 | 1187373.8159
56 | 2552750.2139 | 1187380.1429 | 2552754.9583 | 1187376.1698 | 2552758.112 | 1187374.5996 | 2552758.8 | 1187373.8159
57 | 2552761.5146 | 1187370.7372 | 2552758.8 | 1187373.8159
58 | 2553193.1402 | 1187238.001 | 2553198.9222 | 1187239.8123 | 2553215.2763 | 1187250.3418
59 | 2553166.933 | 1187208.2852 | 2553179.7688 | 1187216.3417
60 | 2553179.7688 | 1187216.3417 | 2553186.2278 | 1187220.3957
61 | 2553193.1402 | 1187238.001 | 2553192.6992 | 1187231.3786 | 2553191.3011 | 1187226.2645 | 2553188.0905 | 1187221.5649 | 2553186.2278 | 1187220.3957
62 | 2552771.1972 | 1187243.5463 | 2552752.0417 | 1187237.9836
63 | 2552771.1972 | 1187243.5463 | 2552764.9111 | 1187263.8628 | 2552753.6575 | 1187285.9972 | 2552752.0391 | 1187288.5042
64 | 2552728.231 | 1187219.7397 | 2552735.4006 | 1187228.1543 | 2552752.0417 | 1187237.9836
65 | 2552752.0391 | 1187288.5042 | 2552746.0904 | 1187297.7191 | 2552741.0885 | 1187304.3909
66 | 2553193.1402 | 1187238.001 | 2553181.8695 | 1187240.6463 | 2553176.6614 | 1187243.9111 | 2553172.4963 | 1187248.8354
67 | 2553170.6159 | 1187262.0018 | 2553170.4943 | 1187256.2329 | 2553172.4963 | 1187248.8354
68 | 2553170.6159 | 1187262.0018 | 2553173.5678 | 1187268.7379 | 2553178.9362 | 1187276.1777
69 | 2553170.6159 | 1187262.0018 | 2553159.7093 | 1187265.3446 | 2553146.3952 | 1187254.9416
70 | 2553182.9424 | 1187278.738 | 2553178.9362 | 1187276.1777 | 2553178.9362 | 1187276.1777
71 | 2553146.2987 | 1187254.8662 | 2553146.3952 | 1187254.9416
72 | 2553182.9424 | 1187278.738 | 2553203.0819 | 1187291.6085
73 | 2553237.9158 | 1187313.8698 | 2553229.7397 | 1187325.8885
74 | 2553237.9158 | 1187313.8698 | 2553255.128 | 1187324.869
75 | 2553292.1725 | 1187414.0999 | 2553292.5136 | 1187413.2301
76 | 2553284.1397 | 1187434.5856 | 2553292.1725 | 1187414.0999
77 | 2553284.1397 | 1187434.5856 | 2553280.1681 | 1187446.69 | 2553272.7178 | 1187458.8105
78 | 2553284.1397 | 1187434.5856 | 2553249.5474 | 1187415.2605
79 | 2553272.7178 | 1187458.8105 | 2553256.2986 | 1187450.0234
80 | 2553272.7178 | 1187458.8105 | 2553261.9007 | 1187476.403
81 | 2553229.8961 | 1187404.2822 | 2553249.5474 | 1187415.2605
82 | 2553251.2819 | 1187447.3385 | 2553256.2986 | 1187450.0234
83 | 2553249.6664 | 1187496.3003 | 2553261.9007 | 1187476.403
84 | 2553229.8961 | 1187404.2822 | 2553226.1797 | 1187402.2102
85 | 2553223.3555 | 1187423.4551 | 2553222.4791 | 1187420.6493 | 2553222.206 | 1187417.9277 | 2553224.0422 | 1187413.7333 | 2553229.8961 | 1187404.2822
86 | 2553249.6664 | 1187496.3003 | 2553209.0942 | 1187473.7721
87 | 2553249.6664 | 1187496.3003 | 2553239.6689 | 1187513.2309
88 | 2553214.816 | 1187395.8623 | 2553226.1797 | 1187402.2102
89 | 2553226.1797 | 1187402.2102 | 2553219.6876 | 1187412.9558 | 2553217.0367 | 1187416.4007 | 2553215.3876 | 1187417.7368
90 | 2553214.816 | 1187395.8623 | 2553195.6744 | 1187385.7112
91 | 2553214.816 | 1187395.8623 | 2553218.5228 | 1187393.7989 | 2553232.5318 | 1187395.9904 | 2553236.2463 | 1187394.8941 | 2553243.0919 | 1187385.2894
92 | 2553215.0278 | 1187418.0284 | 2553215.3876 | 1187417.7368
93 | 2553190.5843 | 1187383.0117 | 2553195.6744 | 1187385.7112
94 | 2553190.5843 | 1187383.0117 | 2553173.4963 | 1187365.6694 | 2553172.1056 | 1187360.522 | 2553182.5536 | 1187341.5297
95 | 2553190.5843 | 1187383.0117 | 2553164.8862 | 1187369.0054 | 2553160.9339 | 1187366.4098
96 | 2553136.9138 | 1187319.8978 | 2553144.7592 | 1187324.5413
97 | 2553159.2057 | 1187333.0918 | 2553144.7592 | 1187324.5413
98 | 2553169.7805 | 1187339.3508 | 2553159.2057 | 1187333.0918
99 | 2552761.5146 | 1187370.7372 | 2552749.2628 | 1187360.5216
100 | 2552739.2199 | 1187352.1477 | 2552749.2628 | 1187360.5216
101 | 2553209.0942 | 1187473.7721 | 2553218.4807 | 1187456.6003
102 | 2553209.0942 | 1187473.7721 | 2553207.2006 | 1187477.4557 | 2553202.2836 | 1187474.9185
103 | 2553193.5121 | 1187470.3923 | 2553202.2836 | 1187474.9185
104 | 2553193.5121 | 1187470.3923 | 2553179.2767 | 1187451.1572
105 | 2553164.1867 | 1187442.2622 | 2553179.2767 | 1187451.1572
106 | 2553164.1867 | 1187442.2622 | 2553167.9679 | 1187436.0736
107 | 2553167.9679 | 1187436.0736 | 2553182.9965 | 1187445.0457
108 | 2552739.2199 | 1187352.1477 | 2552736.8996 | 1187354.9009 | 2552736.2795 | 1187355.6062
109 | 2552736.2795 | 1187355.6062 | 2552730.7104 | 1187350.915
110 | 2552709.5286 | 1187333.0722 | 2552730.7104 | 1187350.915
111 | 2552584.1336 | 1187347.8105 | 2552587.0423 | 1187345.6942 | 2552598.1723 | 1187336.752
112 | 2552609.7243 | 1187327.4709 | 2552598.1723 | 1187336.752
113 | 2552609.7243 | 1187327.4709 | 2552620.0095 | 1187338.1424
114 | 2552624.4663 | 1187309.4886 | 2552609.7243 | 1187327.4709
115 | 2552620.0095 | 1187338.1424 | 2552633.8789 | 1187352.5328
116 | 2552624.4663 | 1187309.4886 | 2552631.3095 | 1187301.9262
117 | 2552624.4663 | 1187309.4886 | 2552611.8419 | 1187299.5079
118 | 2552636.5639 | 1187355.3186 | 2552633.8789 | 1187352.5328
119 | 2552638.2151 | 1187294.2045 | 2552638.2151 | 1187294.2045 | 2552631.8024 | 1187301.3815 | 2552631.3095 | 1187301.9262
120 | 2552611.8419 | 1187299.5079 | 2552603.2954 | 1187292.7511
121 | 2552644.0438 | 1187357.7043 | 2552640.2637 | 1187359.1573 | 2552636.5639 | 1187355.3186
122 | 2552585.004 | 1187279.903 | 2552600.1442 | 1187290.2598 | 2552603.2954 | 1187292.7511
123 | 2552644.0438 | 1187357.7043 | 2552656.6548 | 1187352.8499
124 | 2552656.6548 | 1187352.8499 | 2552669.9566 | 1187347.7296
125 | 2552684.059 | 1187342.3011 | 2552669.9566 | 1187347.7296
126 | 2552684.059 | 1187342.3011 | 2552686.7615 | 1187342.5131 | 2552689.4704 | 1187341.3898
127 | 2552684.059 | 1187342.3011 | 2552672.6767 | 1187330.3594
128 | 2552709.5286 | 1187333.0722 | 2552689.4704 | 1187341.3898
129 | 2552665.2721 | 1187322.591 | 2552672.6767 | 1187330.3594
130 | 2552714.5169 | 1187330.9982 | 2552710.3803 | 1187332.7208 | 2552709.5286 | 1187333.0722
131 | 2552665.2721 | 1187322.591 | 2552656.5366 | 1187313.4263
132 | 2552714.5169 | 1187330.9982 | 2552716.8947 | 1187328.7448 | 2552717.2581 | 1187328.3973
133 | 2552714.5169 | 1187330.9982 | 2552711.2005 | 1187328.3897 | 2552690.2488 | 1187309.8676 | 2552685.5656 | 1187304.432
134 | 2552717.2581 | 1187328.3973 | 2552725.8677 | 1187320.2563
135 | 2552669.9283 | 1187286.2822 | 2552685.5656 | 1187304.432
136 | 2552725.8677 | 1187320.2563 | 2552737.2952 | 1187309.4506 | 2552740.0179 | 1187305.8188
137 | 2552649.4854 | 1187229.9688 | 2552635.0085 | 1187243.8912 | 2552666.7174 | 1187282.5612 | 2552669.9283 | 1187286.2822
138 | 2552740.0179 | 1187305.8188 | 2552741.0885 | 1187304.3909
139 | 2552649.4854 | 1187229.9688 | 2552655.514 | 1187233.0338
140 | 2552582.0746 | 1187179.3311 | 2552635.0085 | 1187243.8912 | 2552649.4854 | 1187229.9688
141 | 2552649.4854 | 1187229.9688 | 2552659.6027 | 1187219.6062
142 | 2552582.0746 | 1187179.3311 | 2552571.0782 | 1187165.7604
143 | 2552582.0746 | 1187179.3311 | 2552593.7118 | 1187170.9675 | 2552601.0905 | 1187160.1601
144 | 2552582.0746 | 1187179.3311 | 2552593.035 | 1187178.9328 | 2552618.0693 | 1187190.1977
145 | 2552660.807 | 1187218.3727 | 2552659.6027 | 1187219.6062
146 | 2552550.6355 | 1187140.5322 | 2552571.0782 | 1187165.7604
147 | 2552634.2029 | 1187197.4574 | 2552618.0693 | 1187190.1977
148 | 2552565.4888 | 1187266.5534 | 2552585.004 | 1187279.903

## bus_geodata
| x | y | coords
0 | 2552678.4025 | 1187798.6845
1 | 2552673.3116 | 1187808.4998
2 | 2552724.1403 | 1187721.6591
3 | 2552670.5391 | 1187813.8453
4 | 2552808.7237 | 1187775.2088
5 | 2552664.8575 | 1187684.1412
6 | 2552668.4177 | 1187819.7686
7 | 2552782.8375 | 1187822.7326
8 | 2552662.0164 | 1187682.774
9 | 2552708.1656 | 1187585.4384
10 | 2552658.3806 | 1187832.3185
11 | 2552760.1059 | 1187864.4651
12 | 2552618.5211 | 1187751.5455
13 | 2552739.3201 | 1187543.152
14 | 2552755.1407 | 1187879.4452
15 | 2552725.6706 | 1187872.2578
16 | 2552722.552 | 1187870.8204
17 | 2552639.7395 | 1187837.4427
18 | 2552608.1777 | 1187844.0999
19 | 2552714.5944 | 1187512.2862
20 | 2552767.174 | 1187465.9097
21 | 2552796.7972 | 1187416.7726
22 | 2552251.8832 | 1187234.2168
23 | 2552229.7191 | 1187221.5829
24 | 2552254.0202 | 1187235.1295
25 | 2552229.1693 | 1187212.9381
26 | 2552222.4459 | 1187225.0986
27 | 2552262.6785 | 1187238.829
28 | 2552435.9155 | 1187185.774
29 | 2552504.8853 | 1187225.097
30 | 2552214.4351 | 1187243.3249
31 | 2553363.5593 | 1187352.0027
32 | 2553362.5361 | 1187351.4051
33 | 2553622.9625 | 1187511.6348
34 | 2553340.3817 | 1187338.4654
35 | 2552794.5711 | 1187414.9539
36 | 2553110.0626 | 1187333.0045
37 | 2553339.1218 | 1187337.7296
38 | 2553318.2522 | 1187325.5403
39 | 2553315.523 | 1187323.9463
40 | 2553312.7281 | 1187361.6777
41 | 2553291.2985 | 1187299.9954
42 | 2553304.2165 | 1187383.3846
43 | 2553284.486 | 1187343.6299
44 | 2553277.6769 | 1187290.9673
45 | 2553304.1585 | 1187383.5325
46 | 2553282.1259 | 1187342.1217
47 | 2553267.2625 | 1187284.065
48 | 2553252.5702 | 1187274.3535
49 | 2553243.7215 | 1187268.6563
50 | 2553231.5545 | 1187260.8226
51 | 2552792.8132 | 1187402.096
52 | 2552758.8 | 1187373.8159
53 | 2553215.2763 | 1187250.3418
54 | 2553166.933 | 1187208.2852
55 | 2553179.7688 | 1187216.3417
56 | 2553186.2278 | 1187220.3957
57 | 2552771.1972 | 1187243.5463
58 | 2552752.0417 | 1187237.9836
59 | 2552752.0391 | 1187288.5042
60 | 2553193.1402 | 1187238.001
61 | 2553172.4963 | 1187248.8354
62 | 2553170.6159 | 1187262.0018
63 | 2553178.9362 | 1187276.1777
64 | 2553146.3952 | 1187254.9416
65 | 2553182.9424 | 1187278.738
66 | 2553146.2987 | 1187254.8662
67 | 2553203.0819 | 1187291.6085
68 | 2553237.9158 | 1187313.8698
69 | 2553229.7397 | 1187325.8885
70 | 2553255.128 | 1187324.869
71 | 2553292.5136 | 1187413.2301
72 | 2553292.1725 | 1187414.0999
73 | 2553284.1397 | 1187434.5856
74 | 2553272.7178 | 1187458.8105
75 | 2553249.5474 | 1187415.2605
76 | 2553256.2986 | 1187450.0234
77 | 2553261.9007 | 1187476.403
78 | 2553229.8961 | 1187404.2822
79 | 2553251.2819 | 1187447.3385
80 | 2553249.6664 | 1187496.3003
81 | 2553226.1797 | 1187402.2102
82 | 2553223.3555 | 1187423.4551
83 | 2553214.816 | 1187395.8623
84 | 2553215.3876 | 1187417.7368
85 | 2553195.6744 | 1187385.7112
86 | 2553243.0919 | 1187385.2894
87 | 2553215.0278 | 1187418.0284
88 | 2553190.5843 | 1187383.0117
89 | 2553182.5536 | 1187341.5297
90 | 2553160.9339 | 1187366.4098
91 | 2553136.9138 | 1187319.8978
92 | 2553159.2057 | 1187333.0918
93 | 2553144.7592 | 1187324.5413
94 | 2553169.7805 | 1187339.3508
95 | 2552761.5146 | 1187370.7372
96 | 2552749.2628 | 1187360.5216
97 | 2553239.6689 | 1187513.2309
98 | 2553209.0942 | 1187473.7721
99 | 2553218.4807 | 1187456.6003
100 | 2553202.2836 | 1187474.9185
101 | 2553193.5121 | 1187470.3923
102 | 2553179.2767 | 1187451.1572
103 | 2553164.1867 | 1187442.2622
104 | 2553167.9679 | 1187436.0736
105 | 2553182.9965 | 1187445.0457
106 | 2552750.2139 | 1187380.1429
107 | 2552739.2199 | 1187352.1477
108 | 2552736.2795 | 1187355.6062
109 | 2552730.7104 | 1187350.915
110 | 2552584.1336 | 1187347.8105
111 | 2552598.1723 | 1187336.752
112 | 2552609.7243 | 1187327.4709
113 | 2552620.0095 | 1187338.1424
114 | 2552624.4663 | 1187309.4886
115 | 2552633.8789 | 1187352.5328
116 | 2552631.3095 | 1187301.9262
117 | 2552611.8419 | 1187299.5079
118 | 2552636.5639 | 1187355.3186
119 | 2552638.2151 | 1187294.2045
120 | 2552603.2954 | 1187292.7511
121 | 2552644.0438 | 1187357.7043
122 | 2552656.6548 | 1187352.8499
123 | 2552669.9566 | 1187347.7296
124 | 2552684.059 | 1187342.3011
125 | 2552689.4704 | 1187341.3898
126 | 2552672.6767 | 1187330.3594
127 | 2552709.5286 | 1187333.0722
128 | 2552665.2721 | 1187322.591
129 | 2552714.5169 | 1187330.9982
130 | 2552656.5366 | 1187313.4263
131 | 2552717.2581 | 1187328.3973
132 | 2552685.5656 | 1187304.432
133 | 2552725.8677 | 1187320.2563
134 | 2552669.9283 | 1187286.2822
135 | 2552740.0179 | 1187305.8188
136 | 2552649.4854 | 1187229.9688
137 | 2552655.514 | 1187233.0338
138 | 2552582.0746 | 1187179.3311
139 | 2552659.6027 | 1187219.6062
140 | 2552571.0782 | 1187165.7604
141 | 2552601.0905 | 1187160.1601
142 | 2552618.0693 | 1187190.1977
143 | 2552660.807 | 1187218.3727
144 | 2552741.0885 | 1187304.3909
145 | 2552728.231 | 1187219.7397
146 | 2552585.004 | 1187279.903
147 | 2552565.4888 | 1187266.5534
148 | 2552634.2028 | 1187197.4574
149 | 2552550.6355 | 1187140.5322
150 | 2553136.9138 | 1187319.8978

## line_std_types
| c_nf_per_km | r_ohm_per_km | x_ohm_per_km | max_i_ka | type | q_mm2 | alpha | voltage_rating
NAYY 4x50 SE | 210 | 0.642 | 0.083 | 0.142 | cs | 50 | 0.00403 | LV
NAYY 4x120 SE | 264 | 0.225 | 0.08 | 0.242 | cs | 120 | 0.00403 | LV
NAYY 4x150 SE | 261 | 0.208 | 0.08 | 0.27 | cs | 150 | 0.00403 | LV
NA2XS2Y 1x95 RM/25 12/20 kV | 216 | 0.313 | 0.132 | 0.252 | cs | 95 | 0.00403 | MV
NA2XS2Y 1x185 RM/25 12/20 kV | 273 | 0.161 | 0.117 | 0.362 | cs | 185 | 0.00403 | MV
NA2XS2Y 1x240 RM/25 12/20 kV | 304 | 0.122 | 0.112 | 0.421 | cs | 240 | 0.00403 | MV
NA2XS2Y 1x95 RM/25 6/10 kV | 315 | 0.313 | 0.123 | 0.249 | cs | 95 | 0.00403 | MV
NA2XS2Y 1x185 RM/25 6/10 kV | 406 | 0.161 | 0.11 | 0.358 | cs | 185 | 0.00403 | MV
NA2XS2Y 1x240 RM/25 6/10 kV | 456 | 0.122 | 0.105 | 0.416 | cs | 240 | 0.00403 | MV
NA2XS2Y 1x150 RM/25 12/20 kV | 250 | 0.206 | 0.116 | 0.319 | cs | 150 | 0.00403 | MV
NA2XS2Y 1x120 RM/25 12/20 kV | 230 | 0.253 | 0.119 | 0.283 | cs | 120 | 0.00403 | MV
NA2XS2Y 1x70 RM/25 12/20 kV | 190 | 0.443 | 0.132 | 0.22 | cs | 70 | 0.00403 | MV
NA2XS2Y 1x150 RM/25 6/10 kV | 360 | 0.206 | 0.11 | 0.315 | cs | 150 | 0.00403 | MV
NA2XS2Y 1x120 RM/25 6/10 kV | 340 | 0.253 | 0.113 | 0.28 | cs | 120 | 0.00403 | MV
NA2XS2Y 1x70 RM/25 6/10 kV | 280 | 0.443 | 0.123 | 0.217 | cs | 70 | 0.00403 | MV
N2XS(FL)2Y 1x120 RM/35 64/110 kV | 112 | 0.153 | 0.166 | 0.366 | cs | 120 | 0.00393 | HV
N2XS(FL)2Y 1x185 RM/35 64/110 kV | 125 | 0.099 | 0.156 | 0.457 | cs | 185 | 0.00393 | HV
N2XS(FL)2Y 1x240 RM/35 64/110 kV | 135 | 0.075 | 0.149 | 0.526 | cs | 240 | 0.00393 | HV
N2XS(FL)2Y 1x300 RM/35 64/110 kV | 144 | 0.06 | 0.144 | 0.588 | cs | 300 | 0.00393 | HV
15-AL1/3-ST1A 0.4 | 11 | 1.8769 | 0.35 | 0.105 | ol | 16 | 0.00403 | LV
24-AL1/4-ST1A 0.4 | 11.25 | 1.2012 | 0.335 | 0.14 | ol | 24 | 0.00403 | LV
48-AL1/8-ST1A 0.4 | 12.2 | 0.5939 | 0.3 | 0.21 | ol | 48 | 0.00403 | LV
94-AL1/15-ST1A 0.4 | 13.2 | 0.306 | 0.29 | 0.35 | ol | 94 | 0.00403 | LV
34-AL1/6-ST1A 10.0 | 9.7 | 0.8342 | 0.36 | 0.17 | ol | 34 | 0.00403 | MV
48-AL1/8-ST1A 10.0 | 10.1 | 0.5939 | 0.35 | 0.21 | ol | 48 | 0.00403 | MV
70-AL1/11-ST1A 10.0 | 10.4 | 0.4132 | 0.339 | 0.29 | ol | 70 | 0.00403 | MV
94-AL1/15-ST1A 10.0 | 10.75 | 0.306 | 0.33 | 0.35 | ol | 94 | 0.00403 | MV
122-AL1/20-ST1A 10.0 | 11.1 | 0.2376 | 0.323 | 0.41 | ol | 122 | 0.00403 | MV
149-AL1/24-ST1A 10.0 | 11.25 | 0.194 | 0.315 | 0.47 | ol | 149 | 0.00403 | MV
34-AL1/6-ST1A 20.0 | 9.15 | 0.8342 | 0.382 | 0.17 | ol | 34 | 0.00403 | MV
48-AL1/8-ST1A 20.0 | 9.5 | 0.5939 | 0.372 | 0.21 | ol | 48 | 0.00403 | MV
70-AL1/11-ST1A 20.0 | 9.7 | 0.4132 | 0.36 | 0.29 | ol | 70 | 0.00403 | MV
94-AL1/15-ST1A 20.0 | 10 | 0.306 | 0.35 | 0.35 | ol | 94 | 0.00403 | MV
122-AL1/20-ST1A 20.0 | 10.3 | 0.2376 | 0.344 | 0.41 | ol | 122 | 0.00403 | MV
149-AL1/24-ST1A 20.0 | 10.5 | 0.194 | 0.337 | 0.47 | ol | 149 | 0.00403 | MV
184-AL1/30-ST1A 20.0 | 10.75 | 0.1571 | 0.33 | 0.535 | ol | 184 | 0.00403 | MV
243-AL1/39-ST1A 20.0 | 11 | 0.1188 | 0.32 | 0.645 | ol | 243 | 0.00403 | MV
48-AL1/8-ST1A 110.0 | 8 | 0.5939 | 0.46 | 0.21 | ol | 48 | 0.00403 | HV
70-AL1/11-ST1A 110.0 | 8.4 | 0.4132 | 0.45 | 0.29 | ol | 70 | 0.00403 | HV
94-AL1/15-ST1A 110.0 | 8.65 | 0.306 | 0.44 | 0.35 | ol | 94 | 0.00403 | HV
122-AL1/20-ST1A 110.0 | 8.5 | 0.2376 | 0.43 | 0.41 | ol | 122 | 0.00403 | HV
149-AL1/24-ST1A 110.0 | 8.75 | 0.194 | 0.41 | 0.47 | ol | 149 | 0.00403 | HV
184-AL1/30-ST1A 110.0 | 8.8 | 0.1571 | 0.4 | 0.535 | ol | 184 | 0.00403 | HV
243-AL1/39-ST1A 110.0 | 9 | 0.1188 | 0.39 | 0.645 | ol | 243 | 0.00403 | HV
305-AL1/39-ST1A 110.0 | 9.2 | 0.0949 | 0.38 | 0.74 | ol | 305 | 0.00403 | HV
490-AL1/64-ST1A 110.0 | 9.75 | 0.059 | 0.37 | 0.96 | ol | 490 | 0.00403 | HV
679-AL1/86-ST1A 110.0 | 9.95 | 0.042 | 0.36 | 1.15 | ol | 679 | 0.00403 | HV
490-AL1/64-ST1A 220.0 | 10 | 0.059 | 0.285 | 0.96 | ol | 490 | 0.00403 | HV
679-AL1/86-ST1A 220.0 | 11.7 | 0.042 | 0.275 | 1.15 | ol | 679 | 0.00403 | HV
490-AL1/64-ST1A 380.0 | 11 | 0.059 | 0.253 | 0.96 | ol | 490 | 0.00403 | HV
679-AL1/86-ST1A 380.0 | 14.6 | 0.042 | 0.25 | 1.15 | ol | 679 | 0.00403 | HV

## trafo_std_types
| i0_percent | pfe_kw | vkr_percent | sn_mva | vn_lv_kv | vn_hv_kv | vk_percent | shift_degree | vector_group | tap_side | tap_neutral | tap_min | tap_max | tap_step_degree | tap_step_percent | tap_phase_shifter
160 MVA 380/110 kV | 0.06 | 60 | 0.25 | 160 | 110 | 380 | 12.2 | 0 | Yy0 | hv | 0 | -9 | 9 | 0 | 1.5 | FALSE
100 MVA 220/110 kV | 0.06 | 55 | 0.26 | 100 | 110 | 220 | 12 | 0 | Yy0 | hv | 0 | -9 | 9 | 0 | 1.5 | FALSE
63 MVA 110/20 kV | 0.04 | 22 | 0.32 | 63 | 20 | 110 | 18 | 150 | YNd5 | hv | 0 | -9 | 9 | 0 | 1.5 | FALSE
40 MVA 110/20 kV | 0.05 | 18 | 0.34 | 40 | 20 | 110 | 16.2 | 150 | YNd5 | hv | 0 | -9 | 9 | 0 | 1.5 | FALSE
25 MVA 110/20 kV | 0.07 | 14 | 0.41 | 25 | 20 | 110 | 12 | 150 | YNd5 | hv | 0 | -9 | 9 | 0 | 1.5 | FALSE
63 MVA 110/10 kV | 0.04 | 22 | 0.32 | 63 | 10 | 110 | 18 | 150 | YNd5 | hv | 0 | -9 | 9 | 0 | 1.5 | FALSE
40 MVA 110/10 kV | 0.05 | 18 | 0.34 | 40 | 10 | 110 | 16.2 | 150 | YNd5 | hv | 0 | -9 | 9 | 0 | 1.5 | FALSE
25 MVA 110/10 kV | 0.07 | 14 | 0.41 | 25 | 10 | 110 | 12 | 150 | YNd5 | hv | 0 | -9 | 9 | 0 | 1.5 | FALSE
0.25 MVA 20/0.4 kV | 0.32 | 0.8 | 1.44 | 0.25 | 0.4 | 20 | 6 | 150 | Yzn5 | hv | 0 | -2 | 2 | 0 | 2.5 | FALSE
0.4 MVA 20/0.4 kV | 0.3375 | 1.35 | 1.425 | 0.4 | 0.4 | 20 | 6 | 150 | Dyn5 | hv | 0 | -2 | 2 | 0 | 2.5 | FALSE
0.63 MVA 20/0.4 kV | 0.2619 | 1.65 | 1.206 | 0.63 | 0.4 | 20 | 6 | 150 | Dyn5 | hv | 0 | -2 | 2 | 0 | 2.5 | FALSE
0.25 MVA 10/0.4 kV | 0.24 | 0.6 | 1.2 | 0.25 | 0.4 | 10 | 4 | 150 | Dyn5 | hv | 0 | -2 | 2 | 0 | 2.5 | FALSE
0.4 MVA 10/0.4 kV | 0.2375 | 0.95 | 1.325 | 0.4 | 0.4 | 10 | 4 | 150 | Dyn5 | hv | 0 | -2 | 2 | 0 | 2.5 | FALSE
0.63 MVA 10/0.4 kV | 0.1873 | 1.18 | 1.0794 | 0.63 | 0.4 | 10 | 4 | 150 | Dyn5 | hv | 0 | -2 | 2 | 0 | 2.5 | FALSE

## trafo3w_std_types
| sn_hv_mva | sn_mv_mva | sn_lv_mva | vn_hv_kv | vn_mv_kv | vn_lv_kv | vk_hv_percent | vk_mv_percent | vk_lv_percent | vkr_hv_percent | vkr_mv_percent | vkr_lv_percent | pfe_kw | i0_percent | shift_mv_degree | shift_lv_degree | vector_group | tap_side | tap_neutral | tap_min | tap_max | tap_step_percent
63/25/38 MVA 110/20/10 kV | 63 | 25 | 38 | 110 | 20 | 10 | 10.4 | 10.4 | 10.4 | 0.28 | 0.32 | 0.35 | 35 | 0.89 | 0 | 0 | YN0yn0yn0 | hv | 0 | -10 | 10 | 1.2
63/25/38 MVA 110/10/10 kV | 63 | 25 | 38 | 110 | 10 | 10 | 10.4 | 10.4 | 10.4 | 0.28 | 0.32 | 0.35 | 35 | 0.89 | 0 | 0 | YN0yn0yn0 | hv | 0 | -10 | 10 | 1.2

## fuse_std_types
| fuse_type | i_rated_a | t_avg | t_min | t_total | x_avg | x_min | x_total
HV 100A | HV 100A | 100 | 0 | [10.0, 3.64, 0.854, 0.281, 0.1, 0.0531, 0.022, 0.01] | [10.0, 4.267, 1.21, 0.403, 0.1, 0.058, 0.022, 0.01] | 0 | [300.0, 350.0, 450.0, 550.0, 700.0, 850.0, 1200.0, 1752.0] | [600.0, 700.0, 900.0, 1150.0, 1665.0, 2000.0, 3000.0, 4313.0]
HV 10A | HV 10A | 10 | 0 | [10.0, 1675.0, 0.344, 0.156, 0.1, 0.0417, 0.0171, 0.01] | [10.0, 1.3, 0.3, 0.155, 0.1, 0.0555, 0.023, 0.01] | 0 | [30.0, 32.0, 35.0, 37.0, 39.0, 50.0, 70.0, 88.0] | [60.0, 70.0, 80.0, 87.0, 94.0, 110.0, 150.0, 216.0]
HV 125A | HV 125A | 125 | 0 | [10.0, 1.82, 0.344, 0.1, 0.0467, 0.0269, 0.01] | [10.0, 2.478, 0.426, 0.1, 0.0427, 0.0211, 0.01] | 0 | [375.0, 500.0, 700.0, 925.0, 1200.0, 1500.0, 2341.0] | [750.0, 1000.0, 1500.0, 2200.0, 3000.0, 4000.0, 5765.0]
HV 160A | HV 160A | 160 | 0 | [10.0, 4.15, 1.03, 0.198, 0.1, 0.051, 0.0172, 0.01] | [10.0, 2.3, 0.734, 0.274, 0.1, 0.046, 0.0177, 0.01] | 0 | [480.0, 550.0, 700.0, 1000.0, 1260.0, 1600.0, 2500.0, 3227.0] | [960.0, 1300.0, 1700.0, 2200.0, 2996.0, 4000.0, 6000.0, 7946.0]
HV 16A | HV 16A | 16 | 0 | [10.0, 0.352, 0.164, 0.1, 0.0649, 0.0342, 0.01] | [10.0, 2.34, 0.722, 0.181, 0.1, 0.055, 0.0296, 0.01] | 0 | [48.0, 60.0, 65.0, 71.0, 80.0, 100.0, 162.0] | [96.0, 110.0, 125.0, 150.0, 168.0, 200.0, 250.0, 398.0]
HV 200A | HV 200A | 200 | 0 | [10.0, 4.267, 1.21, 0.403, 0.1, 0.058, 0.022, 0.01] | [10.0, 3.73, 1.654, 0.328, 0.1, 0.0531, 0.019, 0.01] | 0 | [600.0, 700.0, 900.0, 1150.0, 1665.0, 2000.0, 3000.0, 4313.0] | [1200.0, 1500.0, 1800.0, 2700.0, 3960.0, 5000.0, 7500.0, 10620.0]
HV 20A | HV 20A | 20 | 0 | [10.0, 1.3, 0.3, 0.155, 0.1, 0.0555, 0.023, 0.01] | [10.0, 1.3, 0.161, 0.1, 0.0611, 0.0399, 0.0141, 0.01] | 0 | [60.0, 70.0, 80.0, 87.0, 94.0, 110.0, 150.0, 216.0] | [120.0, 150.0, 200.0, 223.0, 260.0, 300.0, 450.0, 532.0]
HV 25A | HV 25A | 25 | 0 | [10.0, 2.512, 0.833, 0.299, 0.1, 0.0372, 0.0223, 0.01] | [10.0, 3.125, 0.597, 0.198, 0.1, 0.0378, 0.022, 0.01] | 0 | [75.0, 82.0, 90.0, 100.0, 124.0, 170.0, 200.0, 289.0] | [150.0, 170.0, 210.0, 250.0, 294.0, 400.0, 500.0, 711.0]
HV 31.5A | HV 31.5A | 31.5 | 0 | [10.0, 2.34, 0.722, 0.181, 0.1, 0.055, 0.0296, 0.01] | [10.0, 2.84, 0.368, 0.164, 0.1, 0.0621, 0.0378, 0.0195, 0.01] | 0 | [95.0, 110.0, 125.0, 150.0, 165.0, 200.0, 250.0, 390.0] | [189.0, 220.0, 300.0, 350.0, 393.0, 450.0, 530.0, 700.0, 960.0]
HV 40A | HV 40A | 40 | 0 | [10.0, 1.3, 0.161, 0.1, 0.0611, 0.0399, 0.0141, 0.01] | [10.0, 2.05, 0.369, 0.198, 0.1, 0.051, 0.0298, 0.01] | 0 | [120.0, 150.0, 200.0, 223.0, 260.0, 300.0, 450.0, 532.0] | [240.0, 300.0, 400.0, 450.0, 530.0, 650.0, 800.0, 1311.0]
HV 50A | HV 50A | 50 | 0 | [10.0, 3.215, 0.597, 0.198, 0.1, 0.0378, 0.022, 0.01] | [10.0, 3.64, 0.854, 0.281, 0.1, 0.0531, 0.022, 0.01] | 0 | [150.0, 170.0, 210.0, 250.0, 294.0, 400.0, 500.0, 711.0] | [300.0, 350.0, 450.0, 550.0, 700.0, 850.0, 1200.0, 1752.0]
HV 6.3A | HV 6.3A | 6.3 | 0 | [10.0, 1.39, 0.344, 0.168, 0.1, 0.056, 0.0263, 0.01] | [10.0, 1.711, 0.516, 0.198, 0.1, 0.0634, 0.0303, 0.01] | 0 | [19.0, 19.5, 20.4, 20.8, 22.0, 25.0, 32.0, 48.0] | [38.0, 40.0, 43.0, 48.0, 53.0, 60.0, 75.0, 118.0]
HV 63A | HV 63A | 63 | 0 | [10.0, 2.84, 0.368, 0.164, 0.1, 0.0621, 0.0378, 0.0195, 0.01] | [10.0, 1.82, 0.344, 0.1, 0.0467, 0.0269, 0.01] | 0 | [189.0, 220.0, 300.0, 350.0, 393.0, 450.0, 530.0, 700.0, 961.0] | [378.0, 500.0, 700.0, 934.0, 1200.0, 1500.0, 2366.0]
HV 80A | HV 80A | 80 | 0 | [10.0, 2.05, 0.369, 0.198, 0.1, 0.051, 0.0298, 0.01] | [10.0, 4.15, 1.03, 0.198, 0.1, 0.051, 0.0172, 0.01] | 0 | [240.0, 300.0, 400.0, 450.0, 530.0, 650.0, 800.0, 1311.0] | [480.0, 550.0, 700.0, 1000.0, 1260.0, 1600.0, 2500.0, 3227.0]
Siemens NH-1-100 | Siemens NH-1-100 | 100 | [5400.0, 2000.0, 400.0, 20.0, 1.0, 0.2, 0.012, 0.004] | 0 | 0 | [150.0, 190.0, 250.0, 430.0, 900.0, 1250.0, 2700.0, 3600.0] | 0 | 0
Siemens NH-1-125 | Siemens NH-1-125 | 125 | [4800.0, 120.0, 7.0, 0.1, 0.004] | 0 | 0 | [180.0, 400.0, 740.0, 2000.0, 4250.0] | 0 | 0
Siemens NH-1-16 | Siemens NH-1-16 | 16 | [4000.0, 400.0, 2.0, 0.1, 0.04, 0.01] | 0 | 0 | [26.0, 35.0, 75.0, 150.0, 200.0, 300.0] | 0 | 0
Siemens NH-1-160 | Siemens NH-1-160 | 160 | [4800.0, 120.0, 7.0, 0.1, 0.004] | 0 | 0 | [210.0, 500.0, 900.0, 2300.0, 5000.0] | 0 | 0
Siemens NH-1-25 | Siemens NH-1-25 | 25 | [4000.0, 1000.0, 10.0, 0.2, 0.02, 0.01] | 0 | 0 | [40.0, 50.0, 100.0, 210.0, 400.0, 500.0] | 0 | 0
Siemens NH-1-50 | Siemens NH-1-50 | 50 | [4000.0, 40.0, 4.0, 1.0, 0.02, 0.01] | 0 | 0 | [86.0, 200.0, 300.0, 400.0, 1000.0, 1280.0] | 0 | 0
Siemens NH-1-63 | Siemens NH-1-63 | 63 | [4000.0, 100.0, 10.0, 2.0, 0.04, 0.01] | 0 | 0 | [100.0, 200.0, 300.0, 400.0, 1000.0, 1500.0] | 0 | 0
Siemens NH-1-80 | Siemens NH-1-80 | 80 | [4800.0, 120.0, 7.0, 0.1, 0.01] | 0 | 0 | [150.58, 250.0, 450.0, 1150.0, 2470.0] | 0 | 0
Siemens NH-2-1000 | Siemens NH-2-1000 | 1000 | [4800.0, 120.0, 7.0, 0.1, 0.004] | 0 | 0 | [1900.0, 3500.0, 8400.0, 24000.0, 52000.0] | 0 | 0
Siemens NH-2-200 | Siemens NH-2-200 | 200 | [4800.0, 120.0, 7.0, 0.1, 0.004] | 0 | 0 | [280.0, 650.0, 1200.0, 3000.0, 7000.0] | 0 | 0
Siemens NH-2-224 | Siemens NH-2-224 | 224 | [4800.0, 120.0, 7.0, 0.2, 0.04, 0.004] | 0 | 0 | [400.0, 750.0, 1453.0, 3025.0, 4315.0, 7600.0] | 0 | 0
Siemens NH-2-250 | Siemens NH-2-250 | 250 | [4800.0, 120.0, 7.0, 0.1, 0.004] | 0 | 0 | [450.0, 800.0, 1650.0, 4000.0, 8500.0] | 0 | 0
Siemens NH-2-315 | Siemens NH-2-315 | 315 | [4800.0, 120.0, 7.0, 0.1, 0.004] | 0 | 0 | [550.0, 920.0, 1900.0, 5000.0, 11000.0] | 0 | 0
Siemens NH-2-355 | Siemens NH-2-355 | 355 | [4800.0, 120.0, 6.0, 0.1, 0.004] | 0 | 0 | [650.0, 1116.27, 2350.0, 5840.0, 12790.0] | 0 | 0
Siemens NH-2-400 | Siemens NH-2-400 | 400 | [4800.0, 120.0, 7.0, 0.1, 0.004] | 0 | 0 | [720.0, 1350.0, 2800.0, 6500.0, 15000.0] | 0 | 0
Siemens NH-2-425 | Siemens NH-2-425 | 425 | [4800.0, 120.0, 7.0, 0.1, 0.004] | 0 | 0 | [850.0, 1500.0, 3050.0, 7500.0, 16500.0] | 0 | 0
Siemens NH-2-630 | Siemens NH-2-630 | 630 | [4800.0, 120.0, 7.0, 0.1, 0.004] | 0 | 0 | [1200.0, 2000.0, 4800.0, 12000.0, 26000.0] | 0 | 0

## res_bus
| vm_pu | va_degree | p_mw | q_mvar
0 | 0.97636 | -0.16641 | 0.001381 | 0.00034612
1 | 0.97623 | -0.16734 | 0.00065277 | 0.0001636
2 | 0.97759 | -0.15758 | 0 | 0
3 | 0.97616 | -0.1678 | 0.0013678 | 0.00034279
4 | 0.97706 | -0.16141 | 0 | 0
5 | 0.97892 | -0.14801 | 0 | 0
6 | 0.97611 | -0.1682 | 0.0022732 | 0.00056972
7 | 0.97677 | -0.16348 | 0.00074682 | 0.00018717
8 | 0.97892 | -0.14804 | 0 | 0
9 | 0.98122 | -0.13159 | 0.00076689 | 0.0001922
10 | 0.97602 | -0.16885 | 0.0014036 | 0.00035177
11 | 0.97657 | -0.16493 | 0.00064238 | 0.000161
12 | 0.9788 | -0.14888 | 0.00098175 | 0.00024605
13 | 0.98236 | -0.12349 | 0 | 0
14 | 0.97651 | -0.16532 | 0 | 0
15 | 0.97641 | -0.16607 | 0.00041905 | 0.00010502
16 | 0.9764 | -0.16614 | 0.0018408 | 0.00046136
17 | 0.97595 | -0.16933 | 0.0010855 | 0.00027206
18 | 0.97589 | -0.16976 | 0.0012394 | 0.00031063
19 | 0.98324 | -0.11722 | 0 | 0
20 | 0.98475 | -0.10646 | 0.0044844 | 0.0011239
21 | 0.98643 | -0.09456 | 0 | 0
22 | 0.97034 | -0.20947 | 0.0041452 | 0.0010389
23 | 0.97022 | -0.21035 | 0 | 0
24 | 0.97037 | -0.20929 | 0 | 0
25 | 0.97018 | -0.21064 | 0.0032194 | 0.00080686
26 | 0.97023 | -0.21027 | 0 | 0
27 | 0.97051 | -0.20828 | 0 | 0
28 | 0.97321 | -0.1888 | 0 | 0
29 | 0.9744 | -0.18023 | 0.0011381 | 0.00028523
30 | 0.97015 | -0.21087 | 0.0027889 | 0.00069898
31 | 0.97968 | -0.14222 | 0.004132 | 0.0010356
32 | 0.97971 | -0.14204 | 0.0022817 | 0.00057185
33 | 0.97495 | -0.17612 | 0.010638 | 0.0026661
34 | 0.98035 | -0.13748 | 0.002353 | 0.00058973
35 | 0.98634 | -0.095227 | 0.0023343 | 0.00058504
36 | 1 | 0 | -0.23419 | -0.059027
37 | 0.98039 | -0.13719 | 0.0031793 | 0.00079681
38 | 0.98118 | -0.13152 | 0.004337 | 0.0010869
39 | 0.98131 | -0.13063 | 0 | 0
40 | 0.98349 | -0.11516 | 0.00097309 | 0.00024388
41 | 0.97871 | -0.1491 | 0.0037332 | 0.00093564
42 | 0.98453 | -0.10783 | 0.0026887 | 0.00067385
43 | 0.98294 | -0.11912 | 0.0024868 | 0.00062326
44 | 0.97755 | -0.15734 | 0.003581 | 0.00089747
45 | 0.98454 | -0.10778 | 0.0037819 | 0.00094784
46 | 0.9829 | -0.11938 | 0.0023773 | 0.0005958
47 | 0.97673 | -0.16319 | 0.002921 | 0.00073206
48 | 0.97565 | -0.17092 | 0.005407 | 0.0013551
49 | 0.97509 | -0.17494 | 0.0038378 | 0.00096184
50 | 0.9744 | -0.1799 | 0.0037098 | 0.00092977
51 | 0.98593 | -0.098099 | 0 | 0
52 | 0.98455 | -0.10789 | 0 | 0
53 | 0.97358 | -0.18579 | 0.0023215 | 0.00058183
54 | 0.97218 | -0.19587 | 0.0025687 | 0.00064378
55 | 0.97223 | -0.19546 | 0.0040802 | 0.0010226
56 | 0.97231 | -0.19493 | 0.0028504 | 0.00071438
57 | 0.98183 | -0.12717 | 0 | 0
58 | 0.98179 | -0.12748 | 0.00044437 | 0.00011137
59 | 0.98194 | -0.1264 | 0.00070293 | 0.00017617
60 | 0.97259 | -0.19294 | 0 | 0
61 | 0.97198 | -0.1973 | 0.0021607 | 0.00054152
62 | 0.97169 | -0.19941 | 0 | 0
63 | 0.97144 | -0.20118 | 0.0040431 | 0.0010133
64 | 0.97149 | -0.20085 | 0.0033884 | 0.00084922
65 | 0.9714 | -0.20148 | 0.0041643 | 0.0010437
66 | 0.97149 | -0.20086 | 0.0014277 | 0.00035782
67 | 0.97133 | -0.20196 | 0.0018864 | 0.00047277
68 | 0.98253 | -0.12202 | 0 | 0
69 | 0.98249 | -0.12235 | 0.00218 | 0.00054635
70 | 0.9826 | -0.12156 | 0.0043916 | 0.0011007
71 | 0.98606 | -0.097071 | 0.0024042 | 0.00060255
72 | 0.9861 | -0.096751 | 0.0015976 | 0.00040039
73 | 0.98719 | -0.089082 | 0 | 0
74 | 0.98644 | -0.094408 | 0 | 0
75 | 0.98952 | -0.072717 | 0.0024341 | 0.00061003
76 | 0.98634 | -0.095159 | 0.002291 | 0.00057418
77 | 0.98598 | -0.097659 | 0.0038262 | 0.00095895
78 | 0.99087 | -0.063268 | 0 | 0
79 | 0.98632 | -0.095255 | 0.0016416 | 0.00041143
80 | 0.9856 | -0.10042 | 0 | 0
81 | 0.99113 | -0.061459 | 0 | 0
82 | 0.99081 | -0.063719 | 0.0020756 | 0.00052019
83 | 0.99194 | -0.055801 | 0 | 0
84 | 0.99105 | -0.062026 | 0.0019895 | 0.00049861
85 | 0.99333 | -0.046128 | 0.0018022 | 0.00045167
86 | 0.99177 | -0.057007 | 0.0034852 | 0.00087346
87 | 0.99105 | -0.06203 | 0.00094225 | 0.00023615
88 | 0.9937 | -0.043525 | 0 | 0
89 | 0.99361 | -0.044206 | 0.0013087 | 0.00032798
90 | 0.99593 | -0.028058 | 0.0026561 | 0.00066567
91 | 0.99979 | -0.0014541 | 0 | 0
92 | 0.99966 | -0.002407 | 0.0021219 | 0.0005318
93 | 0.99973 | -0.0018961 | 0.0018061 | 0.00045265
94 | 0.99964 | -0.0025204 | 0.00092363 | 0.00023148
95 | 0.98442 | -0.10878 | 0 | 0
96 | 0.98393 | -0.11224 | 0.0012216 | 0.00030616
97 | 0.98549 | -0.10117 | 0.0037148 | 0.00093101
98 | 0.98507 | -0.10413 | 0 | 0
99 | 0.985 | -0.10467 | 0.0026919 | 0.00067466
100 | 0.985 | -0.10464 | 0.0019682 | 0.00049328
101 | 0.98496 | -0.10496 | 0.00053165 | 0.00013324
102 | 0.98487 | -0.10559 | 0.0013796 | 0.00034575
103 | 0.98484 | -0.10581 | 0 | 0
104 | 0.98483 | -0.1059 | 0 | 0
105 | 0.98479 | -0.10612 | 0.0012098 | 0.0003032
106 | 0.98452 | -0.10807 | 0.0015949 | 0.00039972
107 | 0.98354 | -0.11502 | 0 | 0
108 | 0.98341 | -0.11598 | 0 | 0
109 | 0.98319 | -0.11753 | 0.0012858 | 0.00032226
110 | 0.97771 | -0.15651 | 0.00092569 | 0.000232
111 | 0.97774 | -0.15634 | 0.0036061 | 0.00090378
112 | 0.97784 | -0.15564 | 0 | 0
113 | 0.97837 | -0.1518 | 0.0015146 | 0.0003796
114 | 0.97715 | -0.16055 | 0 | 0
115 | 0.97914 | -0.14632 | 0.00058509 | 0.00014664
116 | 0.97712 | -0.16073 | 0.0012019 | 0.00030122
117 | 0.97671 | -0.16368 | 0.0036992 | 0.0009271
118 | 0.97929 | -0.14524 | 0.0023753 | 0.0005953
119 | 0.97712 | -0.16078 | 0.00045531 | 0.00011411
120 | 0.97647 | -0.16538 | 0.0013671 | 0.00034263
121 | 0.97969 | -0.14238 | 0 | 0
122 | 0.98027 | -0.13827 | 0.0015916 | 0.00039888
123 | 0.98091 | -0.1337 | 0.0007177 | 0.00017987
124 | 0.98161 | -0.12875 | 0 | 0
125 | 0.98193 | -0.12646 | 0.0028943 | 0.00072537
126 | 0.98143 | -0.13005 | 0.0013062 | 0.00032737
127 | 0.98237 | -0.12331 | 0 | 0
128 | 0.98133 | -0.13075 | 0.0045001 | 0.0011278
129 | 0.98223 | -0.12434 | 0 | 0
130 | 0.98129 | -0.13099 | 0.001789 | 0.00044837
131 | 0.9822 | -0.12456 | 0 | 0
132 | 0.98149 | -0.12961 | 0.0017437 | 0.00043701
133 | 0.9821 | -0.12524 | 0.0023673 | 0.00059329
134 | 0.9811 | -0.13238 | 0 | 0
135 | 0.98201 | -0.12591 | 0.00068554 | 0.00017181
136 | 0.97989 | -0.14107 | 0 | 0
137 | 0.97987 | -0.1412 | 0.0018717 | 0.0004691
138 | 0.979 | -0.14744 | 0 | 0
139 | 0.97982 | -0.14158 | 0.0018724 | 0.00046926
140 | 0.97893 | -0.14793 | 0.0013683 | 0.00034293
141 | 0.97896 | -0.14773 | 0.0010207 | 0.00025581
142 | 0.97888 | -0.14833 | 0.0014501 | 0.00036344
143 | 0.97981 | -0.14161 | 0.0014969 | 0.00037516
144 | 0.982 | -0.12596 | 0.00028152 | 7.0556e-05
145 | 0.98174 | -0.12782 | 0.0010656 | 0.00026706
146 | 0.97603 | -0.16855 | 0.0016286 | 0.00040816
147 | 0.97562 | -0.1715 | 0.00056913 | 0.00014264
148 | 0.97886 | -0.14847 | 0.00076897 | 0.00019272
149 | 0.97887 | -0.14836 | 0.0012873 | 0.00032262
150 | 0.99998 | 149.9947 | 0 | 0

## res_line
| p_from_mw | q_from_mvar | p_to_mw | q_to_mvar | pl_mw | ql_mvar | i_from_ka | i_to_ka | i_ka | vm_from_pu | va_from_degree | vm_to_pu | va_to_degree | loading_percent
0 | 0.0080247 | 0.0020103 | -0.0080236 | -0.0020101 | 1.0319e-06 | 2.5863e-07 | 0.01223 | 0.01223 | 0.01223 | 0.97636 | -0.16641 | 0.97623 | -0.16734 | 4.5295
1 | -0.0094057 | -0.0023564 | 0.0094172 | 0.0023597 | 1.1497e-05 | 3.299e-06 | 0.014334 | 0.014334 | 0.014334 | 0.97636 | -0.16641 | 0.97759 | -0.15758 | 5.309
2 | 0.0073709 | 0.0018465 | -0.0073704 | -0.0018464 | 4.7428e-07 | 1.0713e-07 | 0.011235 | 0.011235 | 0.011235 | 0.97623 | -0.16734 | 0.97616 | -0.1678 | 4.161
3 | 0.003653 | 0.00091289 | -0.0036511 | -0.0009134 | 1.927e-06 | -5.1082e-07 | 0.0055594 | 0.0055599 | 0.0055599 | 0.97759 | -0.15758 | 0.97706 | -0.16141 | 2.0592
4 | -0.01307 | -0.0032726 | 0.013088 | 0.0032784 | 1.7306e-05 | 5.7763e-06 | 0.019893 | 0.019893 | 0.019893 | 0.97759 | -0.15758 | 0.97892 | -0.14801 | 7.3679
5 | 0.0060026 | 0.0015036 | -0.0060023 | -0.0015035 | 3.2868e-07 | 4.7767e-08 | 0.0091498 | 0.0091499 | 0.0091499 | 0.97616 | -0.1678 | 0.97611 | -0.1682 | 3.3888
6 | 0.0036511 | 0.0009134 | -0.00365 | -0.00091367 | 1.0439e-06 | -2.7606e-07 | 0.0055599 | 0.0055601 | 0.0055601 | 0.97706 | -0.16141 | 0.97677 | -0.16348 | 2.0593
7 | 0.00098187 | 0.00024503 | -0.00098187 | -0.00024507 | 4.3707e-09 | -3.7871e-08 | 0.0014921 | 0.0014921 | 0.0014921 | 0.97892 | -0.14801 | 0.97892 | -0.14804 | 0.55264
8 | -0.014069 | -0.0035234 | 0.014101 | 0.0035343 | 3.1995e-05 | 1.0893e-05 | 0.021385 | 0.021385 | 0.021385 | 0.97892 | -0.14801 | 0.98122 | -0.13159 | 7.9205
9 | 0.0037291 | 0.0009338 | -0.0037288 | -0.00093388 | 3.3608e-07 | -7.9059e-08 | 0.0056845 | 0.0056846 | 0.0056846 | 0.97611 | -0.1682 | 0.97602 | -0.16885 | 2.1054
10 | 0.0029032 | 0.0007265 | -0.0029026 | -0.00072687 | 5.7998e-07 | -3.7163e-07 | 0.0044224 | 0.0044226 | 0.0044226 | 0.97677 | -0.16348 | 0.97657 | -0.16493 | 1.638
11 | 0.00098187 | 0.00024507 | -0.00098175 | -0.00024605 | 1.1355e-07 | -9.8345e-07 | 0.0014921 | 0.0014925 | 0.0014925 | 0.97892 | -0.14804 | 0.9788 | -0.14888 | 0.55278
12 | -0.014868 | -0.0037265 | 0.014885 | 0.0037323 | 1.6683e-05 | 5.7515e-06 | 0.022548 | 0.022547 | 0.022548 | 0.98122 | -0.13159 | 0.98236 | -0.12349 | 8.351
13 | 0.0023252 | 0.00058212 | -0.002325 | -0.0005823 | 1.5363e-07 | -1.8577e-07 | 0.0035447 | 0.0035448 | 0.0035448 | 0.97602 | -0.16885 | 0.97595 | -0.16933 | 1.3129
14 | 0.0022603 | 0.00056588 | -0.0022601 | -0.00056604 | 1.2252e-07 | -1.6e-07 | 0.0034438 | 0.0034439 | 0.0034439 | 0.97657 | -0.16493 | 0.97651 | -0.16532 | 1.2755
15 | -0.014885 | -0.0037323 | 0.014898 | 0.0037367 | 1.2942e-05 | 4.4606e-06 | 0.022547 | 0.022547 | 0.022547 | 0.98236 | -0.12349 | 0.98324 | -0.11722 | 8.3509
16 | 0.0022601 | 0.00056604 | -0.0022599 | -0.00056635 | 2.352e-07 | -3.0706e-07 | 0.0034439 | 0.003444 | 0.003444 | 0.97651 | -0.16532 | 0.97641 | -0.16607 | 1.2756
17 | 0.0018409 | 0.00046132 | -0.0018408 | -0.00046136 | 1.6864e-08 | -3.6463e-08 | 0.0028054 | 0.0028054 | 0.0028054 | 0.97641 | -0.16607 | 0.9764 | -0.16614 | 1.039
18 | 0.0012395 | 0.00031024 | -0.0012394 | -0.00031063 | 7.4582e-08 | -3.8949e-07 | 0.0018897 | 0.0018899 | 0.0018899 | 0.97595 | -0.16933 | 0.97589 | -0.16976 | 0.69995
19 | -0.014898 | -0.0037367 | 0.01492 | 0.0037444 | 2.225e-05 | 7.6668e-06 | 0.022547 | 0.022547 | 0.022547 | 0.98324 | -0.11722 | 0.98475 | -0.10646 | 8.3508
20 | -0.019404 | -0.0048683 | 0.019437 | 0.0048799 | 3.2093e-05 | 1.1581e-05 | 0.029323 | 0.029323 | 0.029323 | 0.98475 | -0.10646 | 0.98643 | -0.09456 | 10.8604
21 | 0.067406 | 0.016942 | -0.0674 | -0.016939 | 6.252e-06 | 2.2933e-06 | 0.1017 | 0.1017 | 0.1017 | 0.98643 | -0.09456 | 0.98634 | -0.095227 | 12.5553
22 | -0.086843 | -0.021822 | 0.088001 | 0.022254 | 0.0011578 | 0.00043272 | 0.13102 | 0.13102 | 0.13102 | 0.98643 | -0.09456 | 1 | 0 | 16.1754
23 | 0.0032199 | 0.00080664 | -0.0032195 | -0.00080681 | 3.9076e-07 | -1.6694e-07 | 0.0049376 | 0.0049378 | 0.0049378 | 0.97034 | -0.20947 | 0.97022 | -0.21035 | 1.8288
24 | -0.0073652 | -0.0018455 | 0.0073654 | 0.0018456 | 1.8496e-07 | 4.2435e-08 | 0.011294 | 0.011294 | 0.011294 | 0.97034 | -0.20947 | 0.97037 | -0.20929 | 4.1831
25 | 0.0032195 | 0.00080681 | -0.0032194 | -0.00080686 | 1.3179e-07 | -5.6282e-08 | 0.0049378 | 0.0049378 | 0.0049378 | 0.97022 | -0.21035 | 0.97018 | -0.21064 | 1.8288
26 | 0.0027896 | 0.00069855 | -0.0027892 | -0.00069882 | 3.7795e-07 | -2.6351e-07 | 0.0042775 | 0.0042776 | 0.0042776 | 0.97037 | -0.20929 | 0.97023 | -0.21027 | 1.5843
27 | -0.010155 | -0.0025441 | 0.010156 | 0.0025446 | 1.4212e-06 | 4.3058e-07 | 0.015572 | 0.015572 | 0.015572 | 0.97037 | -0.20929 | 0.97051 | -0.20828 | 5.7673
28 | 0.0027892 | 0.00069882 | -0.0027889 | -0.00069898 | 2.3033e-07 | -1.6052e-07 | 0.0042776 | 0.0042777 | 0.0042777 | 0.97023 | -0.21027 | 0.97015 | -0.21087 | 1.5843
29 | -0.010156 | -0.0025446 | 0.010184 | 0.0025529 | 2.7412e-05 | 8.2982e-06 | 0.015572 | 0.015571 | 0.015572 | 0.97051 | -0.20828 | 0.97321 | -0.1888 | 5.7673
30 | -0.010184 | -0.0025529 | 0.010196 | 0.0025565 | 1.2101e-05 | 3.6592e-06 | 0.015571 | 0.015571 | 0.015571 | 0.97321 | -0.1888 | 0.9744 | -0.18023 | 5.767
31 | -0.011334 | -0.0028417 | 0.011348 | 0.0028461 | 1.3726e-05 | 4.3636e-06 | 0.017309 | 0.017308 | 0.017309 | 0.9744 | -0.18023 | 0.97562 | -0.1715 | 6.4106
32 | -0.01482 | -0.0037171 | 0.01482 | 0.0037173 | 3.7469e-07 | 1.2919e-07 | 0.022511 | 0.022511 | 0.022511 | 0.97968 | -0.14222 | 0.97971 | -0.14204 | 8.3373
33 | 0.010688 | 0.0026815 | -0.010638 | -0.0026661 | 5.0098e-05 | 1.5452e-05 | 0.016235 | 0.016236 | 0.016236 | 0.97968 | -0.14222 | 0.97495 | -0.17612 | 6.0134
34 | -0.017102 | -0.0042891 | 0.017113 | 0.0042929 | 1.0803e-05 | 3.8316e-06 | 0.025976 | 0.025976 | 0.025976 | 0.97971 | -0.14204 | 0.98035 | -0.13748 | 9.6208
35 | -0.019466 | -0.0048827 | 0.019467 | 0.004883 | 7.9487e-07 | 2.8732e-07 | 0.029548 | 0.029548 | 0.029548 | 0.98035 | -0.13748 | 0.98039 | -0.13719 | 10.9436
36 | 0.065066 | 0.016354 | -0.06504 | -0.016345 | 2.6018e-05 | 9.5102e-06 | 0.098176 | 0.098177 | 0.098177 | 0.98634 | -0.095227 | 0.98593 | -0.098099 | 12.1206
37 | 0.0048531 | 0.0012156 | -0.0048522 | -0.0012156 | 9.7599e-07 | -1.8025e-08 | 0.0072213 | 0.0072214 | 0.0072214 | 1 | 0 | 0.99979 | -0.0014541 | 2.6746
38 | 0.14053 | 0.035557 | -0.13998 | -0.035346 | 0.00055419 | 0.00021077 | 0.20924 | 0.20924 | 0.20924 | 1 | 0 | 0.99593 | -0.028058 | 25.8317
39 | -0.022646 | -0.0056798 | 0.022664 | 0.0056863 | 1.7819e-05 | 6.5483e-06 | 0.034373 | 0.034373 | 0.034373 | 0.98039 | -0.13719 | 0.98118 | -0.13152 | 12.7308
40 | -0.027001 | -0.0067733 | 0.027004 | 0.0067745 | 3.3073e-06 | 1.2321e-06 | 0.04095 | 0.04095 | 0.04095 | 0.98118 | -0.13152 | 0.98131 | -0.13063 | 15.1668
41 | -0.079472 | -0.019972 | 0.079644 | 0.020037 | 0.00017152 | 6.5011e-05 | 0.12053 | 0.12053 | 0.12053 | 0.98131 | -0.13063 | 0.98349 | -0.11516 | 22.3199
42 | 0.052468 | 0.013198 | -0.052333 | -0.013146 | 0.00013475 | 5.1399e-05 | 0.079577 | 0.079578 | 0.079578 | 0.98131 | -0.13063 | 0.97871 | -0.1491 | 29.4732
43 | -0.092061 | -0.023149 | 0.092155 | 0.023185 | 9.4126e-05 | 3.5314e-05 | 0.13932 | 0.13931 | 0.13932 | 0.98349 | -0.11516 | 0.98453 | -0.10783 | 17.1994
44 | 0.011445 | 0.0028681 | -0.011438 | -0.0028662 | 6.2707e-06 | 1.9867e-06 | 0.017315 | 0.017316 | 0.017316 | 0.98349 | -0.11516 | 0.98294 | -0.11912 | 6.4132
45 | 0.0486 | 0.012211 | -0.048544 | -0.012189 | 5.5692e-05 | 2.1215e-05 | 0.073902 | 0.073902 | 0.073902 | 0.97871 | -0.1491 | 0.97755 | -0.15734 | 27.371
46 | -0.094844 | -0.023858 | 0.094845 | 0.023859 | 6.7922e-07 | 2.5518e-07 | 0.14338 | 0.14338 | 0.14338 | 0.98453 | -0.10783 | 0.98454 | -0.10778 | 17.701
47 | 0.0089514 | 0.0022429 | -0.0089511 | -0.0022428 | 3.2093e-07 | 8.7935e-08 | 0.013551 | 0.013551 | 0.013551 | 0.98294 | -0.11912 | 0.9829 | -0.11938 | 5.0189
48 | 0.044963 | 0.011292 | -0.044927 | -0.011278 | 3.653e-05 | 1.3893e-05 | 0.068451 | 0.068451 | 0.068451 | 0.97755 | -0.15734 | 0.97673 | -0.16319 | 25.3521
49 | -0.098627 | -0.024807 | 0.098774 | 0.024862 | 0.00014749 | 5.5508e-05 | 0.14909 | 0.14909 | 0.14909 | 0.98454 | -0.10778 | 0.98606 | -0.097071 | 18.4067
50 | 0.0065738 | 0.001647 | -0.0065719 | -0.0016467 | 1.9801e-06 | 3.5563e-07 | 0.009952 | 0.0099521 | 0.0099521 | 0.9829 | -0.11938 | 0.9826 | -0.12156 | 3.686
51 | 0.042006 | 0.010546 | -0.041961 | -0.010529 | 4.5016e-05 | 1.7094e-05 | 0.064001 | 0.064001 | 0.064001 | 0.97673 | -0.16319 | 0.97565 | -0.17092 | 23.704
52 | 0.036554 | 0.0091738 | -0.036533 | -0.0091661 | 2.0414e-05 | 7.7203e-06 | 0.055754 | 0.055754 | 0.055754 | 0.97565 | -0.17092 | 0.97509 | -0.17494 | 20.6498
53 | 0.032696 | 0.0082043 | -0.032673 | -0.0081958 | 2.2482e-05 | 8.4667e-06 | 0.049898 | 0.049898 | 0.049898 | 0.97509 | -0.17494 | 0.9744 | -0.1799 | 18.4807
54 | 0.028963 | 0.007266 | -0.02894 | -0.0072572 | 2.3637e-05 | 8.8501e-06 | 0.044233 | 0.044233 | 0.044233 | 0.9744 | -0.1799 | 0.97358 | -0.18579 | 16.3825
55 | 0.06504 | 0.016345 | -0.064951 | -0.016312 | 8.8542e-05 | 3.2367e-05 | 0.098177 | 0.098177 | 0.098177 | 0.98593 | -0.098099 | 0.98455 | -0.10789 | 12.1207
56 | 0.0015949 | 0.0003996 | -0.0015949 | -0.00039972 | 3.8923e-08 | -1.2154e-07 | 0.0024105 | 0.0024105 | 0.0024105 | 0.98455 | -0.10789 | 0.98452 | -0.10807 | 0.89279
57 | 0.063356 | 0.015913 | -0.063348 | -0.01591 | 7.8213e-06 | 2.8518e-06 | 0.095767 | 0.095767 | 0.095767 | 0.98455 | -0.10789 | 0.98442 | -0.10878 | 11.8231
58 | 0.026618 | 0.0066753 | -0.026592 | -0.0066655 | 2.6348e-05 | 9.817e-06 | 0.040685 | 0.040685 | 0.040685 | 0.97358 | -0.18579 | 0.97259 | -0.19294 | 15.0684
59 | -0.0025687 | -0.00064378 | 0.0025689 | 0.00064365 | 1.4618e-07 | -1.317e-07 | 0.0039317 | 0.0039316 | 0.0039317 | 0.97218 | -0.19587 | 0.97223 | -0.19546 | 1.4562
60 | -0.0066491 | -0.0016662 | 0.0066496 | 0.0016663 | 4.9279e-07 | 9.496e-08 | 0.010176 | 0.010176 | 0.010176 | 0.97223 | -0.19546 | 0.97231 | -0.19493 | 3.769
61 | -0.0095 | -0.0023807 | 0.0095026 | 0.0023815 | 2.6154e-06 | 7.5992e-07 | 0.014539 | 0.014539 | 0.014539 | 0.97231 | -0.19493 | 0.97259 | -0.19294 | 5.3847
62 | 0.0015101 | 0.00037783 | -0.00151 | -0.00037806 | 6.518e-08 | -2.2719e-07 | 0.0022883 | 0.0022884 | 0.0022884 | 0.98183 | -0.12717 | 0.98179 | -0.12748 | 0.84756
63 | -0.0015101 | -0.00037783 | 0.0015102 | 0.00037727 | 1.6036e-07 | -5.5913e-07 | 0.0022883 | 0.0022881 | 0.0022883 | 0.98183 | -0.12717 | 0.98194 | -0.1264 | 0.84753
64 | 0.0010656 | 0.00026669 | -0.0010656 | -0.00026706 | 4.9447e-08 | -3.6517e-07 | 0.0016149 | 0.0016151 | 0.0016151 | 0.98179 | -0.12748 | 0.98174 | -0.12782 | 0.59817
65 | -0.0022131 | -0.00055345 | 0.0022133 | 0.00055325 | 1.3547e-07 | -1.9214e-07 | 0.0033533 | 0.0033532 | 0.0033533 | 0.98194 | -0.1264 | 0.982 | -0.12596 | 1.242
66 | 0.017089 | 0.004284 | -0.017079 | -0.0042804 | 1.0312e-05 | 3.6663e-06 | 0.026146 | 0.026146 | 0.026146 | 0.97259 | -0.19294 | 0.97198 | -0.1973 | 9.6838
67 | 0.014918 | 0.0037389 | -0.014914 | -0.0037373 | 4.3723e-06 | 1.5152e-06 | 0.022838 | 0.022838 | 0.022838 | 0.97198 | -0.1973 | 0.97169 | -0.19941 | 8.4587
68 | 0.010097 | 0.0025303 | -0.010094 | -0.0025295 | 2.4657e-06 | 7.4367e-07 | 0.015462 | 0.015462 | 0.015462 | 0.97169 | -0.19941 | 0.97144 | -0.20118 | 5.7266
69 | 0.0048171 | 0.0012071 | -0.0048161 | -0.001207 | 9.6108e-07 | 1.9124e-08 | 0.0073767 | 0.0073768 | 0.0073768 | 0.97169 | -0.19941 | 0.97149 | -0.20085 | 2.7322
70 | 0.0060511 | 0.0015162 | -0.0060508 | -0.0015162 | 2.5487e-07 | 3.9167e-08 | 0.0092687 | 0.0092687 | 0.0092687 | 0.97144 | -0.20118 | 0.9714 | -0.20148 | 3.4328
71 | 0.0014277 | 0.00035782 | -0.0014277 | -0.00035782 | 3.654e-10 | -1.3752e-09 | 0.0021868 | 0.0021868 | 0.0021868 | 0.97149 | -0.20085 | 0.97149 | -0.20086 | 0.80993
72 | 0.0018865 | 0.00047252 | -0.0018864 | -0.00047277 | 1.2454e-07 | -2.4796e-07 | 0.0028897 | 0.0028898 | 0.0028898 | 0.9714 | -0.20148 | 0.97133 | -0.20196 | 1.0703
73 | 0.0021801 | 0.00054621 | -0.00218 | -0.00054635 | 9.8876e-08 | -1.4606e-07 | 0.0033016 | 0.0033017 | 0.0033017 | 0.98253 | -0.12202 | 0.98249 | -0.12235 | 1.2228
74 | -0.0021801 | -0.00054621 | 0.0021802 | 0.000546 | 1.3894e-07 | -2.0528e-07 | 0.0033016 | 0.0033015 | 0.0033016 | 0.98253 | -0.12202 | 0.9826 | -0.12156 | 1.2228
75 | -0.10118 | -0.025465 | 0.10118 | 0.025466 | 4.5329e-06 | 1.7077e-06 | 0.15272 | 0.15272 | 0.15272 | 0.98606 | -0.097071 | 0.9861 | -0.096751 | 18.8546
76 | -0.10278 | -0.025867 | 0.10289 | 0.025908 | 0.00011015 | 4.1522e-05 | 0.15513 | 0.15513 | 0.15513 | 0.9861 | -0.096751 | 0.98719 | -0.089082 | 19.1522
77 | 0.019286 | 0.0048344 | -0.019272 | -0.0048292 | 1.4215e-05 | 5.123e-06 | 0.029071 | 0.029071 | 0.029071 | 0.98719 | -0.089082 | 0.98644 | -0.094408 | 10.767
78 | -0.12218 | -0.030743 | 0.12246 | 0.030849 | 0.00027965 | 0.00010603 | 0.1842 | 0.1842 | 0.1842 | 0.98719 | -0.089082 | 0.98952 | -0.072717 | 22.7411
79 | 0.0039331 | 0.00098547 | -0.0039327 | -0.00098555 | 4.0903e-07 | -8.0391e-08 | 0.0059328 | 0.0059329 | 0.0059329 | 0.98644 | -0.094408 | 0.98634 | -0.095159 | 2.1974
80 | 0.015339 | 0.0038438 | -0.015332 | -0.0038414 | 6.8992e-06 | 2.39e-06 | 0.023138 | 0.023138 | 0.023138 | 0.98644 | -0.094408 | 0.98598 | -0.097659 | 8.5696
81 | -0.12489 | -0.031459 | 0.12506 | 0.031521 | 0.00016524 | 6.2686e-05 | 0.18786 | 0.18786 | 0.18786 | 0.98952 | -0.072717 | 0.99087 | -0.063268 | 23.1929
82 | 0.0016416 | 0.00041137 | -0.0016416 | -0.00041143 | 2.1778e-08 | -6.4246e-08 | 0.0024766 | 0.0024766 | 0.0024766 | 0.98634 | -0.095159 | 0.98632 | -0.095255 | 0.91727
83 | 0.011506 | 0.0028824 | -0.011501 | -0.002881 | 4.3944e-06 | 1.3924e-06 | 0.017364 | 0.017364 | 0.017364 | 0.98598 | -0.097659 | 0.9856 | -0.10042 | 6.431
84 | -0.12713 | -0.032041 | 0.12716 | 0.032053 | 3.2212e-05 | 1.2225e-05 | 0.19098 | 0.19098 | 0.19098 | 0.99087 | -0.063268 | 0.99113 | -0.061459 | 23.5777
85 | 0.0020757 | 0.00051997 | -0.0020756 | -0.00052019 | 1.2952e-07 | -2.2533e-07 | 0.0031171 | 0.0031172 | 0.0031172 | 0.99087 | -0.063268 | 0.99081 | -0.063719 | 1.1545
86 | 0.0077861 | 0.0019501 | -0.0077821 | -0.0019492 | 3.9928e-06 | 9.4585e-07 | 0.011755 | 0.011755 | 0.011755 | 0.9856 | -0.10042 | 0.98507 | -0.10413 | 4.3537
87 | 0.0037152 | 0.00093091 | -0.0037148 | -0.00093101 | 3.8599e-07 | -1.0209e-07 | 0.0056089 | 0.005609 | 0.005609 | 0.9856 | -0.10042 | 0.98549 | -0.10117 | 2.0774
88 | -0.1301 | -0.032788 | 0.1302 | 0.032827 | 0.00010313 | 3.9165e-05 | 0.19538 | 0.19538 | 0.19538 | 0.99113 | -0.061459 | 0.99194 | -0.055801 | 24.1211
89 | 0.002932 | 0.0007346 | -0.0029318 | -0.00073476 | 2.3001e-07 | -1.5669e-07 | 0.0044018 | 0.0044019 | 0.0044019 | 0.99113 | -0.061459 | 0.99105 | -0.062026 | 1.6303
90 | -0.13368 | -0.033701 | 0.13387 | 0.033769 | 0.00018137 | 6.8917e-05 | 0.20061 | 0.20061 | 0.20061 | 0.99194 | -0.055801 | 0.99333 | -0.046128 | 24.7667
91 | 0.0034857 | 0.00087325 | -0.0034852 | -0.00087346 | 5.816e-07 | -2.1628e-07 | 0.0052288 | 0.005229 | 0.005229 | 0.99194 | -0.055801 | 0.99177 | -0.057007 | 1.9367
92 | 0.00094225 | 0.00023615 | -0.00094225 | -0.00023615 | 5.7828e-10 | -5.7454e-09 | 0.0014147 | 0.0014147 | 0.0014147 | 0.99105 | -0.062026 | 0.99105 | -0.06203 | 0.52398
93 | -0.13567 | -0.034221 | 0.13572 | 0.03424 | 4.9536e-05 | 1.8829e-05 | 0.20331 | 0.20331 | 0.20331 | 0.99333 | -0.046128 | 0.9937 | -0.043525 | 25.0999
94 | 0.0013088 | 0.00032736 | -0.0013087 | -0.00032798 | 1.2297e-07 | -6.1737e-07 | 0.0019596 | 0.0019598 | 0.0019598 | 0.9937 | -0.043525 | 0.99361 | -0.044206 | 0.72586
95 | -0.13703 | -0.034567 | 0.13732 | 0.034681 | 0.00029794 | 0.00011327 | 0.20527 | 0.20527 | 0.20527 | 0.9937 | -0.043525 | 0.99593 | -0.028058 | 25.3418
96 | 0.0048522 | 0.0012156 | -0.0048519 | -0.0012156 | 2.9667e-07 | -5.4438e-09 | 0.0072214 | 0.0072215 | 0.0072215 | 0.99979 | -0.0014541 | 0.99973 | -0.0018961 | 2.6746
97 | -0.0030456 | -0.00076313 | 0.0030458 | 0.00076299 | 2.1527e-07 | -1.373e-07 | 0.0045333 | 0.0045333 | 0.0045333 | 0.99966 | -0.002407 | 0.99973 | -0.0018961 | 1.679
98 | 0.00092364 | 0.00023133 | -0.00092363 | -0.00023148 | 1.4494e-08 | -1.5553e-07 | 0.0013748 | 0.0013749 | 0.0013749 | 0.99966 | -0.002407 | 0.99964 | -0.0025204 | 0.50921
99 | 0.063348 | 0.01591 | -0.063318 | -0.015899 | 3.043e-05 | 1.1096e-05 | 0.095767 | 0.095767 | 0.095767 | 0.98442 | -0.10878 | 0.98393 | -0.11224 | 11.8231
100 | 0.062096 | 0.015593 | -0.062072 | -0.015584 | 2.3991e-05 | 8.7293e-06 | 0.09392 | 0.09392 | 0.09392 | 0.98393 | -0.11224 | 0.98354 | -0.11502 | 11.595
101 | 0.0026921 | 0.00067449 | -0.0026919 | -0.00067466 | 2.0194e-07 | -1.7144e-07 | 0.0040665 | 0.0040666 | 0.0040666 | 0.98507 | -0.10413 | 0.985 | -0.10467 | 1.5062
102 | 0.00509 | 0.0012747 | -0.0050897 | -0.0012747 | 3.5686e-07 | 1.4099e-08 | 0.0076884 | 0.0076885 | 0.0076885 | 0.98507 | -0.10413 | 0.985 | -0.10464 | 2.8476
103 | 0.0031214 | 0.0007814 | -0.0031213 | -0.00078147 | 1.3693e-07 | -7.2965e-08 | 0.0047151 | 0.0047152 | 0.0047152 | 0.985 | -0.10464 | 0.98496 | -0.10496 | 1.7464
104 | 0.0025896 | 0.00064823 | -0.0025894 | -0.00064844 | 2.2852e-07 | -2.1665e-07 | 0.003912 | 0.0039121 | 0.0039121 | 0.98496 | -0.10496 | 0.98487 | -0.10559 | 1.4489
105 | 0.0012099 | 0.00030269 | -0.0012098 | -0.0003029 | 3.6516e-08 | -2.0885e-07 | 0.0018278 | 0.0018278 | 0.0018278 | 0.98487 | -0.10559 | 0.98484 | -0.10581 | 0.67697
106 | 0.0012098 | 0.0003029 | -0.0012098 | -0.00030299 | 1.5111e-08 | -8.6414e-08 | 0.0018278 | 0.0018279 | 0.0018279 | 0.98484 | -0.10581 | 0.98483 | -0.1059 | 0.67699
107 | 0.0012098 | 0.00030299 | -0.0012098 | -0.0003032 | 3.6493e-08 | -2.0867e-07 | 0.0018279 | 0.0018279 | 0.0018279 | 0.98483 | -0.1059 | 0.98479 | -0.10612 | 0.67702
108 | 0.062072 | 0.015584 | -0.062064 | -0.015581 | 8.3206e-06 | 3.0276e-06 | 0.09392 | 0.09392 | 0.09392 | 0.98354 | -0.11502 | 0.98341 | -0.11598 | 11.595
109 | 0.062064 | 0.015581 | -0.062051 | -0.015576 | 1.336e-05 | 4.8614e-06 | 0.09392 | 0.09392 | 0.09392 | 0.98341 | -0.11598 | 0.98319 | -0.11753 | 11.5951
110 | 0.060765 | 0.015254 | -0.060716 | -0.015236 | 4.8731e-05 | 1.769e-05 | 0.091974 | 0.091974 | 0.091974 | 0.98319 | -0.11753 | 0.98237 | -0.12331 | 11.3549
111 | -0.00092569 | -0.000232 | 0.00092571 | 0.00023178 | 2.2137e-08 | -2.1565e-07 | 0.0014088 | 0.0014088 | 0.0014088 | 0.97771 | -0.15651 | 0.97774 | -0.15634 | 0.52179
112 | -0.0045319 | -0.0011356 | 0.0045323 | 0.0011356 | 4.3984e-07 | -1.6697e-08 | 0.0068969 | 0.0068969 | 0.0068969 | 0.97774 | -0.15634 | 0.97784 | -0.15564 | 2.5544
113 | -0.024837 | -0.00623 | 0.024851 | 0.0062349 | 1.3213e-05 | 4.896e-06 | 0.037798 | 0.037798 | 0.037798 | 0.97784 | -0.15564 | 0.97837 | -0.1518 | 13.9993
114 | 0.020305 | 0.0050945 | -0.020291 | -0.0050894 | 1.384e-05 | 5.0321e-06 | 0.030901 | 0.030901 | 0.030901 | 0.97784 | -0.15564 | 0.97715 | -0.16055 | 11.4449
115 | -0.026365 | -0.0066145 | 0.026385 | 0.006622 | 2.0056e-05 | 7.4625e-06 | 0.040102 | 0.040102 | 0.040102 | 0.97837 | -0.1518 | 0.97914 | -0.14632 | 14.8525
116 | 0.0016572 | 0.00041509 | -0.0016572 | -0.0004152 | 4.053e-08 | -1.1217e-07 | 0.0025236 | 0.0025236 | 0.0025236 | 0.97715 | -0.16055 | 0.97712 | -0.16073 | 0.93467
117 | 0.018634 | 0.0046744 | -0.018626 | -0.0046714 | 8.0869e-06 | 2.9089e-06 | 0.028378 | 0.028378 | 0.028378 | 0.97715 | -0.16055 | 0.97671 | -0.16368 | 10.5103
118 | -0.02697 | -0.0067686 | 0.026974 | 0.0067701 | 4.0566e-06 | 1.5116e-06 | 0.040991 | 0.040991 | 0.040991 | 0.97914 | -0.14632 | 0.97929 | -0.14524 | 15.1818
119 | 0.00045531 | 0.00011398 | -0.00045531 | -0.00011411 | 3.1076e-09 | -1.2856e-07 | 0.00069333 | 0.00069338 | 0.00069338 | 0.97712 | -0.16073 | 0.97712 | -0.16078 | 0.25681
120 | 0.014927 | 0.0037443 | -0.014923 | -0.0037431 | 3.5162e-06 | 1.2161e-06 | 0.022742 | 0.022742 | 0.022742 | 0.97671 | -0.16368 | 0.97647 | -0.16538 | 8.4231
121 | -0.02935 | -0.0073654 | 0.029361 | 0.0073698 | 1.1644e-05 | 4.3605e-06 | 0.0446 | 0.0446 | 0.0446 | 0.97929 | -0.14524 | 0.97969 | -0.14238 | 16.5185
122 | 0.013556 | 0.0034005 | -0.01355 | -0.0033985 | 5.9551e-06 | 2.0108e-06 | 0.020659 | 0.020659 | 0.020659 | 0.97647 | -0.16538 | 0.97603 | -0.16855 | 7.6515
123 | -0.029361 | -0.0073698 | 0.029378 | 0.0073761 | 1.6773e-05 | 6.2808e-06 | 0.0446 | 0.0446 | 0.0446 | 0.97969 | -0.14238 | 0.98027 | -0.13827 | 16.5185
124 | -0.03097 | -0.007775 | 0.030989 | 0.0077823 | 1.966e-05 | 7.3817e-06 | 0.047016 | 0.047016 | 0.047016 | 0.98027 | -0.13827 | 0.98091 | -0.1337 | 17.4132
125 | -0.031707 | -0.0079622 | 0.031729 | 0.0079704 | 2.182e-05 | 8.2014e-06 | 0.048104 | 0.048104 | 0.048104 | 0.98091 | -0.1337 | 0.98161 | -0.12875 | 17.8165
126 | -0.039326 | -0.0098743 | 0.039339 | 0.009879 | 1.2518e-05 | 4.7431e-06 | 0.059621 | 0.059621 | 0.059621 | 0.98161 | -0.12875 | 0.98193 | -0.12646 | 22.0819
127 | 0.0075973 | 0.0019038 | -0.007596 | -0.0019035 | 1.3654e-06 | 3.1664e-07 | 0.011517 | 0.011517 | 0.011517 | 0.98161 | -0.12875 | 0.98143 | -0.13005 | 4.2655
128 | -0.042233 | -0.010604 | 0.042252 | 0.010611 | 1.8504e-05 | 6.2925e-06 | 0.064007 | 0.064007 | 0.064007 | 0.98193 | -0.12646 | 0.98237 | -0.12331 | 7.9021
129 | 0.0062898 | 0.0015762 | -0.0062892 | -0.0015761 | 6.0902e-07 | 9.8636e-08 | 0.0095363 | 0.0095364 | 0.0095364 | 0.98143 | -0.13005 | 0.98133 | -0.13075 | 3.532
130 | 0.018464 | 0.0046255 | -0.018462 | -0.0046246 | 2.6303e-06 | 9.4343e-07 | 0.027968 | 0.027968 | 0.027968 | 0.98237 | -0.12331 | 0.98223 | -0.12434 | 10.3584
131 | 0.0017891 | 0.00044823 | -0.001789 | -0.00044837 | 5.8141e-08 | -1.3759e-07 | 0.0027128 | 0.0027128 | 0.0027128 | 0.98133 | -0.13075 | 0.98129 | -0.13099 | 1.0047
132 | 0.0055486 | 0.0013888 | -0.0055484 | -0.0013888 | 1.6633e-07 | 1.6218e-08 | 0.0084052 | 0.0084052 | 0.0084052 | 0.98223 | -0.12434 | 0.9822 | -0.12456 | 3.113
133 | 0.012913 | 0.0032358 | -0.012904 | -0.0032327 | 9.399e-06 | 3.1172e-06 | 0.019562 | 0.019563 | 0.019563 | 0.98223 | -0.12434 | 0.98149 | -0.12961 | 7.2454
134 | 0.0055484 | 0.0013888 | -0.0055479 | -0.0013888 | 5.2236e-07 | 5.0954e-08 | 0.0084052 | 0.0084052 | 0.0084052 | 0.9822 | -0.12456 | 0.9821 | -0.12524 | 3.113
135 | 0.01116 | 0.0027956 | -0.011156 | -0.0027943 | 4.2793e-06 | 1.3432e-06 | 0.016919 | 0.016919 | 0.016919 | 0.98149 | -0.12961 | 0.9811 | -0.13238 | 6.2664
136 | 0.0031807 | 0.00079546 | -0.0031804 | -0.00079561 | 2.9363e-07 | -1.4349e-07 | 0.0048185 | 0.0048186 | 0.0048186 | 0.9821 | -0.12524 | 0.98201 | -0.12591 | 1.7847
137 | 0.011156 | 0.0027943 | -0.011142 | -0.0027901 | 1.3399e-05 | 4.2073e-06 | 0.016919 | 0.01692 | 0.01692 | 0.9811 | -0.13238 | 0.97989 | -0.14107 | 6.2665
138 | 0.0024948 | 0.00062379 | -0.0024948 | -0.00062381 | 1.591e-08 | -1.6459e-08 | 0.0037798 | 0.0037798 | 0.0037798 | 0.98201 | -0.12591 | 0.982 | -0.12596 | 1.3999
139 | 0.0018718 | 0.00046903 | -0.0018717 | -0.0004691 | 3.4019e-08 | -7.1918e-08 | 0.0028424 | 0.0028424 | 0.0028424 | 0.97989 | -0.14107 | 0.97987 | -0.1412 | 1.0527
140 | 0.0059011 | 0.0014768 | -0.0058959 | -0.0014761 | 5.1892e-06 | 6.9236e-07 | 0.0089604 | 0.0089609 | 0.0089609 | 0.97989 | -0.14107 | 0.979 | -0.14744 | 3.3188
141 | 0.0033695 | 0.00084431 | -0.0033693 | -0.0008444 | 2.3661e-07 | -9.1419e-08 | 0.0051168 | 0.0051168 | 0.0051168 | 0.97989 | -0.14107 | 0.97982 | -0.14158 | 1.8951
142 | 0.0026558 | 0.00066502 | -0.0026556 | -0.00066517 | 1.7758e-07 | -1.5131e-07 | 0.0040365 | 0.0040365 | 0.0040365 | 0.979 | -0.14744 | 0.97893 | -0.14793 | 1.495
143 | 0.0010207 | 0.00025548 | -0.0010207 | -0.00025581 | 4.1176e-08 | -3.2889e-07 | 0.0015513 | 0.0015514 | 0.0015514 | 0.979 | -0.14744 | 0.97896 | -0.14773 | 0.57461
144 | 0.0022194 | 0.00055556 | -0.0022191 | -0.00055594 | 2.7278e-07 | -3.7811e-07 | 0.0033731 | 0.0033733 | 0.0033733 | 0.979 | -0.14744 | 0.97888 | -0.14833 | 1.2494
145 | 0.0014969 | 0.00037514 | -0.0014969 | -0.00037516 | 5.5592e-09 | -1.9574e-08 | 0.0022733 | 0.0022733 | 0.0022733 | 0.97982 | -0.14158 | 0.97981 | -0.14161 | 0.84197
146 | 0.0012873 | 0.00032224 | -0.0012873 | -0.00032262 | 7.7579e-08 | -3.7837e-07 | 0.0019567 | 0.0019568 | 0.0019568 | 0.97893 | -0.14793 | 0.97887 | -0.14836 | 0.72474
147 | 0.00076898 | 0.0001925 | -0.00076897 | -0.00019272 | 1.5084e-08 | -2.1659e-07 | 0.0011689 | 0.0011689 | 0.0011689 | 0.97888 | -0.14833 | 0.97886 | -0.14847 | 0.43294
148 | 0.011922 | 0.0029903 | -0.011917 | -0.0029887 | 4.8744e-06 | 1.5794e-06 | 0.018176 | 0.018176 | 0.018176 | 0.97603 | -0.16855 | 0.97562 | -0.1715 | 6.732

## res_trafo
| p_hv_mw | q_hv_mvar | p_lv_mw | q_lv_mvar | pl_mw | ql_mvar | i_hv_ka | i_lv_ka | vm_hv_pu | va_hv_degree | vm_lv_pu | va_lv_degree | loading_percent
0 | 2.5187e-16 | 8.8016e-16 | 0.00079998 | 7.4552e-08 | 0.00079998 | 7.4552e-08 | 2.6429e-17 | 0.0011547 | 0.99998 | 149.9947 | 1 | 0 | 0.31999

## res_ext_grid
| p_mw | q_mvar
0 | 0.23419 | 0.059027

## res_load
| p_mw | q_mvar
0 | 0.001381 | 0.00034612
1 | 0.00065277 | 0.0001636
2 | 0.0013678 | 0.00034279
3 | 0.0022732 | 0.00056972
4 | 0.00074682 | 0.00018717
5 | 0.00076689 | 0.0001922
6 | 0.0014036 | 0.00035177
7 | 0.00064238 | 0.000161
8 | 0.00098175 | 0.00024605
9 | 0.00041905 | 0.00010502
10 | 0.0018408 | 0.00046136
11 | 0.0010855 | 0.00027206
12 | 0.0012394 | 0.00031063
13 | 0.0044844 | 0.0011239
14 | 0.0041452 | 0.0010389
15 | 0.0032194 | 0.00080686
16 | 0.0011381 | 0.00028523
17 | 0.0027889 | 0.00069898
18 | 0.004132 | 0.0010356
19 | 0.0022817 | 0.00057185
20 | 0.010638 | 0.0026661
21 | 0.002353 | 0.00058973
22 | 0.0023343 | 0.00058504
23 | 0.0031793 | 0.00079681
24 | 0.004337 | 0.0010869
25 | 0.00097309 | 0.00024388
26 | 0.0037332 | 0.00093564
27 | 0.0026887 | 0.00067385
28 | 0.0024868 | 0.00062326
29 | 0.003581 | 0.00089747
30 | 0.0037819 | 0.00094784
31 | 0.0023773 | 0.0005958
32 | 0.002921 | 0.00073206
33 | 0.005407 | 0.0013551
34 | 0.0038378 | 0.00096184
35 | 0.0037098 | 0.00092977
36 | 0.0023215 | 0.00058183
37 | 0.0025687 | 0.00064378
38 | 0.0040802 | 0.0010226
39 | 0.0028504 | 0.00071438
40 | 0.00044437 | 0.00011137
41 | 0.00070293 | 0.00017617
42 | 0.0021607 | 0.00054152
43 | 0.0040431 | 0.0010133
44 | 0.0033884 | 0.00084922
45 | 0.0041643 | 0.0010437
46 | 0.0014277 | 0.00035782
47 | 0.0018864 | 0.00047277
48 | 0.00218 | 0.00054635
49 | 0.0043916 | 0.0011007
50 | 0.0024042 | 0.00060255
51 | 0.0015976 | 0.00040039
52 | 0.0024341 | 0.00061003
53 | 0.002291 | 0.00057418
54 | 0.0038262 | 0.00095895
55 | 0.0016416 | 0.00041143
56 | 0.0020756 | 0.00052019
57 | 0.0019895 | 0.00049861
58 | 0.0018022 | 0.00045167
59 | 0.0034852 | 0.00087346
60 | 0.00094225 | 0.00023615
61 | 0.0013087 | 0.00032798
62 | 0.0026561 | 0.00066567
63 | 0.0021219 | 0.0005318
64 | 0.0018061 | 0.00045265
65 | 0.00092363 | 0.00023148
66 | 0.0012216 | 0.00030616
67 | 0.0037148 | 0.00093101
68 | 0.0026919 | 0.00067466
69 | 0.0019682 | 0.00049328
70 | 0.00053165 | 0.00013324
71 | 0.0013796 | 0.00034575
72 | 0.0012098 | 0.0003032
73 | 0.0015949 | 0.00039972
74 | 0.0012858 | 0.00032226
75 | 0.00092569 | 0.000232
76 | 0.0036061 | 0.00090378
77 | 0.0015146 | 0.0003796
78 | 0.00058509 | 0.00014664
79 | 0.0012019 | 0.00030122
80 | 0.0036992 | 0.0009271
81 | 0.0023753 | 0.0005953
82 | 0.00045531 | 0.00011411
83 | 0.0013671 | 0.00034263
84 | 0.0015916 | 0.00039888
85 | 0.0007177 | 0.00017987
86 | 0.0028943 | 0.00072537
87 | 0.0013062 | 0.00032737
88 | 0.0045001 | 0.0011278
89 | 0.001789 | 0.00044837
90 | 0.0017437 | 0.00043701
91 | 0.0023673 | 0.00059329
92 | 0.00068554 | 0.00017181
93 | 0.0018717 | 0.0004691
94 | 0.0018724 | 0.00046926
95 | 0.0013683 | 0.00034293
96 | 0.0010207 | 0.00025581
97 | 0.0014501 | 0.00036344
98 | 0.0014969 | 0.00037516
99 | 0.00028152 | 7.0556e-05
100 | 0.0010656 | 0.00026706
101 | 0.0016286 | 0.00040816
102 | 0.00056913 | 0.00014264
103 | 0.00076897 | 0.00019272
104 | 0.0012873 | 0.00032262

## dtypes
| element | column | dtype
0 | bus | name | object
1 | bus | vn_kv | float64
2 | bus | type | object
3 | bus | zone | object
4 | bus | in_service | bool
5 | load | name | object
6 | load | bus | uint32
7 | load | p_mw | float64
8 | load | q_mvar | float64
9 | load | const_z_percent | float64
10 | load | const_i_percent | float64
11 | load | sn_mva | float64
12 | load | scaling | float64
13 | load | in_service | bool
14 | load | type | object
15 | ext_grid | name | object
16 | ext_grid | bus | uint32
17 | ext_grid | vm_pu | float64
18 | ext_grid | va_degree | float64
19 | ext_grid | slack_weight | float64
20 | ext_grid | in_service | bool
21 | line | name | object
22 | line | std_type | object
23 | line | from_bus | uint32
24 | line | to_bus | uint32
25 | line | length_km | float64
26 | line | r_ohm_per_km | float64
27 | line | x_ohm_per_km | float64
28 | line | c_nf_per_km | float64
29 | line | g_us_per_km | float64
30 | line | max_i_ka | float64
31 | line | df | float64
32 | line | parallel | uint32
33 | line | type | object
34 | line | in_service | bool
35 | trafo | name | object
36 | trafo | std_type | object
37 | trafo | hv_bus | uint32
38 | trafo | lv_bus | uint32
39 | trafo | sn_mva | float64
40 | trafo | vn_hv_kv | float64
41 | trafo | vn_lv_kv | float64
42 | trafo | vk_percent | float64
43 | trafo | vkr_percent | float64
44 | trafo | pfe_kw | float64
45 | trafo | i0_percent | float64
46 | trafo | shift_degree | float64
47 | trafo | tap_side | object
48 | trafo | tap_neutral | int32
49 | trafo | tap_min | int32
50 | trafo | tap_max | int32
51 | trafo | tap_step_percent | float64
52 | trafo | tap_step_degree | float64
53 | trafo | tap_pos | int32
54 | trafo | tap_phase_shifter | bool
55 | trafo | parallel | uint32
56 | trafo | df | float64
57 | trafo | in_service | bool
58 | line_geodata | coords | object
59 | bus_geodata | x | float64
60 | bus_geodata | y | float64
61 | bus_geodata | coords | object
62 | res_bus | vm_pu | float64
63 | res_bus | va_degree | float64
64 | res_bus | p_mw | float64
65 | res_bus | q_mvar | float64
66 | res_line | p_from_mw | float64
67 | res_line | q_from_mvar | float64
68 | res_line | p_to_mw | float64
69 | res_line | q_to_mvar | float64
70 | res_line | pl_mw | float64
71 | res_line | ql_mvar | float64
72 | res_line | i_from_ka | float64
73 | res_line | i_to_ka | float64
74 | res_line | i_ka | float64
75 | res_line | vm_from_pu | float64
76 | res_line | va_from_degree | float64
77 | res_line | vm_to_pu | float64
78 | res_line | va_to_degree | float64
79 | res_line | loading_percent | float64
80 | res_trafo | p_hv_mw | float64
81 | res_trafo | q_hv_mvar | float64
82 | res_trafo | p_lv_mw | float64
83 | res_trafo | q_lv_mvar | float64
84 | res_trafo | pl_mw | float64
85 | res_trafo | ql_mvar | float64
86 | res_trafo | i_hv_ka | float64
87 | res_trafo | i_lv_ka | float64
88 | res_trafo | vm_hv_pu | float64
89 | res_trafo | va_hv_degree | float64
90 | res_trafo | vm_lv_pu | float64
91 | res_trafo | va_lv_degree | float64
92 | res_trafo | loading_percent | float64
93 | res_ext_grid | p_mw | float64
94 | res_ext_grid | q_mvar | float64
95 | res_load | p_mw | float64
96 | res_load | q_mvar | float64

## parameters
| version | format_version | converged | OPF_converged | name | f_hz | sn_mva
0 | 2.14.6 | 2.14.0 | TRUE | FALSE |  | 50 | 1