## bus
| name | vn_kv | type | zone | in_service
0 | bus_LV_2054-45_0_3_node_0 | 0.4 | n |  | TRUE
1 | bus_LV_2054-45_0_3_node_2 | 0.4 | n |  | TRUE
2 | bus_LV_2054-45_0_3_node_4 | 0.4 | n |  | TRUE
3 | bus_LV_2054-45_0_3_node_5 | 0.4 | n |  | TRUE
4 | bus_LV_2054-45_0_3_node_3 | 0.4 | n |  | TRUE
5 | bus_LV_2054-45_0_3_node_109 | 0.4 | n |  | TRUE
6 | bus_LV_2054-45_0_3_node_41 | 0.4 | n |  | TRUE
7 | bus_LV_2054-45_0_3_node_106 | 0.4 | n |  | TRUE
8 | bus_LV_2054-45_0_3_node_108 | 0.4 | n |  | TRUE
9 | bus_LV_2054-45_0_3_node_12 | 0.4 | n |  | TRUE
10 | bus_LV_2054-45_0_3_node_10 | 0.4 | n |  | TRUE
11 | bus_LV_2054-45_0_3_node_78 | 0.4 | n |  | TRUE
12 | bus_LV_2054-45_0_3_node_74 | 0.4 | n |  | TRUE
13 | bus_LV_2054-45_0_3_node_104 | 0.4 | n |  | TRUE
14 | bus_LV_2054-45_0_3_node_107 | 0.4 | n |  | TRUE
15 | bus_LV_2054-45_0_3_node_11 | 0.4 | n |  | TRUE
16 | bus_LV_2054-45_0_3_node_6 | 0.4 | n |  | TRUE
17 | bus_LV_2054-45_0_3_node_7 | 0.4 | n |  | TRUE
18 | bus_LV_2054-45_0_3_node_8 | 0.4 | n |  | TRUE
19 | bus_LV_2054-45_0_3_node_13 | 0.4 | n |  | TRUE
20 | bus_LV_2054-45_0_3_node_14 | 0.4 | n |  | TRUE
21 | bus_LV_2054-45_0_3_node_15 | 0.4 | n |  | TRUE
22 | bus_LV_2054-45_0_3_node_16 | 0.4 | n |  | TRUE
23 | bus_LV_2054-45_0_3_node_33 | 0.4 | n |  | TRUE
24 | bus_LV_2054-45_0_3_node_35 | 0.4 | n |  | TRUE
25 | bus_LV_2054-45_0_3_node_31 | 0.4 | n |  | TRUE
26 | bus_LV_2054-45_0_3_node_17 | 0.4 | n |  | TRUE
27 | bus_LV_2054-45_0_3_node_18 | 0.4 | n |  | TRUE
28 | bus_LV_2054-45_0_3_node_19 | 0.4 | n |  | TRUE
29 | bus_LV_2054-45_0_3_node_20 | 0.4 | n |  | TRUE
30 | bus_LV_2054-45_0_3_node_21 | 0.4 | n |  | TRUE
31 | bus_LV_2054-45_0_3_node_84 | 0.4 | n |  | TRUE
32 | bus_LV_2054-45_0_3_node_48 | 0.4 | n |  | TRUE
33 | bus_LV_2054-45_0_3_node_91 | 0.4 | n |  | TRUE
34 | bus_LV_2054-45_0_3_node_22 | 0.4 | n |  | TRUE
35 | bus_LV_2054-45_0_3_node_39 | 0.4 | n |  | TRUE
36 | bus_LV_2054-45_0_3_node_40 | 0.4 | n |  | TRUE
37 | bus_LV_2054-45_0_3_node_36 | 0.4 | n |  | TRUE
38 | bus_LV_2054-45_0_3_node_85 | 0.4 | n |  | TRUE
39 | bus_LV_2054-45_0_3_node_93 | 0.4 | n |  | TRUE
40 | bus_LV_2054-45_0_3_node_27 | 0.4 | n |  | TRUE
41 | bus_LV_2054-45_0_3_node_42 | 0.4 | n |  | TRUE
42 | bus_LV_2054-45_0_3_node_79 | 0.4 | n |  | TRUE
43 | bus_LV_2054-45_0_3_node_43 | 0.4 | n |  | TRUE
44 | bus_LV_2054-45_0_3_node_44 | 0.4 | n |  | TRUE
45 | bus_LV_2054-45_0_3_node_92 | 0.4 | n |  | TRUE
46 | bus_LV_2054-45_0_3_node_134 | 0.4 | n |  | TRUE
47 | bus_LV_2054-45_0_3_node_95 | 0.4 | n |  | TRUE
48 | bus_LV_2054-45_0_3_node_34 | 0.4 | n |  | TRUE
49 | bus_LV_2054-45_0_3_node_138 | 0.4 | n |  | TRUE
50 | bus_LV_2054-45_0_3_node_45 | 0.4 | n |  | TRUE
51 | bus_LV_2054-45_0_3_node_46 | 0.4 | n |  | TRUE
52 | bus_LV_2054-45_0_3_node_100 | 0.4 | n |  | TRUE
53 | bus_LV_2054-45_0_3_node_38 | 0.4 | n |  | TRUE
54 | bus_LV_2054-45_0_3_node_102 | 0.4 | n |  | TRUE
55 | bus_LV_2054-45_0_3_node_90 | 0.4 | n |  | TRUE
56 | bus_LV_2054-45_0_3_node_37 | 0.4 | n |  | TRUE
57 | bus_LV_2054-45_0_3_node_23 | 0.4 | n |  | TRUE
58 | bus_LV_2054-45_0_3_node_24 | 0.4 | n |  | TRUE
59 | bus_LV_2054-45_0_3_node_25 | 0.4 | n |  | TRUE
60 | bus_LV_2054-45_0_3_node_26 | 0.4 | n |  | TRUE
61 | bus_LV_2054-45_0_3_node_28 | 0.4 | n |  | TRUE
62 | bus_LV_2054-45_0_3_node_122 | 0.4 | n |  | TRUE
63 | bus_LV_2054-45_0_3_node_123 | 0.4 | n |  | TRUE
64 | bus_LV_2054-45_0_3_node_124 | 0.4 | n |  | TRUE
65 | bus_LV_2054-45_0_3_node_133 | 0.4 | n |  | TRUE
66 | bus_LV_2054-45_0_3_node_47 | 0.4 | n |  | TRUE
67 | bus_LV_2054-45_0_3_node_29 | 0.4 | n |  | TRUE
68 | bus_LV_2054-45_0_3_node_67 | 0.4 | n |  | TRUE
69 | bus_LV_2054-45_0_3_node_63 | 0.4 | n |  | TRUE
70 | bus_LV_2054-45_0_3_node_30 | 0.4 | n |  | TRUE
71 | bus_LV_2054-45_0_3_node_50 | 0.4 | n |  | TRUE
72 | bus_LV_2054-45_0_3_node_80 | 0.4 | n |  | TRUE
73 | bus_LV_2054-45_0_3_node_49 | 0.4 | n |  | TRUE
74 | bus_LV_2054-45_0_3_node_81 | 0.4 | n |  | TRUE
75 | bus_LV_2054-45_0_3_node_32 | 0.4 | n |  | TRUE
76 | bus_LV_2054-45_0_3_node_66 | 0.4 | n |  | TRUE
77 | bus_LV_2054-45_0_3_node_64 | 0.4 | n |  | TRUE
78 | bus_LV_2054-45_0_3_node_72 | 0.4 | n |  | TRUE
79 | bus_LV_2054-45_0_3_node_59 | 0.4 | n |  | TRUE
80 | bus_LV_2054-45_0_3_node_96 | 0.4 | n |  | TRUE
81 | bus_LV_2054-45_0_3_node_143 | 0.4 | n |  | TRUE
82 | bus_LV_2054-45_0_3_node_140 | 0.4 | n |  | TRUE
83 | bus_LV_2054-45_0_3_node_88 | 0.4 | n |  | TRUE
84 | bus_LV_2054-45_0_3_node_51 | 0.4 | n |  | TRUE
85 | bus_LV_2054-45_0_3_node_70 | 0.4 | n |  | TRUE
86 | bus_LV_2054-45_0_3_node_68 | 0.4 | n |  | TRUE
87 | bus_LV_2054-45_0_3_node_99 | 0.4 | n |  | TRUE
88 | bus_LV_2054-45_0_3_node_69 | 0.4 | n |  | TRUE
89 | bus_LV_2054-45_0_3_node_52 | 0.4 | n |  | TRUE
90 | bus_LV_2054-45_0_3_node_53 | 0.4 | n |  | TRUE
91 | bus_LV_2054-45_0_3_node_54 | 0.4 | n |  | TRUE
92 | bus_LV_2054-45_0_3_node_55 | 0.4 | n |  | TRUE
93 | bus_LV_2054-45_0_3_node_56 | 0.4 | n |  | TRUE
94 | bus_LV_2054-45_0_3_node_57 | 0.4 | n |  | TRUE
95 | bus_LV_2054-45_0_3_node_58 | 0.4 | n |  | TRUE
96 | bus_LV_2054-45_0_3_node_61 | 0.4 | n |  | TRUE
97 | bus_LV_2054-45_0_3_node_137 | 0.4 | n |  | TRUE
98 | bus_LV_2054-45_0_3_node_71 | 0.4 | n |  | TRUE
99 | bus_LV_2054-45_0_3_node_73 | 0.4 | n |  | TRUE
100 | bus_LV_2054-45_0_3_node_62 | 0.4 | n |  | TRUE
101 | bus_LV_2054-45_0_3_node_60 | 0.4 | n |  | TRUE
102 | bus_LV_2054-45_0_3_node_142 | 0.4 | n |  | TRUE
103 | bus_LV_2054-45_0_3_node_94 | 0.4 | n |  | TRUE
104 | bus_LV_2054-45_0_3_node_89 | 0.4 | n |  | TRUE
105 | bus_LV_2054-45_0_3_node_101 | 0.4 | n |  | TRUE
106 | bus_LV_2054-45_0_3_node_83 | 0.4 | n |  | TRUE
107 | bus_LV_2054-45_0_3_node_86 | 0.4 | n |  | TRUE
108 | bus_LV_2054-45_0_3_node_77 | 0.4 | n |  | TRUE
109 | bus_LV_2054-45_0_3_node_65 | 0.4 | n |  | TRUE
110 | bus_LV_2054-45_0_3_node_121 | 0.4 | n |  | TRUE
111 | bus_LV_2054-45_0_3_node_75 | 0.4 | n |  | TRUE
112 | bus_LV_2054-45_0_3_node_76 | 0.4 | n |  | TRUE
113 | bus_LV_2054-45_0_3_node_82 | 0.4 | n |  | TRUE
114 | bus_LV_2054-45_0_3_node_139 | 0.4 | n |  | TRUE
115 | bus_LV_2054-45_0_3_node_141 | 0.4 | n |  | TRUE
116 | bus_LV_2054-45_0_3_node_87 | 0.4 | n |  | TRUE
117 | bus_LV_2054-45_0_3_node_132 | 0.4 | n |  | TRUE
118 | bus_LV_2054-45_0_3_node_131 | 0.4 | n |  | TRUE
119 | bus_LV_2054-45_0_3_node_130 | 0.4 | n |  | TRUE
120 | bus_LV_2054-45_0_3_node_125 | 0.4 | n |  | TRUE
121 | bus_LV_2054-45_0_3_node_126 | 0.4 | n |  | TRUE
122 | bus_LV_2054-45_0_3_node_127 | 0.4 | n |  | TRUE
123 | bus_LV_2054-45_0_3_node_128 | 0.4 | n |  | TRUE
124 | bus_LV_2054-45_0_3_node_129 | 0.4 | n |  | TRUE
125 | bus_LV_2054-45_0_3_node_97 | 0.4 | n |  | TRUE
126 | bus_LV_2054-45_0_3_node_98 | 0.4 | n |  | TRUE
127 | bus_LV_2054-45_0_3_node_135 | 0.4 | n |  | TRUE
128 | bus_LV_2054-45_0_3_node_136 | 0.4 | n |  | TRUE
129 | bus_LV_2054-45_0_3_node_116 | 0.4 | n |  | TRUE
130 | bus_LV_2054-45_0_3_node_110 | 0.4 | n |  | TRUE
131 | bus_LV_2054-45_0_3_node_111 | 0.4 | n |  | TRUE
132 | bus_LV_2054-45_0_3_node_112 | 0.4 | n |  | TRUE
133 | bus_LV_2054-45_0_3_node_113 | 0.4 | n |  | TRUE
134 | bus_LV_2054-45_0_3_node_114 | 0.4 | n |  | TRUE
135 | bus_LV_2054-45_0_3_node_115 | 0.4 | n |  | TRUE
136 | bus_LV_2054-45_0_3_node_118 | 0.4 | n |  | TRUE
137 | bus_LV_2054-45_0_3_node_117 | 0.4 | n |  | TRUE
138 | bus_LV_2054-45_0_3_node_119 | 0.4 | n |  | TRUE
139 | bus_LV_2054-45_0_3_node_120 | 0.4 | n |  | TRUE
140 | bus_LV_2054-45_0_3_node_105 | 0.4 | n |  | TRUE
141 | bus_MV_454_1_node_264 | 20 | n |  | TRUE

## load
| name | bus | p_mw | q_mvar | const_z_percent | const_i_percent | sn_mva | scaling | in_service | type
0 | LV_2054-45_0_3_load_0 | 0 | 0.003345 | 0.00083833 | 0 | 0 |  | 1 | TRUE | wye
1 | LV_2054-45_0_3_load_4 | 2 | 0.0023967 | 0.00060068 | 0 | 0 |  | 1 | TRUE | wye
2 | LV_2054-45_0_3_load_5 | 3 | 0.00054195 | 0.00013583 | 0 | 0 |  | 1 | TRUE | wye
3 | LV_2054-45_0_3_load_109 | 5 | 0.00015084 | 3.7805e-05 | 0 | 0 |  | 1 | TRUE | wye
4 | LV_2054-45_0_3_load_108 | 8 | 0.002613 | 0.00065488 | 0 | 0 |  | 1 | TRUE | wye
5 | LV_2054-45_0_3_load_12 | 9 | 0.00051385 | 0.00012878 | 0 | 0 |  | 1 | TRUE | wye
6 | LV_2054-45_0_3_load_10 | 10 | 0.00063893 | 0.00016013 | 0 | 0 |  | 1 | TRUE | wye
7 | LV_2054-45_0_3_load_78 | 11 | 0.0026334 | 0.00066 | 0 | 0 |  | 1 | TRUE | wye
8 | LV_2054-45_0_3_load_74 | 12 | 0.0059732 | 0.001497 | 0 | 0 |  | 1 | TRUE | wye
9 | LV_2054-45_0_3_load_104 | 13 | 0.0046998 | 0.0011779 | 0 | 0 |  | 1 | TRUE | wye
10 | LV_2054-45_0_3_load_107 | 14 | 0.0048788 | 0.0012227 | 0 | 0 |  | 1 | TRUE | wye
11 | LV_2054-45_0_3_load_11 | 15 | 0.0014854 | 0.00037228 | 0 | 0 |  | 1 | TRUE | wye
12 | LV_2054-45_0_3_load_6 | 16 | 0.00062766 | 0.00015731 | 0 | 0 |  | 1 | TRUE | wye
13 | LV_2054-45_0_3_load_13 | 19 | 0.0050906 | 0.0012758 | 0 | 0 |  | 1 | TRUE | wye
14 | LV_2054-45_0_3_load_15 | 21 | 0.0025884 | 0.00064873 | 0 | 0 |  | 1 | TRUE | wye
15 | LV_2054-45_0_3_load_16 | 22 | 0.0036328 | 0.00091046 | 0 | 0 |  | 1 | TRUE | wye
16 | LV_2054-45_0_3_load_35 | 24 | 0.0015225 | 0.00038156 | 0 | 0 |  | 1 | TRUE | wye
17 | LV_2054-45_0_3_load_31 | 25 | 0.0037641 | 0.00094337 | 0 | 0 |  | 1 | TRUE | wye
18 | LV_2054-45_0_3_load_17 | 26 | 0.0023759 | 0.00059546 | 0 | 0 |  | 1 | TRUE | wye
19 | LV_2054-45_0_3_load_19 | 28 | 0.0025856 | 0.00064802 | 0 | 0 |  | 1 | TRUE | wye
20 | LV_2054-45_0_3_load_20 | 29 | 0.0032105 | 0.00080463 | 0 | 0 |  | 1 | TRUE | wye
21 | LV_2054-45_0_3_load_84 | 31 | 0.0078026 | 0.0019555 | 0 | 0 |  | 1 | TRUE | wye
22 | LV_2054-45_0_3_load_91 | 33 | 0.0021987 | 0.00055105 | 0 | 0 |  | 1 | TRUE | wye
23 | LV_2054-45_0_3_load_36 | 37 | 0.00283 | 0.00070926 | 0 | 0 |  | 1 | TRUE | wye
24 | LV_2054-45_0_3_load_85 | 38 | 0.0043461 | 0.0010892 | 0 | 0 |  | 1 | TRUE | wye
25 | LV_2054-45_0_3_load_93 | 39 | 0.003003 | 0.00075264 | 0 | 0 |  | 1 | TRUE | wye
26 | LV_2054-45_0_3_load_79 | 42 | 0.0031893 | 0.00079933 | 0 | 0 |  | 1 | TRUE | wye
27 | LV_2054-45_0_3_load_92 | 45 | 0.0014984 | 0.00037554 | 0 | 0 |  | 1 | TRUE | wye
28 | LV_2054-45_0_3_load_134 | 46 | 0.0028444 | 0.00071288 | 0 | 0 |  | 1 | TRUE | wye
29 | LV_2054-45_0_3_load_95 | 47 | 0.0041839 | 0.0010486 | 0 | 0 |  | 1 | TRUE | wye
30 | LV_2054-45_0_3_load_34 | 48 | 0.0014962 | 0.00037498 | 0 | 0 |  | 1 | TRUE | wye
31 | LV_2054-45_0_3_load_138 | 49 | 0.0013001 | 0.00032584 | 0 | 0 |  | 1 | TRUE | wye
32 | LV_2054-45_0_3_load_100 | 52 | 0.0020695 | 0.00051867 | 0 | 0 |  | 1 | TRUE | wye
33 | LV_2054-45_0_3_load_90 | 55 | 0.0016971 | 0.00042533 | 0 | 0 |  | 1 | TRUE | wye
34 | LV_2054-45_0_3_load_37 | 56 | 0.0026324 | 0.00065975 | 0 | 0 |  | 1 | TRUE | wye
35 | LV_2054-45_0_3_load_23 | 57 | 0.0017789 | 0.00044584 | 0 | 0 |  | 1 | TRUE | wye
36 | LV_2054-45_0_3_load_24 | 58 | 0.0016963 | 0.00042513 | 0 | 0 |  | 1 | TRUE | wye
37 | LV_2054-45_0_3_load_25 | 59 | 0.0028439 | 0.00071276 | 0 | 0 |  | 1 | TRUE | wye
38 | LV_2054-45_0_3_load_26 | 60 | 0.0021624 | 0.00054195 | 0 | 0 |  | 1 | TRUE | wye
39 | LV_2054-45_0_3_load_28 | 61 | 0.0018127 | 0.00045431 | 0 | 0 |  | 1 | TRUE | wye
40 | LV_2054-45_0_3_load_123 | 63 | 0.0013817 | 0.00034628 | 0 | 0 |  | 1 | TRUE | wye
41 | LV_2054-45_0_3_load_124 | 64 | 0.0020932 | 0.00052461 | 0 | 0 |  | 1 | TRUE | wye
42 | LV_2054-45_0_3_load_133 | 65 | 0.0010691 | 0.00026795 | 0 | 0 |  | 1 | TRUE | wye
43 | LV_2054-45_0_3_load_29 | 67 | 0.0018525 | 0.00046427 | 0 | 0 |  | 1 | TRUE | wye
44 | LV_2054-45_0_3_load_67 | 68 | 0.0022452 | 0.00056269 | 0 | 0 |  | 1 | TRUE | wye
45 | LV_2054-45_0_3_load_63 | 69 | 0.0050684 | 0.0012703 | 0 | 0 |  | 1 | TRUE | wye
46 | LV_2054-45_0_3_load_80 | 72 | 0.0023648 | 0.00059268 | 0 | 0 |  | 1 | TRUE | wye
47 | LV_2054-45_0_3_load_49 | 73 | 0.0025917 | 0.00064954 | 0 | 0 |  | 1 | TRUE | wye
48 | LV_2054-45_0_3_load_81 | 74 | 0.0032534 | 0.00081537 | 0 | 0 |  | 1 | TRUE | wye
49 | LV_2054-45_0_3_load_32 | 75 | 0.0033749 | 0.00084583 | 0 | 0 |  | 1 | TRUE | wye
50 | LV_2054-45_0_3_load_66 | 76 | 0.0015249 | 0.00038218 | 0 | 0 |  | 1 | TRUE | wye
51 | LV_2054-45_0_3_load_72 | 78 | 0.0026889 | 0.00067391 | 0 | 0 |  | 1 | TRUE | wye
52 | LV_2054-45_0_3_load_143 | 81 | 0.0026451 | 0.00066292 | 0 | 0 |  | 1 | TRUE | wye
53 | LV_2054-45_0_3_load_88 | 83 | 0.004218 | 0.0010571 | 0 | 0 |  | 1 | TRUE | wye
54 | LV_2054-45_0_3_load_68 | 86 | 0.0018313 | 0.00045896 | 0 | 0 |  | 1 | TRUE | wye
55 | LV_2054-45_0_3_load_99 | 87 | 0.0068925 | 0.0017274 | 0 | 0 |  | 1 | TRUE | wye
56 | LV_2054-45_0_3_load_69 | 88 | 0.00057467 | 0.00014403 | 0 | 0 |  | 1 | TRUE | wye
57 | LV_2054-45_0_3_load_52 | 89 | 0.0030673 | 0.00076873 | 0 | 0 |  | 1 | TRUE | wye
58 | LV_2054-45_0_3_load_56 | 93 | 0.002175 | 0.00054511 | 0 | 0 |  | 1 | TRUE | wye
59 | LV_2054-45_0_3_load_57 | 94 | 0.0019871 | 0.000498 | 0 | 0 |  | 1 | TRUE | wye
60 | LV_2054-45_0_3_load_58 | 95 | 0.0011085 | 0.00027781 | 0 | 0 |  | 1 | TRUE | wye
61 | LV_2054-45_0_3_load_137 | 97 | 0.0033652 | 0.00084341 | 0 | 0 |  | 1 | TRUE | wye
62 | LV_2054-45_0_3_load_71 | 98 | 0.0011751 | 0.0002945 | 0 | 0 |  | 1 | TRUE | wye
63 | LV_2054-45_0_3_load_73 | 99 | 0.0021764 | 0.00054546 | 0 | 0 |  | 1 | TRUE | wye
64 | LV_2054-45_0_3_load_142 | 102 | 0.0032851 | 0.00082332 | 0 | 0 |  | 1 | TRUE | wye
65 | LV_2054-45_0_3_load_94 | 103 | 0.0043929 | 0.001101 | 0 | 0 |  | 1 | TRUE | wye
66 | LV_2054-45_0_3_load_89 | 104 | 0.0029325 | 0.00073496 | 0 | 0 |  | 1 | TRUE | wye
67 | LV_2054-45_0_3_load_101 | 105 | 0.0049203 | 0.0012331 | 0 | 0 |  | 1 | TRUE | wye
68 | LV_2054-45_0_3_load_86 | 107 | 0.0015022 | 0.00037649 | 0 | 0 |  | 1 | TRUE | wye
69 | LV_2054-45_0_3_load_65 | 109 | 0.0038639 | 0.00096838 | 0 | 0 |  | 1 | TRUE | wye
70 | LV_2054-45_0_3_load_121 | 110 | 0.0010335 | 0.00025903 | 0 | 0 |  | 1 | TRUE | wye
71 | LV_2054-45_0_3_load_75 | 111 | 0.0023441 | 0.00058749 | 0 | 0 |  | 1 | TRUE | wye
72 | LV_2054-45_0_3_load_76 | 112 | 0.0014811 | 0.00037119 | 0 | 0 |  | 1 | TRUE | wye
73 | LV_2054-45_0_3_load_139 | 114 | 0.0012794 | 0.00032066 | 0 | 0 |  | 1 | TRUE | wye
74 | LV_2054-45_0_3_load_141 | 115 | 0.0027793 | 0.00069655 | 0 | 0 |  | 1 | TRUE | wye
75 | LV_2054-45_0_3_load_87 | 116 | 0.0014898 | 0.00037338 | 0 | 0 |  | 1 | TRUE | wye
76 | LV_2054-45_0_3_load_132 | 117 | 0.0010615 | 0.00026604 | 0 | 0 |  | 1 | TRUE | wye
77 | LV_2054-45_0_3_load_131 | 118 | 0.0010353 | 0.00025947 | 0 | 0 |  | 1 | TRUE | wye
78 | LV_2054-45_0_3_load_130 | 119 | 0.0014253 | 0.00035721 | 0 | 0 |  | 1 | TRUE | wye
79 | LV_2054-45_0_3_load_125 | 120 | 0.00091886 | 0.00023029 | 0 | 0 |  | 1 | TRUE | wye
80 | LV_2054-45_0_3_load_127 | 122 | 0.0021143 | 0.00052989 | 0 | 0 |  | 1 | TRUE | wye
81 | LV_2054-45_0_3_load_128 | 123 | 0.0019148 | 0.00047989 | 0 | 0 |  | 1 | TRUE | wye
82 | LV_2054-45_0_3_load_129 | 124 | 0.0012231 | 0.00030654 | 0 | 0 |  | 1 | TRUE | wye
83 | LV_2054-45_0_3_load_97 | 125 | 0.0039128 | 0.00098063 | 0 | 0 |  | 1 | TRUE | wye
84 | LV_2054-45_0_3_load_135 | 127 | 0.0031702 | 0.00079453 | 0 | 0 |  | 1 | TRUE | wye
85 | LV_2054-45_0_3_load_136 | 128 | 0.0036866 | 0.00092396 | 0 | 0 |  | 1 | TRUE | wye
86 | LV_2054-45_0_3_load_116 | 129 | 0.0010681 | 0.00026769 | 0 | 0 |  | 1 | TRUE | wye
87 | LV_2054-45_0_3_load_110 | 130 | 0.001019 | 0.00025538 | 0 | 0 |  | 1 | TRUE | wye
88 | LV_2054-45_0_3_load_111 | 131 | 0.001238 | 0.00031027 | 0 | 0 |  | 1 | TRUE | wye
89 | LV_2054-45_0_3_load_112 | 132 | 0.0010309 | 0.00025836 | 0 | 0 |  | 1 | TRUE | wye
90 | LV_2054-45_0_3_load_113 | 133 | 0.0010197 | 0.00025557 | 0 | 0 |  | 1 | TRUE | wye
91 | LV_2054-45_0_3_load_115 | 135 | 0.0010968 | 0.00027488 | 0 | 0 |  | 1 | TRUE | wye
92 | LV_2054-45_0_3_load_118 | 136 | 0.0011369 | 0.00028493 | 0 | 0 |  | 1 | TRUE | wye
93 | LV_2054-45_0_3_load_117 | 137 | 0.00098874 | 0.0002478 | 0 | 0 |  | 1 | TRUE | wye
94 | LV_2054-45_0_3_load_119 | 138 | 0.00087833 | 0.00022013 | 0 | 0 |  | 1 | TRUE | wye
95 | LV_2054-45_0_3_load_120 | 139 | 0.0010858 | 0.00027213 | 0 | 0 |  | 1 | TRUE | wye
96 | LV_2054-45_0_3_load_105 | 140 | 0.002324 | 0.00058245 | 0 | 0 |  | 1 | TRUE | wye

## ext_grid
| name | bus | vm_pu | va_degree | slack_weight | in_service
0 |  | 21 | 1 | 0 | 1 | TRUE

## line
| name | std_type | from_bus | to_bus | length_km | r_ohm_per_km | x_ohm_per_km | c_nf_per_km | g_us_per_km | max_i_ka | df | parallel | type | in_service
0 | LV_2054-45_0_3_line_0 | NAYY 4x150 SE | 0 | 1 | 0.0069445 | 0.208 | 0.08 | 261 | 0 | 0.27 | 1 | 1 | cs | TRUE
1 | LV_2054-45_0_3_line_1 | NAYY 4x150 SE | 1 | 2 | 0.055846 | 0.208 | 0.08 | 261 | 0 | 0.27 | 1 | 1 | cs | TRUE
2 | LV_2054-45_0_3_line_2 | NAYY 4x150 SE | 1 | 3 | 0.12385 | 0.208 | 0.08 | 261 | 0 | 0.27 | 1 | 1 | cs | TRUE
3 | LV_2054-45_0_3_line_3 | NAYY 4x150 SE | 3 | 9 | 0.0082915 | 0.208 | 0.08 | 261 | 0 | 0.27 | 1 | 1 | cs | TRUE
4 | LV_2054-45_0_3_line_4 | NAYY 4x150 SE | 4 | 5 | 0.13908 | 0.208 | 0.08 | 261 | 0 | 0.27 | 1 | 1 | cs | TRUE
5 | LV_2054-45_0_3_line_5 | NAYY 4x150 SE | 4 | 6 | 0.25232 | 0.208 | 0.08 | 261 | 0 | 0.27 | 1 | 2 | cs | TRUE
6 | LV_2054-45_0_3_line_6 | NAYY 4x150 SE | 4 | 7 | 0.23897 | 0.208 | 0.08 | 261 | 0 | 0.27 | 1 | 1 | cs | TRUE
7 | LV_2054-45_0_3_line_7 | NAYY 4x150 SE | 4 | 8 | 0.073154 | 0.208 | 0.08 | 261 | 0 | 0.27 | 1 | 1 | cs | TRUE
8 | LV_2054-45_0_3_line_8 | NAYY 4x150 SE | 5 | 10 | 0.0050824 | 0.208 | 0.08 | 261 | 0 | 0.27 | 1 | 1 | cs | TRUE
9 | LV_2054-45_0_3_line_9 | NAYY 4x150 SE | 6 | 11 | 0.0089066 | 0.208 | 0.08 | 261 | 0 | 0.27 | 1 | 1 | cs | TRUE
10 | LV_2054-45_0_3_line_10 | NAYY 4x150 SE | 6 | 12 | 0.030702 | 0.208 | 0.08 | 261 | 0 | 0.27 | 1 | 3 | cs | TRUE
11 | LV_2054-45_0_3_line_11 | NAYY 4x150 SE | 7 | 13 | 0.035357 | 0.208 | 0.08 | 261 | 0 | 0.27 | 1 | 1 | cs | TRUE
12 | LV_2054-45_0_3_line_12 | NAYY 4x150 SE | 8 | 14 | 0.011774 | 0.208 | 0.08 | 261 | 0 | 0.27 | 1 | 1 | cs | TRUE
13 | LV_2054-45_0_3_line_13 | NAYY 4x150 SE | 9 | 15 | 0.02204 | 0.208 | 0.08 | 261 | 0 | 0.27 | 1 | 1 | cs | TRUE
14 | LV_2054-45_0_3_line_14 | NAYY 4x150 SE | 10 | 17 | 0.15952 | 0.208 | 0.08 | 261 | 0 | 0.27 | 1 | 1 | cs | TRUE
15 | LV_2054-45_0_3_line_15 | NAYY 4x150 SE | 12 | 53 | 0.016002 | 0.208 | 0.08 | 261 | 0 | 0.27 | 1 | 3 | cs | TRUE
16 | LV_2054-45_0_3_line_16 | NAYY 4x150 SE | 13 | 140 | 0.013821 | 0.208 | 0.08 | 261 | 0 | 0.27 | 1 | 1 | cs | TRUE
17 | LV_2054-45_0_3_line_17 | NAYY 4x150 SE | 15 | 18 | 0.028631 | 0.208 | 0.08 | 261 | 0 | 0.27 | 1 | 1 | cs | TRUE
18 | LV_2054-45_0_3_line_18 | NAYY 4x150 SE | 16 | 17 | 0.034752 | 0.208 | 0.08 | 261 | 0 | 0.27 | 1 | 1 | cs | TRUE
19 | LV_2054-45_0_3_line_19 | NAYY 4x150 SE | 16 | 18 | 0.09898 | 0.208 | 0.08 | 261 | 0 | 0.27 | 1 | 1 | cs | TRUE
20 | LV_2054-45_0_3_line_20 | NAYY 4x150 SE | 19 | 20 | 0.012862 | 0.208 | 0.08 | 261 | 0 | 0.27 | 1 | 1 | cs | TRUE
21 | LV_2054-45_0_3_line_21 | NAYY 4x150 SE | 20 | 21 | 0.018716 | 0.208 | 0.08 | 261 | 0 | 0.27 | 1 | 3 | cs | TRUE
22 | LV_2054-45_0_3_line_22 | NAYY 4x150 SE | 20 | 22 | 0.013303 | 0.208 | 0.08 | 261 | 0 | 0.27 | 1 | 3 | cs | TRUE
23 | LV_2054-45_0_3_line_23 | NAYY 4x150 SE | 22 | 23 | 0.019748 | 0.208 | 0.08 | 261 | 0 | 0.27 | 1 | 3 | cs | TRUE
24 | LV_2054-45_0_3_line_24 | NAYY 4x150 SE | 23 | 24 | 0.0078702 | 0.208 | 0.08 | 261 | 0 | 0.27 | 1 | 3 | cs | TRUE
25 | LV_2054-45_0_3_line_25 | NAYY 4x150 SE | 23 | 25 | 0.011359 | 0.208 | 0.08 | 261 | 0 | 0.27 | 1 | 3 | cs | TRUE
26 | LV_2054-45_0_3_line_26 | NAYY 4x150 SE | 24 | 76 | 0.014411 | 0.208 | 0.08 | 261 | 0 | 0.27 | 1 | 2 | cs | TRUE
27 | LV_2054-45_0_3_line_27 | NAYY 4x150 SE | 25 | 75 | 0.030002 | 0.208 | 0.08 | 261 | 0 | 0.27 | 1 | 3 | cs | TRUE
28 | LV_2054-45_0_3_line_28 | NAYY 4x150 SE | 26 | 27 | 0.011343 | 0.208 | 0.08 | 261 | 0 | 0.27 | 1 | 1 | cs | TRUE
29 | LV_2054-45_0_3_line_29 | NAYY 4x150 SE | 27 | 28 | 0.016445 | 0.208 | 0.08 | 261 | 0 | 0.27 | 1 | 1 | cs | TRUE
30 | LV_2054-45_0_3_line_30 | NAYY 4x150 SE | 27 | 29 | 0.016388 | 0.208 | 0.08 | 261 | 0 | 0.27 | 1 | 1 | cs | TRUE
31 | LV_2054-45_0_3_line_31 | NAYY 4x150 SE | 27 | 30 | 0.08626 | 0.208 | 0.08 | 261 | 0 | 0.27 | 1 | 1 | cs | TRUE
32 | LV_2054-45_0_3_line_32 | NAYY 4x150 SE | 28 | 31 | 0.025816 | 0.208 | 0.08 | 261 | 0 | 0.27 | 1 | 1 | cs | TRUE
33 | LV_2054-45_0_3_line_33 | NAYY 4x150 SE | 29 | 32 | 0.031386 | 0.208 | 0.08 | 261 | 0 | 0.27 | 1 | 1 | cs | TRUE
34 | LV_2054-45_0_3_line_34 | NAYY 4x150 SE | 30 | 33 | 0.077601 | 0.208 | 0.08 | 261 | 0 | 0.27 | 1 | 1 | cs | TRUE
35 | LV_2054-45_0_3_line_35 | NAYY 4x150 SE | 31 | 38 | 0.0023831 | 0.208 | 0.08 | 261 | 0 | 0.27 | 1 | 1 | cs | TRUE
36 | LV_2054-45_0_3_line_36 | NAYY 4x150 SE | 32 | 39 | 0.016644 | 0.208 | 0.08 | 261 | 0 | 0.27 | 1 | 1 | cs | TRUE
37 | LV_2054-45_0_3_line_37 | NAYY 4x150 SE | 32 | 40 | 0.008968 | 0.208 | 0.08 | 261 | 0 | 0.27 | 1 | 1 | cs | TRUE
38 | LV_2054-45_0_3_line_38 | NAYY 4x150 SE | 33 | 45 | 0.0073239 | 0.208 | 0.08 | 261 | 0 | 0.27 | 1 | 1 | cs | TRUE
39 | LV_2054-45_0_3_line_39 | NAYY 4x150 SE | 34 | 35 | 0.008995 | 0.208 | 0.08 | 261 | 0 | 0.27 | 1 | 1 | cs | TRUE
40 | LV_2054-45_0_3_line_40 | NAYY 4x150 SE | 34 | 36 | 0.068682 | 0.208 | 0.08 | 261 | 0 | 0.27 | 1 | 3 | cs | TRUE
41 | LV_2054-45_0_3_line_41 | NAYY 4x150 SE | 34 | 37 | 0.015363 | 0.208 | 0.08 | 261 | 0 | 0.27 | 1 | 3 | cs | TRUE
42 | LV_2054-45_0_3_line_42 | NAYY 4x150 SE | 35 | 46 | 0.011056 | 0.208 | 0.08 | 261 | 0 | 0.27 | 1 | 1 | cs | TRUE
43 | LV_2054-45_0_3_line_43 | NAYY 4x150 SE | 35 | 41 | 0.020406 | 0.208 | 0.08 | 261 | 0 | 0.27 | 1 | 1 | cs | TRUE
44 | LV_2054-45_0_3_line_44 | NAYY 4x150 SE | 36 | 47 | 0.019473 | 0.208 | 0.08 | 261 | 0 | 0.27 | 1 | 1 | cs | TRUE
45 | LV_2054-45_0_3_line_45 | NAYY 4x150 SE | 36 | 48 | 0.0083281 | 0.208 | 0.08 | 261 | 0 | 0.27 | 1 | 3 | cs | TRUE
46 | LV_2054-45_0_3_line_46 | NAYY 4x150 SE | 37 | 56 | 0.032191 | 0.208 | 0.08 | 261 | 0 | 0.27 | 1 | 3 | cs | TRUE
47 | LV_2054-45_0_3_line_47 | NAYY 4x150 SE | 40 | 66 | 0.040274 | 0.208 | 0.08 | 261 | 0 | 0.27 | 1 | 1 | cs | TRUE
48 | LV_2054-45_0_3_line_48 | NAYY 4x150 SE | 40 | 59 | 0.021732 | 0.208 | 0.08 | 261 | 0 | 0.27 | 1 | 1 | cs | TRUE
49 | LV_2054-45_0_3_line_49 | NAYY 4x150 SE | 41 | 42 | 0.013133 | 0.208 | 0.08 | 261 | 0 | 0.27 | 1 | 1 | cs | TRUE
50 | LV_2054-45_0_3_line_50 | NAYY 4x150 SE | 42 | 43 | 0.022579 | 0.208 | 0.08 | 261 | 0 | 0.27 | 1 | 1 | cs | TRUE
51 | LV_2054-45_0_3_line_51 | NAYY 4x150 SE | 43 | 44 | 0.003665 | 0.208 | 0.08 | 261 | 0 | 0.27 | 1 | 1 | cs | TRUE
52 | LV_2054-45_0_3_line_52 | NAYY 4x150 SE | 44 | 49 | 0.008934 | 0.208 | 0.08 | 261 | 0 | 0.27 | 1 | 1 | cs | TRUE
53 | LV_2054-45_0_3_line_53 | NAYY 4x150 SE | 45 | 120 | 0.070244 | 0.208 | 0.08 | 261 | 0 | 0.27 | 1 | 1 | cs | TRUE
54 | LV_2054-45_0_3_line_54 | NAYY 4x150 SE | 47 | 80 | 0.0052793 | 0.208 | 0.08 | 261 | 0 | 0.27 | 1 | 1 | cs | TRUE
55 | LV_2054-45_0_3_line_55 | NAYY 4x150 SE | 48 | 75 | 0.010562 | 0.208 | 0.08 | 261 | 0 | 0.27 | 1 | 3 | cs | TRUE
56 | LV_2054-45_0_3_line_56 | NAYY 4x150 SE | 50 | 51 | 0.033328 | 0.208 | 0.08 | 261 | 0 | 0.27 | 1 | 1 | cs | TRUE
57 | LV_2054-45_0_3_line_57 | NAYY 4x150 SE | 50 | 52 | 0.01281 | 0.208 | 0.08 | 261 | 0 | 0.27 | 1 | 1 | cs | TRUE
58 | LV_2054-45_0_3_line_58 | NAYY 4x150 SE | 50 | 53 | 0.00258 | 0.208 | 0.08 | 261 | 0 | 0.27 | 1 | 1 | cs | TRUE
59 | LV_2054-45_0_3_line_59 | NAYY 4x150 SE | 51 | 54 | 0.01056 | 0.208 | 0.08 | 261 | 0 | 0.27 | 1 | 1 | cs | TRUE
60 | LV_2054-45_0_3_line_60 | NAYY 4x150 SE | 51 | 55 | 0.030756 | 0.208 | 0.08 | 261 | 0 | 0.27 | 1 | 1 | cs | TRUE
61 | LV_2054-45_0_3_line_61 | NAYY 4x150 SE | 53 | 78 | 0.029707 | 0.208 | 0.08 | 261 | 0 | 0.27 | 1 | 1 | cs | TRUE
62 | LV_2054-45_0_3_line_62 | NAYY 4x150 SE | 53 | 56 | 0.014155 | 0.208 | 0.08 | 261 | 0 | 0.27 | 1 | 3 | cs | TRUE
63 | LV_2054-45_0_3_line_63 | NAYY 4x150 SE | 54 | 81 | 0.008596 | 0.208 | 0.08 | 261 | 0 | 0.27 | 1 | 1 | cs | TRUE
64 | LV_2054-45_0_3_line_64 | NAYY 4x150 SE | 54 | 82 | 0.034135 | 0.208 | 0.08 | 261 | 0 | 0.27 | 1 | 1 | cs | TRUE
65 | LV_2054-45_0_3_line_65 | NAYY 4x150 SE | 55 | 83 | 0.032123 | 0.208 | 0.08 | 261 | 0 | 0.27 | 1 | 1 | cs | TRUE
66 | LV_2054-45_0_3_line_66 | NAYY 4x150 SE | 57 | 58 | 0.025003 | 0.208 | 0.08 | 261 | 0 | 0.27 | 1 | 1 | cs | TRUE
67 | LV_2054-45_0_3_line_67 | NAYY 4x150 SE | 57 | 59 | 0.031323 | 0.208 | 0.08 | 261 | 0 | 0.27 | 1 | 1 | cs | TRUE
68 | LV_2054-45_0_3_line_68 | NAYY 4x150 SE | 58 | 60 | 0.026905 | 0.208 | 0.08 | 261 | 0 | 0.27 | 1 | 1 | cs | TRUE
69 | LV_2054-45_0_3_line_69 | NAYY 4x150 SE | 60 | 61 | 0.0052993 | 0.208 | 0.08 | 261 | 0 | 0.27 | 1 | 1 | cs | TRUE
70 | LV_2054-45_0_3_line_70 | NAYY 4x150 SE | 61 | 67 | 0.0016102 | 0.208 | 0.08 | 261 | 0 | 0.27 | 1 | 1 | cs | TRUE
71 | LV_2054-45_0_3_line_71 | NAYY 4x150 SE | 62 | 63 | 0.075123 | 0.208 | 0.08 | 261 | 0 | 0.27 | 1 | 1 | cs | TRUE
72 | LV_2054-45_0_3_line_72 | NAYY 4x150 SE | 62 | 64 | 0.051262 | 0.208 | 0.08 | 261 | 0 | 0.27 | 1 | 1 | cs | TRUE
73 | LV_2054-45_0_3_line_73 | NAYY 4x150 SE | 63 | 117 | 3.3668e-05 | 0.208 | 0.08 | 261 | 0 | 0.27 | 1 | 1 | cs | TRUE
74 | LV_2054-45_0_3_line_74 | NAYY 4x150 SE | 64 | 65 | 0.0054482 | 0.208 | 0.08 | 261 | 0 | 0.27 | 1 | 1 | cs | TRUE
75 | LV_2054-45_0_3_line_75 | NAYY 4x150 SE | 66 | 68 | 0.012367 | 0.208 | 0.08 | 261 | 0 | 0.27 | 1 | 1 | cs | TRUE
76 | LV_2054-45_0_3_line_76 | NAYY 4x150 SE | 66 | 69 | 0.0078637 | 0.208 | 0.08 | 261 | 0 | 0.27 | 1 | 1 | cs | TRUE
77 | LV_2054-45_0_3_line_77 | NAYY 4x150 SE | 67 | 70 | 0.024853 | 0.208 | 0.08 | 261 | 0 | 0.27 | 1 | 1 | cs | TRUE
78 | LV_2054-45_0_3_line_78 | NAYY 4x150 SE | 69 | 77 | 0.018393 | 0.208 | 0.08 | 261 | 0 | 0.27 | 1 | 1 | cs | TRUE
79 | LV_2054-45_0_3_line_79 | NAYY 4x150 SE | 70 | 71 | 0.014729 | 0.208 | 0.08 | 261 | 0 | 0.27 | 1 | 1 | cs | TRUE
80 | LV_2054-45_0_3_line_80 | NAYY 4x150 SE | 70 | 72 | 0.0049656 | 0.208 | 0.08 | 261 | 0 | 0.27 | 1 | 1 | cs | TRUE
81 | LV_2054-45_0_3_line_81 | NAYY 4x150 SE | 71 | 73 | 0.022063 | 0.208 | 0.08 | 261 | 0 | 0.27 | 1 | 1 | cs | TRUE
82 | LV_2054-45_0_3_line_82 | NAYY 4x150 SE | 72 | 74 | 0.021133 | 0.208 | 0.08 | 261 | 0 | 0.27 | 1 | 1 | cs | TRUE
83 | LV_2054-45_0_3_line_83 | NAYY 4x150 SE | 74 | 85 | 0.015623 | 0.208 | 0.08 | 261 | 0 | 0.27 | 1 | 1 | cs | TRUE
84 | LV_2054-45_0_3_line_84 | NAYY 4x150 SE | 76 | 77 | 0.0065242 | 0.208 | 0.08 | 261 | 0 | 0.27 | 1 | 1 | cs | TRUE
85 | LV_2054-45_0_3_line_85 | NAYY 4x150 SE | 77 | 109 | 0.014448 | 0.208 | 0.08 | 261 | 0 | 0.27 | 1 | 1 | cs | TRUE
86 | LV_2054-45_0_3_line_86 | NAYY 4x150 SE | 78 | 79 | 0.021971 | 0.208 | 0.08 | 261 | 0 | 0.27 | 1 | 1 | cs | TRUE
87 | LV_2054-45_0_3_line_87 | NAYY 4x150 SE | 79 | 99 | 0.004937 | 0.208 | 0.08 | 261 | 0 | 0.27 | 1 | 1 | cs | TRUE
88 | LV_2054-45_0_3_line_88 | NAYY 4x150 SE | 79 | 100 | 0.009254 | 0.208 | 0.08 | 261 | 0 | 0.27 | 1 | 1 | cs | TRUE
89 | LV_2054-45_0_3_line_89 | NAYY 4x150 SE | 79 | 98 | 0.0098032 | 0.208 | 0.08 | 261 | 0 | 0.27 | 1 | 1 | cs | TRUE
90 | LV_2054-45_0_3_line_90 | NAYY 4x150 SE | 80 | 125 | 0.007135 | 0.208 | 0.08 | 261 | 0 | 0.27 | 1 | 1 | cs | TRUE
91 | LV_2054-45_0_3_line_91 | NAYY 4x150 SE | 80 | 126 | 0.007088 | 0.208 | 0.08 | 261 | 0 | 0.27 | 1 | 1 | cs | TRUE
92 | LV_2054-45_0_3_line_92 | NAYY 4x150 SE | 82 | 115 | 0.014966 | 0.208 | 0.08 | 261 | 0 | 0.27 | 1 | 1 | cs | TRUE
93 | LV_2054-45_0_3_line_93 | NAYY 4x150 SE | 82 | 113 | 0.031886 | 0.208 | 0.08 | 261 | 0 | 0.27 | 1 | 1 | cs | TRUE
94 | LV_2054-45_0_3_line_94 | NAYY 4x150 SE | 84 | 85 | 0.011129 | 0.208 | 0.08 | 261 | 0 | 0.27 | 1 | 1 | cs | TRUE
95 | LV_2054-45_0_3_line_95 | NAYY 4x150 SE | 84 | 86 | 0.019593 | 0.208 | 0.08 | 261 | 0 | 0.27 | 1 | 1 | cs | TRUE
96 | LV_2054-45_0_3_line_96 | NAYY 4x150 SE | 85 | 87 | 0.030996 | 0.208 | 0.08 | 261 | 0 | 0.27 | 1 | 1 | cs | TRUE
97 | LV_2054-45_0_3_line_97 | NAYY 4x150 SE | 86 | 88 | 0.0055332 | 0.208 | 0.08 | 261 | 0 | 0.27 | 1 | 1 | cs | TRUE
98 | LV_2054-45_0_3_line_98 | NAYY 4x150 SE | 87 | 110 | 0.11346 | 0.208 | 0.08 | 261 | 0 | 0.27 | 1 | 1 | cs | TRUE
99 | LV_2054-45_0_3_line_99 | NAYY 4x150 SE | 89 | 90 | 0.024656 | 0.208 | 0.08 | 261 | 0 | 0.27 | 1 | 1 | cs | TRUE
100 | LV_2054-45_0_3_line_100 | NAYY 4x150 SE | 89 | 91 | 0.012077 | 0.208 | 0.08 | 261 | 0 | 0.27 | 1 | 1 | cs | TRUE
101 | LV_2054-45_0_3_line_101 | NAYY 4x150 SE | 90 | 92 | 0.00224 | 0.208 | 0.08 | 261 | 0 | 0.27 | 1 | 1 | cs | TRUE
102 | LV_2054-45_0_3_line_102 | NAYY 4x150 SE | 90 | 93 | 0.010277 | 0.208 | 0.08 | 261 | 0 | 0.27 | 1 | 1 | cs | TRUE
103 | LV_2054-45_0_3_line_103 | NAYY 4x150 SE | 91 | 94 | 0.018566 | 0.208 | 0.08 | 261 | 0 | 0.27 | 1 | 1 | cs | TRUE
104 | LV_2054-45_0_3_line_104 | NAYY 4x150 SE | 91 | 95 | 0.004541 | 0.208 | 0.08 | 261 | 0 | 0.27 | 1 | 1 | cs | TRUE
105 | LV_2054-45_0_3_line_105 | NAYY 4x150 SE | 91 | 96 | 0.035718 | 0.208 | 0.08 | 261 | 0 | 0.27 | 1 | 1 | cs | TRUE
106 | LV_2054-45_0_3_line_106 | NAYY 4x150 SE | 92 | 97 | 0.008146 | 0.208 | 0.08 | 261 | 0 | 0.27 | 1 | 1 | cs | TRUE
107 | LV_2054-45_0_3_line_107 | NAYY 4x150 SE | 94 | 98 | 0.0091062 | 0.208 | 0.08 | 261 | 0 | 0.27 | 1 | 1 | cs | TRUE
108 | LV_2054-45_0_3_line_108 | NAYY 4x150 SE | 96 | 103 | 0.006452 | 0.208 | 0.08 | 261 | 0 | 0.27 | 1 | 1 | cs | TRUE
109 | LV_2054-45_0_3_line_109 | NAYY 4x150 SE | 96 | 104 | 0.032261 | 0.208 | 0.08 | 261 | 0 | 0.27 | 1 | 1 | cs | TRUE
110 | LV_2054-45_0_3_line_110 | NAYY 4x150 SE | 96 | 101 | 0.018819 | 0.208 | 0.08 | 261 | 0 | 0.27 | 1 | 1 | cs | TRUE
111 | LV_2054-45_0_3_line_111 | NAYY 4x150 SE | 100 | 105 | 0.015222 | 0.208 | 0.08 | 261 | 0 | 0.27 | 1 | 1 | cs | TRUE
112 | LV_2054-45_0_3_line_112 | NAYY 4x150 SE | 101 | 102 | 0.007252 | 0.208 | 0.08 | 261 | 0 | 0.27 | 1 | 1 | cs | TRUE
113 | LV_2054-45_0_3_line_113 | NAYY 4x150 SE | 106 | 107 | 0.016668 | 0.208 | 0.08 | 261 | 0 | 0.27 | 1 | 1 | cs | TRUE
114 | LV_2054-45_0_3_line_114 | NAYY 4x150 SE | 106 | 108 | 0.020295 | 0.208 | 0.08 | 261 | 0 | 0.27 | 1 | 1 | cs | TRUE
115 | LV_2054-45_0_3_line_115 | NAYY 4x150 SE | 107 | 116 | 0.0013047 | 0.208 | 0.08 | 261 | 0 | 0.27 | 1 | 1 | cs | TRUE
116 | LV_2054-45_0_3_line_116 | NAYY 4x150 SE | 108 | 113 | 0.022012 | 0.208 | 0.08 | 261 | 0 | 0.27 | 1 | 1 | cs | TRUE
117 | LV_2054-45_0_3_line_117 | NAYY 4x150 SE | 108 | 112 | 0.006401 | 0.208 | 0.08 | 261 | 0 | 0.27 | 1 | 1 | cs | TRUE
118 | LV_2054-45_0_3_line_118 | NAYY 4x150 SE | 110 | 129 | 0.027066 | 0.208 | 0.08 | 261 | 0 | 0.27 | 1 | 1 | cs | TRUE
119 | LV_2054-45_0_3_line_119 | NAYY 4x150 SE | 111 | 112 | 0.02302 | 0.208 | 0.08 | 261 | 0 | 0.27 | 1 | 1 | cs | TRUE
120 | LV_2054-45_0_3_line_120 | NAYY 4x150 SE | 113 | 114 | 0.013353 | 0.208 | 0.08 | 261 | 0 | 0.27 | 1 | 1 | cs | TRUE
121 | LV_2054-45_0_3_line_121 | NAYY 4x150 SE | 117 | 118 | 0.0017041 | 0.208 | 0.08 | 261 | 0 | 0.27 | 1 | 1 | cs | TRUE
122 | LV_2054-45_0_3_line_122 | NAYY 4x150 SE | 118 | 119 | 0.03184 | 0.208 | 0.08 | 261 | 0 | 0.27 | 1 | 1 | cs | TRUE
123 | LV_2054-45_0_3_line_123 | NAYY 4x150 SE | 119 | 124 | 0.037705 | 0.208 | 0.08 | 261 | 0 | 0.27 | 1 | 1 | cs | TRUE
124 | LV_2054-45_0_3_line_124 | NAYY 4x150 SE | 120 | 121 | 0.11966 | 0.208 | 0.08 | 261 | 0 | 0.27 | 1 | 1 | cs | TRUE
125 | LV_2054-45_0_3_line_125 | NAYY 4x150 SE | 121 | 122 | 0.097081 | 0.208 | 0.08 | 261 | 0 | 0.27 | 1 | 1 | cs | TRUE
126 | LV_2054-45_0_3_line_126 | NAYY 4x150 SE | 121 | 123 | 0.0082607 | 0.208 | 0.08 | 261 | 0 | 0.27 | 1 | 1 | cs | TRUE
127 | LV_2054-45_0_3_line_127 | NAYY 4x150 SE | 123 | 124 | 0.0089468 | 0.208 | 0.08 | 261 | 0 | 0.27 | 1 | 1 | cs | TRUE
128 | LV_2054-45_0_3_line_128 | NAYY 4x150 SE | 126 | 127 | 0.012724 | 0.208 | 0.08 | 261 | 0 | 0.27 | 1 | 1 | cs | TRUE
129 | LV_2054-45_0_3_line_129 | NAYY 4x150 SE | 126 | 128 | 0.012341 | 0.208 | 0.08 | 261 | 0 | 0.27 | 1 | 1 | cs | TRUE
130 | LV_2054-45_0_3_line_130 | NAYY 4x150 SE | 129 | 134 | 0.031859 | 0.208 | 0.08 | 261 | 0 | 0.27 | 1 | 1 | cs | TRUE
131 | LV_2054-45_0_3_line_131 | NAYY 4x150 SE | 130 | 131 | 0.028376 | 0.208 | 0.08 | 261 | 0 | 0.27 | 1 | 1 | cs | TRUE
132 | LV_2054-45_0_3_line_132 | NAYY 4x150 SE | 131 | 132 | 0.012608 | 0.208 | 0.08 | 261 | 0 | 0.27 | 1 | 1 | cs | TRUE
133 | LV_2054-45_0_3_line_133 | NAYY 4x150 SE | 132 | 133 | 0.014222 | 0.208 | 0.08 | 261 | 0 | 0.27 | 1 | 1 | cs | TRUE
134 | LV_2054-45_0_3_line_134 | NAYY 4x150 SE | 133 | 134 | 0.019251 | 0.208 | 0.08 | 261 | 0 | 0.27 | 1 | 1 | cs | TRUE
135 | LV_2054-45_0_3_line_135 | NAYY 4x150 SE | 134 | 135 | 0.034616 | 0.208 | 0.08 | 261 | 0 | 0.27 | 1 | 1 | cs | TRUE
136 | LV_2054-45_0_3_line_136 | NAYY 4x150 SE | 135 | 136 | 0.01479 | 0.208 | 0.08 | 261 | 0 | 0.27 | 1 | 1 | cs | TRUE
137 | LV_2054-45_0_3_line_137 | NAYY 4x150 SE | 136 | 137 | 0.0030294 | 0.208 | 0.08 | 261 | 0 | 0.27 | 1 | 1 | cs | TRUE
138 | LV_2054-45_0_3_line_138 | NAYY 4x150 SE | 137 | 138 | 0.048684 | 0.208 | 0.08 | 261 | 0 | 0.27 | 1 | 1 | cs | TRUE
139 | LV_2054-45_0_3_line_139 | NAYY 4x150 SE | 138 | 139 | 0.0064992 | 0.208 | 0.08 | 261 | 0 | 0.27 | 1 | 1 | cs | TRUE

## trafo
| name | std_type | hv_bus | lv_bus | sn_mva | vn_hv_kv | vn_lv_kv | vk_percent | vkr_percent | pfe_kw | i0_percent | shift_degree | tap_side | tap_neutral | tap_min | tap_max | tap_step_percent | tap_step_degree | tap_pos | tap_phase_shifter | parallel | df | in_service
0 | LV_2054-45_0_3_trafo_15 | 0.25 MVA 20/0.4 kV | 141 | 21 | 0.25 | 20 | 0.4 | 6 | 1.44 | 0.8 | 0.32 | 150 | hv | 0 | -2 | 2 | 2.5 | 0 | 0 | FALSE | 1 | 1 | TRUE

## line_geodata
| x0 | y0 | x1 | y1 | x2 | y2 | x3 | y3 | x4 | y4 | x5 | y5 | x6 | y6 | x7 | y7
0 | 2556304.204 | 1189571.148 | 2556299.1395 | 1189566.3964
1 | 2556304.204 | 1189571.148 | 2556325.0735 | 1189594.6193 | 2556338.1293 | 1189615.2782
2 | 2556304.204 | 1189571.148 | 2556331.4074 | 1189550.3599 | 2556354.2994 | 1189534.3949 | 2556378.0254 | 1189519.8469 | 2556389.3918 | 1189517.1402 | 2556398.7124 | 1189523.5645 | 2556406.4042 | 1189526.2543 | 2556409.0916 | 1189525.8137
3 | 2556415.8185 | 1189522.1523 | 2556413.7853 | 1189525.0442 | 2556409.0916 | 1189525.8137
4 | 2556039.161 | 1189308.3601 | 2556078.3045 | 1189344.0805 | 2556106.8237 | 1189366.3164 | 2556127.0556 | 1189377.5517 | 2556142.949 | 1189384.7611 | 2556146.3541 | 1189386.3036 | 2556151.6321 | 1189388.1573
5 | 2555818.9505 | 1189306.495 | 2555821.2616 | 1189305.4885 | 2555824.054 | 1189293.2722 | 2555824.5045 | 1189291.2789 | 2555994.1929 | 1189341.287 | 2556006.0194 | 1189340.9664 | 2556039.161 | 1189308.3601
6 | 2556039.161 | 1189308.3601 | 2555890.1489 | 1189156.2865 | 2555871.6977 | 1189137.4569
7 | 2556039.161 | 1189308.3601 | 2556045.8239 | 1189291.4129 | 2556059.0123 | 1189238.0749
8 | 2556156.4273 | 1189389.8413 | 2556151.6321 | 1189388.1573
9 | 2555818.9505 | 1189306.495 | 2555812.4219 | 1189312.5535
10 | 2555818.9505 | 1189306.495 | 2555828.9318 | 1189335.5297
11 | 2555871.6977 | 1189137.4569 | 2555850.507 | 1189165.7605
12 | 2556063.6879 | 1189227.4797 | 2556060.4882 | 1189232.1058 | 2556059.0123 | 1189238.0749
13 | 2556426.0334 | 1189502.7426 | 2556420.5181 | 1189515.4676 | 2556415.8185 | 1189522.1523
14 | 2556308.7299 | 1189437.2193 | 2556180.3339 | 1189398.2052 | 2556179.5312 | 1189397.9554 | 2556156.4273 | 1189389.8413
15 | 2555834.134 | 1189350.6625 | 2555828.9318 | 1189335.5297
16 | 2555850.507 | 1189165.7605 | 2555842.2237 | 1189176.824
17 | 2556436.6661 | 1189476.1616 | 2556427.9281 | 1189498.3709 | 2556426.0334 | 1189502.7426
18 | 2556308.7299 | 1189437.2193 | 2556341.9756 | 1189447.3389
19 | 2556436.6661 | 1189476.1616 | 2556341.9756 | 1189447.3389
20 | 2555819.9652 | 1189478.6264 | 2555821.7859 | 1189476.2894 | 2555831.078 | 1189472.8757
21 | 2555819.9652 | 1189478.6264 | 2555829.9868 | 1189482.8101 | 2555837.488 | 1189480.3199
22 | 2555819.9652 | 1189478.6264 | 2555807.3718 | 1189482.9123
23 | 2555788.6765 | 1189489.2748 | 2555807.3718 | 1189482.9123
24 | 2555788.6765 | 1189489.2748 | 2555791.3547 | 1189496.6754
25 | 2555788.6765 | 1189489.2748 | 2555785.0011 | 1189478.5273
26 | 2555791.3547 | 1189496.6754 | 2555796.2587 | 1189510.2268
27 | 2555775.2928 | 1189450.139 | 2555785.0011 | 1189478.5273
28 | 2555742.7887 | 1189534.584 | 2555745.1008 | 1189532.6992 | 2555753.0448 | 1189530.0953
29 | 2555742.7887 | 1189534.584 | 2555731.8507 | 1189546.8646
30 | 2555742.7887 | 1189534.584 | 2555754.9047 | 1189545.6191
31 | 2555678.6501 | 1189476.9391 | 2555694.734 | 1189490.2715 | 2555720.011 | 1189513.2967 | 2555742.7887 | 1189534.584
32 | 2555731.8507 | 1189546.8646 | 2555714.68 | 1189566.1428
33 | 2555778.1008 | 1189566.7623 | 2555770.1154 | 1189559.473 | 2555754.9047 | 1189545.6191
34 | 2555678.6501 | 1189476.9391 | 2555652.5487 | 1189522.6357 | 2555670.5946 | 1189539.9009
35 | 2555713.095 | 1189567.9224 | 2555714.68 | 1189566.1428
36 | 2555767.4579 | 1189579.5815 | 2555778.1008 | 1189566.7623
37 | 2555784.7347 | 1189572.8165 | 2555778.1008 | 1189566.7623
38 | 2555670.5946 | 1189539.9009 | 2555675.8867 | 1189544.9639
39 | 2555776.1063 | 1189371.6589 | 2555773.1757 | 1189363.1538
40 | 2555769.1804 | 1189432.2657 | 2555759.9962 | 1189402.1616 | 2555776.1908 | 1189384.0985 | 2555777.6573 | 1189381.3083 | 2555777.5309 | 1189378.6634 | 2555776.1063 | 1189371.6589
41 | 2555776.1063 | 1189371.6589 | 2555790.5528 | 1189366.4317
42 | 2555773.1757 | 1189363.1538 | 2555783.6584 | 1189359.5519
43 | 2555766.5272 | 1189343.8591 | 2555773.1757 | 1189363.1538
44 | 2555769.1804 | 1189432.2657 | 2555787.6319 | 1189426.0418
45 | 2555769.1804 | 1189432.2657 | 2555771.8753 | 1189440.1457
46 | 2555790.5528 | 1189366.4317 | 2555820.8232 | 1189355.4788
47 | 2555784.7347 | 1189572.8165 | 2555805.204 | 1189550.1859 | 2555807.3666 | 1189546.6569 | 2555807.8941 | 1189543.7291 | 2555807.0211 | 1189541.1898
48 | 2555784.7347 | 1189572.8165 | 2555770.3834 | 1189589.1361
49 | 2555766.5272 | 1189343.8591 | 2555762.2395 | 1189331.4462
50 | 2555754.8676 | 1189310.1047 | 2555762.2395 | 1189331.4462
51 | 2555753.6903 | 1189306.6338 | 2555754.8676 | 1189310.1047
52 | 2555753.6903 | 1189306.6338 | 2555762.196 | 1189303.8248
53 | 2555675.8867 | 1189544.9639 | 2555651.9301 | 1189610.9962
54 | 2555792.6343 | 1189424.3544 | 2555787.6319 | 1189426.0418
55 | 2555775.2928 | 1189450.139 | 2555771.8753 | 1189440.1457
56 | 2555836.5681 | 1189349.7885 | 2555828.8014 | 1189327.7672 | 2555838.4229 | 1189330.4086
57 | 2555836.5681 | 1189349.7885 | 2555840.6862 | 1189361.9188
58 | 2555836.5681 | 1189349.7885 | 2555834.134 | 1189350.6625
59 | 2555848.6179 | 1189333.2681 | 2555838.4229 | 1189330.4086
60 | 2555838.4229 | 1189330.4086 | 2555838.1874 | 1189331.5665 | 2555866.4499 | 1189340.2781
61 | 2555834.134 | 1189350.6625 | 2555843.7941 | 1189378.7552
62 | 2555834.134 | 1189350.6625 | 2555820.8232 | 1189355.4788
63 | 2555848.6179 | 1189333.2681 | 2555850.409 | 1189324.8614
64 | 2555848.6179 | 1189333.2681 | 2555881.4384 | 1189342.9753
65 | 2555897.1474 | 1189349.7403 | 2555866.4499 | 1189340.2781
66 | 2555782.3037 | 1189631.8233 | 2555764.1894 | 1189614.5883
67 | 2555770.3834 | 1189589.1361 | 2555759.5135 | 1189601.4968 | 2555758.8527 | 1189605.9708 | 2555761.3522 | 1189611.8889 | 2555764.1894 | 1189614.5883
68 | 2555782.3037 | 1189631.8233 | 2555801.796 | 1189650.3692
69 | 2555801.796 | 1189650.3692 | 2555805.6352 | 1189654.0221
70 | 2555806.8017 | 1189655.132 | 2555805.6352 | 1189654.0221
71 | 2555693.7066 | 1189733.0346 | 2555691.0295 | 1189730.9422 | 2555634.6174 | 1189686.6453
72 | 2555693.7066 | 1189733.0346 | 2555670.6189 | 1189756.1964 | 2555660.5199 | 1189762.0746 | 2555655.2039 | 1189757.7171
73 | 2555634.6174 | 1189686.6453 | 2555634.5909 | 1189686.6245
74 | 2555650.9903 | 1189754.2633 | 2555655.2039 | 1189757.7171
75 | 2555807.0211 | 1189541.1898 | 2555818.8058 | 1189537.3338
76 | 2555807.0211 | 1189541.1898 | 2555804.4627 | 1189533.7539
77 | 2555824.8073 | 1189672.2634 | 2555806.8017 | 1189655.132
78 | 2555798.4788 | 1189516.3616 | 2555804.4627 | 1189533.7539
79 | 2555824.8073 | 1189672.2634 | 2555837.605 | 1189679.6173
80 | 2555824.8073 | 1189672.2634 | 2555826.3838 | 1189676.9722
81 | 2555837.605 | 1189679.6173 | 2555852.446 | 1189663.2913
82 | 2555826.3838 | 1189676.9722 | 2555829.2368 | 1189685.4935 | 2555837.7735 | 1189694.1346
83 | 2555848.7534 | 1189705.2489 | 2555837.7735 | 1189694.1346
84 | 2555798.4788 | 1189516.3616 | 2555796.2587 | 1189510.2268
85 | 2555798.4788 | 1189516.3616 | 2555812.1791 | 1189511.6576
86 | 2555850.9384 | 1189399.5317 | 2555843.7941 | 1189378.7552
87 | 2555846.299 | 1189401.2559 | 2555850.9384 | 1189399.5317
88 | 2555850.9384 | 1189399.5317 | 2555853.1746 | 1189398.7147 | 2555850.9681 | 1189392.2053
89 | 2555850.9384 | 1189399.5317 | 2555854.1251 | 1189408.8025
90 | 2555794.4852 | 1189431.2445 | 2555792.6343 | 1189424.3544
91 | 2555799.367 | 1189422.0811 | 2555792.6343 | 1189424.3544
92 | 2555881.4384 | 1189342.9753 | 2555885.7253 | 1189328.6358
93 | 2555881.4384 | 1189342.9753 | 2555912.0957 | 1189352.0428
94 | 2555848.7534 | 1189705.2489 | 2555856.9491 | 1189697.6953
95 | 2555856.9491 | 1189697.6953 | 2555872.0087 | 1189685.1612
96 | 2555848.7534 | 1189705.2489 | 2555851.9988 | 1189713.0403 | 2555868.2747 | 1189728.6565
97 | 2555876.2617 | 1189681.6215 | 2555872.0087 | 1189685.1612
98 | 2555868.2747 | 1189728.6565 | 2555792.6029 | 1189813.2023
99 | 2555879.9359 | 1189466.7877 | 2555872.3446 | 1189459.1618 | 2555870.7406 | 1189456.7723 | 2555867.8595 | 1189448.7559 | 2555867.0471 | 1189446.3927
100 | 2555863.1207 | 1189434.9722 | 2555867.0471 | 1189446.3927
101 | 2555881.472 | 1189465.1532 | 2555879.9359 | 1189466.7877
102 | 2555872.8911 | 1189474.2883 | 2555879.9359 | 1189466.7877
103 | 2555863.1207 | 1189434.9722 | 2555857.0853 | 1189417.4141
104 | 2555858.8929 | 1189436.66 | 2555863.1207 | 1189434.9722
105 | 2555863.1207 | 1189434.9722 | 2555865.1887 | 1189434.1009 | 2555866.0853 | 1189436.7402 | 2555872.588 | 1189434.313 | 2555877.0983 | 1189431.6338 | 2555879.3307 | 1189430.3055 | 2555888.3779 | 1189420.2887 | 2555887.6289 | 1189418.0041
106 | 2555881.472 | 1189465.1532 | 2555887.2176 | 1189459.3631
107 | 2555857.0853 | 1189417.4141 | 2555854.1251 | 1189408.8025
108 | 2555885.6236 | 1189411.8711 | 2555887.6289 | 1189418.0041
109 | 2555887.6289 | 1189418.0041 | 2555909.3054 | 1189394.1109
110 | 2555887.6289 | 1189418.0041 | 2555888.3779 | 1189420.2887 | 2555899.446 | 1189408.167
111 | 2555850.9681 | 1189392.2053 | 2555865.4223 | 1189387.3069
112 | 2555904.8206 | 1189413.0522 | 2555899.446 | 1189408.167
113 | 2555927.158 | 1189377.8347 | 2555939.2033 | 1189389.355
114 | 2555932.4802 | 1189360.119 | 2555934.4808 | 1189363.5506 | 2555932.9289 | 1189369.243 | 2555930.0783 | 1189374.6447 | 2555927.158 | 1189377.8347
115 | 2555940.1462 | 1189390.2568 | 2555939.2033 | 1189389.355
116 | 2555932.4802 | 1189360.119 | 2555928.6557 | 1189357.5681 | 2555920.916 | 1189354.6458 | 2555912.0957 | 1189352.0428
117 | 2555932.4802 | 1189360.119 | 2555938.6157 | 1189361.9433
118 | 2555806.8788 | 1189836.1757 | 2555799.9644 | 1189825.12 | 2555793.6165 | 1189814.4167 | 2555792.6029 | 1189813.2023
119 | 2555960.6811 | 1189368.5039 | 2555938.6157 | 1189361.9433
120 | 2555912.0957 | 1189352.0428 | 2555915.7455 | 1189339.1977
121 | 2555634.5909 | 1189686.6245 | 2555633.2507 | 1189685.5721
122 | 2555608.2087 | 1189665.9082 | 2555633.2507 | 1189685.5721
123 | 2555578.5573 | 1189642.6182 | 2555588.0856 | 1189650.1069 | 2555608.2087 | 1189665.9082
124 | 2555565.0414 | 1189631.9683 | 2555573.2619 | 1189625.7371 | 2555610.9975 | 1189583.8113 | 2555614.7144 | 1189582.1494 | 2555619.617 | 1189582.0018 | 2555623.1251 | 1189583.0207 | 2555648.2692 | 1189605.6352 | 2555651.9301 | 1189610.9962
125 | 2555565.0414 | 1189631.9683 | 2555545.8315 | 1189616.6918 | 2555532.0002 | 1189604.7771 | 2555525.3893 | 1189600.8242 | 2555516.9691 | 1189597.6518 | 2555500.9502 | 1189596.137 | 2555485.2651 | 1189594.3751 | 2555479.9329 | 1189592.3403
126 | 2555565.0414 | 1189631.9683 | 2555567.4734 | 1189633.9069 | 2555571.523 | 1189637.0896
127 | 2555571.523 | 1189637.0896 | 2555578.5573 | 1189642.6182
128 | 2555799.367 | 1189422.0811 | 2555800.0387 | 1189419.0745 | 2555808.8174 | 1189415.0295
129 | 2555799.367 | 1189422.0811 | 2555803.1223 | 1189433.8375
130 | 2555823.7723 | 1189863.187 | 2555806.8788 | 1189836.1757
131 | 2555864.2035 | 1189925.7068 | 2555852.7196 | 1189907.4194 | 2555849.0057 | 1189901.7444
132 | 2555849.0057 | 1189901.7444 | 2555842.1015 | 1189891.1947
133 | 2555834.3138 | 1189879.2948 | 2555842.1015 | 1189891.1947
134 | 2555823.7723 | 1189863.187 | 2555834.3138 | 1189879.2948
135 | 2555823.7723 | 1189863.187 | 2555796.608 | 1189884.6429
136 | 2555784.2605 | 1189892.6655 | 2555790.7241 | 1189889.2903 | 2555796.608 | 1189884.6429
137 | 2555781.5752 | 1189894.0678 | 2555784.2605 | 1189892.6655
138 | 2555781.5752 | 1189894.0678 | 2555773.4041 | 1189898.3346 | 2555770.9881 | 1189906.7683 | 2555769.5321 | 1189911.9819 | 2555750.8896 | 1189929.0556
139 | 2555746.0967 | 1189933.4451 | 2555750.8896 | 1189929.0556

## bus_geodata
| x | y | coords
0 | 2556299.1395 | 1189566.3964
1 | 2556304.204 | 1189571.148
2 | 2556338.1293 | 1189615.2782
3 | 2556409.0916 | 1189525.8137
4 | 2556039.161 | 1189308.3601
5 | 2556151.6321 | 1189388.1573
6 | 2555818.9505 | 1189306.495
7 | 2555871.6977 | 1189137.4569
8 | 2556059.0123 | 1189238.0749
9 | 2556415.8185 | 1189522.1523
10 | 2556156.4273 | 1189389.8413
11 | 2555812.4219 | 1189312.5535
12 | 2555828.9318 | 1189335.5297
13 | 2555850.507 | 1189165.7605
14 | 2556063.6879 | 1189227.4797
15 | 2556426.0334 | 1189502.7426
16 | 2556341.9756 | 1189447.3389
17 | 2556308.7299 | 1189437.2193
18 | 2556436.6661 | 1189476.1616
19 | 2555831.078 | 1189472.8757
20 | 2555819.9652 | 1189478.6264
21 | 2555837.488 | 1189480.3199
22 | 2555807.3718 | 1189482.9123
23 | 2555788.6765 | 1189489.2748
24 | 2555791.3547 | 1189496.6754
25 | 2555785.0011 | 1189478.5273
26 | 2555753.0448 | 1189530.0953
27 | 2555742.7887 | 1189534.584
28 | 2555731.8507 | 1189546.8646
29 | 2555754.9047 | 1189545.6191
30 | 2555678.6501 | 1189476.9391
31 | 2555714.68 | 1189566.1428
32 | 2555778.1008 | 1189566.7623
33 | 2555670.5947 | 1189539.9009
34 | 2555776.1063 | 1189371.6589
35 | 2555773.1756 | 1189363.1538
36 | 2555769.1804 | 1189432.2657
37 | 2555790.5528 | 1189366.4317
38 | 2555713.095 | 1189567.9224
39 | 2555767.4579 | 1189579.5815
40 | 2555784.7347 | 1189572.8165
41 | 2555766.5272 | 1189343.8591
42 | 2555762.2395 | 1189331.4462
43 | 2555754.8676 | 1189310.1047
44 | 2555753.6903 | 1189306.6338
45 | 2555675.8867 | 1189544.9639
46 | 2555783.6584 | 1189359.5519
47 | 2555787.6319 | 1189426.0418
48 | 2555771.8753 | 1189440.1457
49 | 2555762.196 | 1189303.8248
50 | 2555836.5681 | 1189349.7885
51 | 2555838.4229 | 1189330.4086
52 | 2555840.6862 | 1189361.9188
53 | 2555834.134 | 1189350.6625
54 | 2555848.6179 | 1189333.2681
55 | 2555866.4499 | 1189340.2781
56 | 2555820.8232 | 1189355.4788
57 | 2555764.1894 | 1189614.5883
58 | 2555782.3037 | 1189631.8233
59 | 2555770.3834 | 1189589.1361
60 | 2555801.796 | 1189650.3692
61 | 2555805.6352 | 1189654.0221
62 | 2555693.7066 | 1189733.0346
63 | 2555634.6174 | 1189686.6453
64 | 2555655.2039 | 1189757.7171
65 | 2555650.9903 | 1189754.2633
66 | 2555807.0211 | 1189541.1898
67 | 2555806.8017 | 1189655.132
68 | 2555818.8058 | 1189537.3338
69 | 2555804.4627 | 1189533.7539
70 | 2555824.8073 | 1189672.2634
71 | 2555837.605 | 1189679.6173
72 | 2555826.3838 | 1189676.9722
73 | 2555852.446 | 1189663.2913
74 | 2555837.7735 | 1189694.1346
75 | 2555775.2928 | 1189450.139
76 | 2555796.2587 | 1189510.2268
77 | 2555798.4788 | 1189516.3616
78 | 2555843.7941 | 1189378.7552
79 | 2555850.9384 | 1189399.5317
80 | 2555792.6343 | 1189424.3544
81 | 2555850.409 | 1189324.8614
82 | 2555881.4384 | 1189342.9753
83 | 2555897.1474 | 1189349.7403
84 | 2555856.9491 | 1189697.6953
85 | 2555848.7534 | 1189705.2489
86 | 2555872.0087 | 1189685.1612
87 | 2555868.2747 | 1189728.6565
88 | 2555876.2617 | 1189681.6215
89 | 2555867.0471 | 1189446.3927
90 | 2555879.9359 | 1189466.7877
91 | 2555863.1207 | 1189434.9722
92 | 2555881.472 | 1189465.1532
93 | 2555872.8911 | 1189474.2883
94 | 2555857.0853 | 1189417.4141
95 | 2555858.8929 | 1189436.66
96 | 2555887.6289 | 1189418.0041
97 | 2555887.2176 | 1189459.3631
98 | 2555854.1251 | 1189408.8025
99 | 2555846.299 | 1189401.2559
100 | 2555850.9681 | 1189392.2053
101 | 2555899.446 | 1189408.167
102 | 2555904.8206 | 1189413.0522
103 | 2555885.6236 | 1189411.8711
104 | 2555909.3054 | 1189394.1109
105 | 2555865.4223 | 1189387.3069
106 | 2555927.158 | 1189377.8347
107 | 2555939.2033 | 1189389.355
108 | 2555932.4802 | 1189360.119
109 | 2555812.1791 | 1189511.6576
110 | 2555792.6029 | 1189813.2023
111 | 2555960.6811 | 1189368.5039
112 | 2555938.6157 | 1189361.9433
113 | 2555912.0957 | 1189352.0428
114 | 2555915.7455 | 1189339.1977
115 | 2555885.7253 | 1189328.6358
116 | 2555940.1462 | 1189390.2568
117 | 2555634.5909 | 1189686.6245
118 | 2555633.2507 | 1189685.5721
119 | 2555608.2087 | 1189665.9082
120 | 2555651.9301 | 1189610.9962
121 | 2555565.0414 | 1189631.9683
122 | 2555479.9329 | 1189592.3403
123 | 2555571.523 | 1189637.0896
124 | 2555578.5573 | 1189642.6182
125 | 2555794.4852 | 1189431.2445
126 | 2555799.367 | 1189422.0811
127 | 2555808.8174 | 1189415.0295
128 | 2555803.1223 | 1189433.8375
129 | 2555806.8788 | 1189836.1757
130 | 2555864.2035 | 1189925.7068
131 | 2555849.0057 | 1189901.7444
132 | 2555842.1015 | 1189891.1947
133 | 2555834.3138 | 1189879.2948
134 | 2555823.7723 | 1189863.187
135 | 2555796.608 | 1189884.6429
136 | 2555784.2605 | 1189892.6655
137 | 2555781.5752 | 1189894.0678
138 | 2555750.8896 | 1189929.0556
139 | 2555746.0967 | 1189933.4451
140 | 2555842.2237 | 1189176.824
141 | 2555819.9652 | 1189478.6264

## line_std_types
| c_nf_per_km | r_ohm_per_km | x_ohm_per_km | max_i_ka | type | q_mm2 | alpha | voltage_rating
NAYY 4x50 SE | 210 | 0.642 | 0.083 | 0.142 | cs | 50 | 0.00403 | LV
NAYY 4x120 SE | 264 | 0.225 | 0.08 | 0.242 | cs | 120 | 0.00403 | LV
NAYY 4x150 SE | 261 | 0.208 | 0.08 | 0.27 | cs | 150 | 0.00403 | LV
NA2XS2Y 1x95 RM/25 12/20 kV | 216 | 0.313 | 0.132 | 0.252 | cs | 95 | 0.00403 | MV
NA2XS2Y 1x185 RM/25 12/20 kV | 273 | 0.161 | 0.117 | 0.362 | cs | 185 | 0.00403 | MV
NA2XS2Y 1x240 RM/25 12/20 kV | 304 | 0.122 | 0.112 | 0.421 | cs | 240 | 0.00403 | MV
NA2XS2Y 1x95 RM/25 6/10 kV | 315 | 0.313 | 0.123 | 0.249 | cs | 95 | 0.00403 | MV
NA2XS2Y 1x185 RM/25 6/10 kV | 406 | 0.161 | 0.11 | 0.358 | cs | 185 | 0.00403 | MV
NA2XS2Y 1x240 RM/25 6/10 kV | 456 | 0.122 | 0.105 | 0.416 | cs | 240 | 0.00403 | MV
NA2XS2Y 1x150 RM/25 12/20 kV | 250 | 0.206 | 0.116 | 0.319 | cs | 150 | 0.00403 | MV
NA2XS2Y 1x120 RM/25 12/20 kV | 230 | 0.253 | 0.119 | 0.283 | cs | 120 | 0.00403 | MV
NA2XS2Y 1x70 RM/25 12/20 kV | 190 | 0.443 | 0.132 | 0.22 | cs | 70 | 0.00403 | MV
NA2XS2Y 1x150 RM/25 6/10 kV | 360 | 0.206 | 0.11 | 0.315 | cs | 150 | 0.00403 | MV
NA2XS2Y 1x120 RM/25 6/10 kV | 340 | 0.253 | 0.113 | 0.28 | cs | 120 | 0.00403 | MV
NA2XS2Y 1x70 RM/25 6/10 kV | 280 | 0.443 | 0.123 | 0.217 | cs | 70 | 0.00403 | MV
N2XS(FL)2Y 1x120 RM/35 64/110 kV | 112 | 0.153 | 0.166 | 0.366 | cs | 120 | 0.00393 | HV
N2XS(FL)2Y 1x185 RM/35 64/110 kV | 125 | 0.099 | 0.156 | 0.457 | cs | 185 | 0.00393 | HV
N2XS(FL)2Y 1x240 RM/35 64/110 kV | 135 | 0.075 | 0.149 | 0.526 | cs | 240 | 0.00393 | HV
N2XS(FL)2Y 1x300 RM/35 64/110 kV | 144 | 0.06 | 0.144 | 0.588 | cs | 300 | 0.00393 | HV
15-AL1/3-ST1A 0.4 | 11 | 1.8769 | 0.35 | 0.105 | ol | 16 | 0.00403 | LV
24-AL1/4-ST1A 0.4 | 11.25 | 1.2012 | 0.335 | 0.14 | ol | 24 | 0.00403 | LV
48-AL1/8-ST1A 0.4 | 12.2 | 0.5939 | 0.3 | 0.21 | ol | 48 | 0.00403 | LV
94-AL1/15-ST1A 0.4 | 13.2 | 0.306 | 0.29 | 0.35 | ol | 94 | 0.00403 | LV
34-AL1/6-ST1A 10.0 | 9.7 | 0.8342 | 0.36 | 0.17 | ol | 34 | 0.00403 | MV
48-AL1/8-ST1A 10.0 | 10.1 | 0.5939 | 0.35 | 0.21 | ol | 48 | 0.00403 | MV
70-AL1/11-ST1A 10.0 | 10.4 | 0.4132 | 0.339 | 0.29 | ol | 70 | 0.00403 | MV
94-AL1/15-ST1A 10.0 | 10.75 | 0.306 | 0.33 | 0.35 | ol | 94 | 0.00403 | MV
122-AL1/20-ST1A 10.0 | 11.1 | 0.2376 | 0.323 | 0.41 | ol | 122 | 0.00403 | MV
149-AL1/24-ST1A 10.0 | 11.25 | 0.194 | 0.315 | 0.47 | ol | 149 | 0.00403 | MV
34-AL1/6-ST1A 20.0 | 9.15 | 0.8342 | 0.382 | 0.17 | ol | 34 | 0.00403 | MV
48-AL1/8-ST1A 20.0 | 9.5 | 0.5939 | 0.372 | 0.21 | ol | 48 | 0.00403 | MV
70-AL1/11-ST1A 20.0 | 9.7 | 0.4132 | 0.36 | 0.29 | ol | 70 | 0.00403 | MV
94-AL1/15-ST1A 20.0 | 10 | 0.306 | 0.35 | 0.35 | ol | 94 | 0.00403 | MV
122-AL1/20-ST1A 20.0 | 10.3 | 0.2376 | 0.344 | 0.41 | ol | 122 | 0.00403 | MV
149-AL1/24-ST1A 20.0 | 10.5 | 0.194 | 0.337 | 0.47 | ol | 149 | 0.00403 | MV
184-AL1/30-ST1A 20.0 | 10.75 | 0.1571 | 0.33 | 0.535 | ol | 184 | 0.00403 | MV
243-AL1/39-ST1A 20.0 | 11 | 0.1188 | 0.32 | 0.645 | ol | 243 | 0.00403 | MV
48-AL1/8-ST1A 110.0 | 8 | 0.5939 | 0.46 | 0.21 | ol | 48 | 0.00403 | HV
70-AL1/11-ST1A 110.0 | 8.4 | 0.4132 | 0.45 | 0.29 | ol | 70 | 0.00403 | HV
94-AL1/15-ST1A 110.0 | 8.65 | 0.306 | 0.44 | 0.35 | ol | 94 | 0.00403 | HV
122-AL1/20-ST1A 110.0 | 8.5 | 0.2376 | 0.43 | 0.41 | ol | 122 | 0.00403 | HV
149-AL1/24-ST1A 110.0 | 8.75 | 0.194 | 0.41 | 0.47 | ol | 149 | 0.00403 | HV
184-AL1/30-ST1A 110.0 | 8.8 | 0.1571 | 0.4 | 0.535 | ol | 184 | 0.00403 | HV
243-AL1/39-ST1A 110.0 | 9 | 0.1188 | 0.39 | 0.645 | ol | 243 | 0.00403 | HV
305-AL1/39-ST1A 110.0 | 9.2 | 0.0949 | 0.38 | 0.74 | ol | 305 | 0.00403 | HV
490-AL1/64-ST1A 110.0 | 9.75 | 0.059 | 0.37 | 0.96 | ol | 490 | 0.00403 | HV
679-AL1/86-ST1A 110.0 | 9.95 | 0.042 | 0.36 | 1.15 | ol | 679 | 0.00403 | HV
490-AL1/64-ST1A 220.0 | 10 | 0.059 | 0.285 | 0.96 | ol | 490 | 0.00403 | HV
679-AL1/86-ST1A 220.0 | 11.7 | 0.042 | 0.275 | 1.15 | ol | 679 | 0.00403 | HV
490-AL1/64-ST1A 380.0 | 11 | 0.059 | 0.253 | 0.96 | ol | 490 | 0.00403 | HV
679-AL1/86-ST1A 380.0 | 14.6 | 0.042 | 0.25 | 1.15 | ol | 679 | 0.00403 | HV

## trafo_std_types
| i0_percent | pfe_kw | vkr_percent | sn_mva | vn_lv_kv | vn_hv_kv | vk_percent | shift_degree | vector_group | tap_side | tap_neutral | tap_min | tap_max | tap_step_degree | tap_step_percent | tap_phase_shifter
160 MVA 380/110 kV | 0.06 | 60 | 0.25 | 160 | 110 | 380 | 12.2 | 0 | Yy0 | hv | 0 | -9 | 9 | 0 | 1.5 | FALSE
100 MVA 220/110 kV | 0.06 | 55 | 0.26 | 100 | 110 | 220 | 12 | 0 | Yy0 | hv | 0 | -9 | 9 | 0 | 1.5 | FALSE
63 MVA 110/20 kV | 0.04 | 22 | 0.32 | 63 | 20 | 110 | 18 | 150 | YNd5 | hv | 0 | -9 | 9 | 0 | 1.5 | FALSE
40 MVA 110/20 kV | 0.05 | 18 | 0.34 | 40 | 20 | 110 | 16.2 | 150 | YNd5 | hv | 0 | -9 | 9 | 0 | 1.5 | FALSE
25 MVA 110/20 kV | 0.07 | 14 | 0.41 | 25 | 20 | 110 | 12 | 150 | YNd5 | hv | 0 | -9 | 9 | 0 | 1.5 | FALSE
63 MVA 110/10 kV | 0.04 | 22 | 0.32 | 63 | 10 | 110 | 18 | 150 | YNd5 | hv | 0 | -9 | 9 | 0 | 1.5 | FALSE
40 MVA 110/10 kV | 0.05 | 18 | 0.34 | 40 | 10 | 110 | 16.2 | 150 | YNd5 | hv | 0 | -9 | 9 | 0 | 1.5 | FALSE
25 MVA 110/10 kV | 0.07 | 14 | 0.41 | 25 | 10 | 110 | 12 | 150 | YNd5 | hv | 0 | -9 | 9 | 0 | 1.5 | FALSE
0.25 MVA 20/0.4 kV | 0.32 | 0.8 | 1.44 | 0.25 | 0.4 | 20 | 6 | 150 | Yzn5 | hv | 0 | -2 | 2 | 0 | 2.5 | FALSE
0.4 MVA 20/0.4 kV | 0.3375 | 1.35 | 1.425 | 0.4 | 0.4 | 20 | 6 | 150 | Dyn5 | hv | 0 | -2 | 2 | 0 | 2.5 | FALSE
0.63 MVA 20/0.4 kV | 0.2619 | 1.65 | 1.206 | 0.63 | 0.4 | 20 | 6 | 150 | Dyn5 | hv | 0 | -2 | 2 | 0 | 2.5 | FALSE
0.25 MVA 10/0.4 kV | 0.24 | 0.6 | 1.2 | 0.25 | 0.4 | 10 | 4 | 150 | Dyn5 | hv | 0 | -2 | 2 | 0 | 2.5 | FALSE
0.4 MVA 10/0.4 kV | 0.2375 | 0.95 | 1.325 | 0.4 | 0.4 | 10 | 4 | 150 | Dyn5 | hv | 0 | -2 | 2 | 0 | 2.5 | FALSE
0.63 MVA 10/0.4 kV | 0.1873 | 1.18 | 1.0794 | 0.63 | 0.4 | 10 | 4 | 150 | Dyn5 | hv | 0 | -2 | 2 | 0 | 2.5 | FALSE

## trafo3w_std_types
| sn_hv_mva | sn_mv_mva | sn_lv_mva | vn_hv_kv | vn_mv_kv | vn_lv_kv | vk_hv_percent | vk_mv_percent | vk_lv_percent | vkr_hv_percent | vkr_mv_percent | vkr_lv_percent | pfe_kw | i0_percent | shift_mv_degree | shift_lv_degree | vector_group | tap_side | tap_neutral | tap_min | tap_max | tap_step_percent
63/25/38 MVA 110/20/10 kV | 63 | 25 | 38 | 110 | 20 | 10 | 10.4 | 10.4 | 10.4 | 0.28 | 0.32 | 0.35 | 35 | 0.89 | 0 | 0 | YN0yn0yn0 | hv | 0 | -10 | 10 | 1.2
63/25/38 MVA 110/10/10 kV | 63 | 25 | 38 | 110 | 10 | 10 | 10.4 | 10.4 | 10.4 | 0.28 | 0.32 | 0.35 | 35 | 0.89 | 0 | 0 | YN0yn0yn0 | hv | 0 | -10 | 10 | 1.2

## fuse_std_types
| fuse_type | i_rated_a | t_avg | t_min | t_total | x_avg | x_min | x_total
HV 100A | HV 100A | 100 | 0 | [10.0, 3.64, 0.854, 0.281, 0.1, 0.0531, 0.022, 0.01] | [10.0, 4.267, 1.21, 0.403, 0.1, 0.058, 0.022, 0.01] | 0 | [300.0, 350.0, 450.0, 550.0, 700.0, 850.0, 1200.0, 1752.0] | [600.0, 700.0, 900.0, 1150.0, 1665.0, 2000.0, 3000.0, 4313.0]
HV 10A | HV 10A | 10 | 0 | [10.0, 1675.0, 0.344, 0.156, 0.1, 0.0417, 0.0171, 0.01] | [10.0, 1.3, 0.3, 0.155, 0.1, 0.0555, 0.023, 0.01] | 0 | [30.0, 32.0, 35.0, 37.0, 39.0, 50.0, 70.0, 88.0] | [60.0, 70.0, 80.0, 87.0, 94.0, 110.0, 150.0, 216.0]
HV 125A | HV 125A | 125 | 0 | [10.0, 1.82, 0.344, 0.1, 0.0467, 0.0269, 0.01] | [10.0, 2.478, 0.426, 0.1, 0.0427, 0.0211, 0.01] | 0 | [375.0, 500.0, 700.0, 925.0, 1200.0, 1500.0, 2341.0] | [750.0, 1000.0, 1500.0, 2200.0, 3000.0, 4000.0, 5765.0]
HV 160A | HV 160A | 160 | 0 | [10.0, 4.15, 1.03, 0.198, 0.1, 0.051, 0.0172, 0.01] | [10.0, 2.3, 0.734, 0.274, 0.1, 0.046, 0.0177, 0.01] | 0 | [480.0, 550.0, 700.0, 1000.0, 1260.0, 1600.0, 2500.0, 3227.0] | [960.0, 1300.0, 1700.0, 2200.0, 2996.0, 4000.0, 6000.0, 7946.0]
HV 16A | HV 16A | 16 | 0 | [10.0, 0.352, 0.164, 0.1, 0.0649, 0.0342, 0.01] | [10.0, 2.34, 0.722, 0.181, 0.1, 0.055, 0.0296, 0.01] | 0 | [48.0, 60.0, 65.0, 71.0, 80.0, 100.0, 162.0] | [96.0, 110.0, 125.0, 150.0, 168.0, 200.0, 250.0, 398.0]
HV 200A | HV 200A | 200 | 0 | [10.0, 4.267, 1.21, 0.403, 0.1, 0.058, 0.022, 0.01] | [10.0, 3.73, 1.654, 0.328, 0.1, 0.0531, 0.019, 0.01] | 0 | [600.0, 700.0, 900.0, 1150.0, 1665.0, 2000.0, 3000.0, 4313.0] | [1200.0, 1500.0, 1800.0, 2700.0, 3960.0, 5000.0, 7500.0, 10620.0]
HV 20A | HV 20A | 20 | 0 | [10.0, 1.3, 0.3, 0.155, 0.1, 0.0555, 0.023, 0.01] | [10.0, 1.3, 0.161, 0.1, 0.0611, 0.0399, 0.0141, 0.01] | 0 | [60.0, 70.0, 80.0, 87.0, 94.0, 110.0, 150.0, 216.0] | [120.0, 150.0, 200.0, 223.0, 260.0, 300.0, 450.0, 532.0]
HV 25A | HV 25A | 25 | 0 | [10.0, 2.512, 0.833, 0.299, 0.1, 0.0372, 0.0223, 0.01] | [10.0, 3.125, 0.597, 0.198, 0.1, 0.0378, 0.022, 0.01] | 0 | [75.0, 82.0, 90.0, 100.0, 124.0, 170.0, 200.0, 289.0] | [150.0, 170.0, 210.0, 250.0, 294.0, 400.0, 500.0, 711.0]
HV 31.5A | HV 31.5A | 31.5 | 0 | [10.0, 2.34, 0.722, 0.181, 0.1, 0.055, 0.0296, 0.01] | [10.0, 2.84, 0.368, 0.164, 0.1, 0.0621, 0.0378, 0.0195, 0.01] | 0 | [95.0, 110.0, 125.0, 150.0, 165.0, 200.0, 250.0, 390.0] | [189.0, 220.0, 300.0, 350.0, 393.0, 450.0, 530.0, 700.0, 960.0]
HV 40A | HV 40A | 40 | 0 | [10.0, 1.3, 0.161, 0.1, 0.0611, 0.0399, 0.0141, 0.01] | [10.0, 2.05, 0.369, 0.198, 0.1, 0.051, 0.0298, 0.01] | 0 | [120.0, 150.0, 200.0, 223.0, 260.0, 300.0, 450.0, 532.0] | [240.0, 300.0, 400.0, 450.0, 530.0, 650.0, 800.0, 1311.0]
HV 50A | HV 50A | 50 | 0 | [10.0, 3.215, 0.597, 0.198, 0.1, 0.0378, 0.022, 0.01] | [10.0, 3.64, 0.854, 0.281, 0.1, 0.0531, 0.022, 0.01] | 0 | [150.0, 170.0, 210.0, 250.0, 294.0, 400.0, 500.0, 711.0] | [300.0, 350.0, 450.0, 550.0, 700.0, 850.0, 1200.0, 1752.0]
HV 6.3A | HV 6.3A | 6.3 | 0 | [10.0, 1.39, 0.344, 0.168, 0.1, 0.056, 0.0263, 0.01] | [10.0, 1.711, 0.516, 0.198, 0.1, 0.0634, 0.0303, 0.01] | 0 | [19.0, 19.5, 20.4, 20.8, 22.0, 25.0, 32.0, 48.0] | [38.0, 40.0, 43.0, 48.0, 53.0, 60.0, 75.0, 118.0]
HV 63A | HV 63A | 63 | 0 | [10.0, 2.84, 0.368, 0.164, 0.1, 0.0621, 0.0378, 0.0195, 0.01] | [10.0, 1.82, 0.344, 0.1, 0.0467, 0.0269, 0.01] | 0 | [189.0, 220.0, 300.0, 350.0, 393.0, 450.0, 530.0, 700.0, 961.0] | [378.0, 500.0, 700.0, 934.0, 1200.0, 1500.0, 2366.0]
HV 80A | HV 80A | 80 | 0 | [10.0, 2.05, 0.369, 0.198, 0.1, 0.051, 0.0298, 0.01] | [10.0, 4.15, 1.03, 0.198, 0.1, 0.051, 0.0172, 0.01] | 0 | [240.0, 300.0, 400.0, 450.0, 530.0, 650.0, 800.0, 1311.0] | [480.0, 550.0, 700.0, 1000.0, 1260.0, 1600.0, 2500.0, 3227.0]
Siemens NH-1-100 | Siemens NH-1-100 | 100 | [5400.0, 2000.0, 400.0, 20.0, 1.0, 0.2, 0.012, 0.004] | 0 | 0 | [150.0, 190.0, 250.0, 430.0, 900.0, 1250.0, 2700.0, 3600.0] | 0 | 0
Siemens NH-1-125 | Siemens NH-1-125 | 125 | [4800.0, 120.0, 7.0, 0.1, 0.004] | 0 | 0 | [180.0, 400.0, 740.0, 2000.0, 4250.0] | 0 | 0
Siemens NH-1-16 | Siemens NH-1-16 | 16 | [4000.0, 400.0, 2.0, 0.1, 0.04, 0.01] | 0 | 0 | [26.0, 35.0, 75.0, 150.0, 200.0, 300.0] | 0 | 0
Siemens NH-1-160 | Siemens NH-1-160 | 160 | [4800.0, 120.0, 7.0, 0.1, 0.004] | 0 | 0 | [210.0, 500.0, 900.0, 2300.0, 5000.0] | 0 | 0
Siemens NH-1-25 | Siemens NH-1-25 | 25 | [4000.0, 1000.0, 10.0, 0.2, 0.02, 0.01] | 0 | 0 | [40.0, 50.0, 100.0, 210.0, 400.0, 500.0] | 0 | 0
Siemens NH-1-50 | Siemens NH-1-50 | 50 | [4000.0, 40.0, 4.0, 1.0, 0.02, 0.01] | 0 | 0 | [86.0, 200.0, 300.0, 400.0, 1000.0, 1280.0] | 0 | 0
Siemens NH-1-63 | Siemens NH-1-63 | 63 | [4000.0, 100.0, 10.0, 2.0, 0.04, 0.01] | 0 | 0 | [100.0, 200.0, 300.0, 400.0, 1000.0, 1500.0] | 0 | 0
Siemens NH-1-80 | Siemens NH-1-80 | 80 | [4800.0, 120.0, 7.0, 0.1, 0.01] | 0 | 0 | [150.58, 250.0, 450.0, 1150.0, 2470.0] | 0 | 0
Siemens NH-2-1000 | Siemens NH-2-1000 | 1000 | [4800.0, 120.0, 7.0, 0.1, 0.004] | 0 | 0 | [1900.0, 3500.0, 8400.0, 24000.0, 52000.0] | 0 | 0
Siemens NH-2-200 | Siemens NH-2-200 | 200 | [4800.0, 120.0, 7.0, 0.1, 0.004] | 0 | 0 | [280.0, 650.0, 1200.0, 3000.0, 7000.0] | 0 | 0
Siemens NH-2-224 | Siemens NH-2-224 | 224 | [4800.0, 120.0, 7.0, 0.2, 0.04, 0.004] | 0 | 0 | [400.0, 750.0, 1453.0, 3025.0, 4315.0, 7600.0] | 0 | 0
Siemens NH-2-250 | Siemens NH-2-250 | 250 | [4800.0, 120.0, 7.0, 0.1, 0.004] | 0 | 0 | [450.0, 800.0, 1650.0, 4000.0, 8500.0] | 0 | 0
Siemens NH-2-315 | Siemens NH-2-315 | 315 | [4800.0, 120.0, 7.0, 0.1, 0.004] | 0 | 0 | [550.0, 920.0, 1900.0, 5000.0, 11000.0] | 0 | 0
Siemens NH-2-355 | Siemens NH-2-355 | 355 | [4800.0, 120.0, 6.0, 0.1, 0.004] | 0 | 0 | [650.0, 1116.27, 2350.0, 5840.0, 12790.0] | 0 | 0
Siemens NH-2-400 | Siemens NH-2-400 | 400 | [4800.0, 120.0, 7.0, 0.1, 0.004] | 0 | 0 | [720.0, 1350.0, 2800.0, 6500.0, 15000.0] | 0 | 0
Siemens NH-2-425 | Siemens NH-2-425 | 425 | [4800.0, 120.0, 7.0, 0.1, 0.004] | 0 | 0 | [850.0, 1500.0, 3050.0, 7500.0, 16500.0] | 0 | 0
Siemens NH-2-630 | Siemens NH-2-630 | 630 | [4800.0, 120.0, 7.0, 0.1, 0.004] | 0 | 0 | [1200.0, 2000.0, 4800.0, 12000.0, 26000.0] | 0 | 0

## res_bus
| vm_pu | va_degree | p_mw | q_mvar
0 | 0.97222 | -0.19636 | 0.003345 | 0.00083833
1 | 0.97225 | -0.19612 | 0 | 0
2 | 0.97206 | -0.19753 | 0.0023967 | 0.00060068
3 | 0.9733 | -0.1886 | 0.00054195 | 0.00013583
4 | 0.97973 | -0.14247 | 0 | 0
5 | 0.97775 | -0.15661 | 0.00015084 | 3.7805e-05
6 | 0.98419 | -0.11069 | 0 | 0
7 | 0.97728 | -0.16 | 0 | 0
8 | 0.97893 | -0.14818 | 0.002613 | 0.00065488
9 | 0.97337 | -0.18805 | 0.00051385 | 0.00012878
10 | 0.97768 | -0.15712 | 0.00063893 | 0.00016013
11 | 0.98415 | -0.11093 | 0.0026334 | 0.00066
12 | 0.98459 | -0.10784 | 0.0059732 | 0.001497
13 | 0.97691 | -0.1626 | 0.0046998 | 0.0011779
14 | 0.97884 | -0.14877 | 0.0048788 | 0.0012227
15 | 0.97359 | -0.18647 | 0.0014854 | 0.00037228
16 | 0.97514 | -0.17532 | 0.00062766 | 0.00015731
17 | 0.9756 | -0.17206 | 0 | 0
18 | 0.97394 | -0.18397 | 0 | 0
19 | 0.99783 | -0.015 | 0.0050906 | 0.0012758
20 | 0.99792 | -0.014344 | 0 | 0
21 | 1 | 0 | -0.23437 | -0.059032
22 | 0.99648 | -0.024348 | 0.0036328 | 0.00091046
23 | 0.99437 | -0.039012 | 0 | 0
24 | 0.994 | -0.041578 | 0.0015225 | 0.00038156
25 | 0.99369 | -0.043765 | 0.0037641 | 0.00094337
26 | 0.9807 | -0.13501 | 0.0023759 | 0.00059546
27 | 0.98074 | -0.13473 | 0 | 0
28 | 0.98039 | -0.13725 | 0.0025856 | 0.00064802
29 | 0.98158 | -0.12877 | 0.0032105 | 0.00080463
30 | 0.97848 | -0.15087 | 0 | 0
31 | 0.97993 | -0.14051 | 0.0078026 | 0.0019555
32 | 0.98333 | -0.11633 | 0 | 0
33 | 0.97644 | -0.16545 | 0.0021987 | 0.00055105
34 | 0.98754 | -0.086915 | 0 | 0
35 | 0.98745 | -0.087591 | 0 | 0
36 | 0.99088 | -0.063413 | 0 | 0
37 | 0.98685 | -0.091808 | 0.00283 | 0.00070926
38 | 0.97992 | -0.14061 | 0.0043461 | 0.0010892
39 | 0.98326 | -0.11684 | 0.003003 | 0.00075264
40 | 0.98387 | -0.1125 | 0 | 0
41 | 0.98731 | -0.08853 | 0 | 0
42 | 0.98723 | -0.089134 | 0.0031893 | 0.00079933
43 | 0.98719 | -0.089435 | 0 | 0
44 | 0.98718 | -0.089484 | 0 | 0
45 | 0.97627 | -0.16666 | 0.0014984 | 0.00037554
46 | 0.9874 | -0.087913 | 0.0028444 | 0.00071288
47 | 0.99046 | -0.066375 | 0.0041839 | 0.0010486
48 | 0.99134 | -0.060152 | 0.0014962 | 0.00037498
49 | 0.98716 | -0.089603 | 0.0013001 | 0.00032584
50 | 0.98476 | -0.1066 | 0 | 0
51 | 0.98382 | -0.11328 | 0 | 0
52 | 0.98472 | -0.10688 | 0.0020695 | 0.00051867
53 | 0.98484 | -0.10603 | 0 | 0
54 | 0.98362 | -0.11476 | 0 | 0
55 | 0.98356 | -0.11516 | 0.0016971 | 0.00042533
56 | 0.98544 | -0.10177 | 0.0026324 | 0.00065975
57 | 0.9808 | -0.13425 | 0.0017789 | 0.00044584
58 | 0.97946 | -0.14378 | 0.0016963 | 0.00042513
59 | 0.98256 | -0.12177 | 0.0028439 | 0.00071276
60 | 0.97809 | -0.15358 | 0.0021624 | 0.00054195
61 | 0.97784 | -0.1554 | 0.0018127 | 0.00045431
62 | 0.97109 | -0.20395 | 0 | 0
63 | 0.97143 | -0.20143 | 0.0013817 | 0.00034628
64 | 0.97085 | -0.20566 | 0.0020932 | 0.00052461
65 | 0.97084 | -0.20573 | 0.0010691 | 0.00026795
66 | 0.98872 | -0.078356 | 0 | 0
67 | 0.97776 | -0.15592 | 0.0018525 | 0.00046427
68 | 0.98868 | -0.078639 | 0.0022452 | 0.00056269
69 | 0.9897 | -0.071547 | 0.0050684 | 0.0012703
70 | 0.9767 | -0.16349 | 0 | 0
71 | 0.97665 | -0.16389 | 0 | 0
72 | 0.97651 | -0.16487 | 0.0023648 | 0.00059268
73 | 0.97656 | -0.16449 | 0.0025917 | 0.00064954
74 | 0.97576 | -0.17022 | 0.0032534 | 0.00081537
75 | 0.99194 | -0.055967 | 0.0033749 | 0.00084583
76 | 0.993 | -0.048526 | 0.0015249 | 0.00038218
77 | 0.99211 | -0.054728 | 0 | 0
78 | 0.98341 | -0.11622 | 0.0026889 | 0.00067391
79 | 0.98243 | -0.12317 | 0 | 0
80 | 0.99038 | -0.066953 | 0 | 0
81 | 0.98358 | -0.11499 | 0.0026451 | 0.00066292
82 | 0.98308 | -0.1186 | 0 | 0
83 | 0.98336 | -0.11656 | 0.004218 | 0.0010571
84 | 0.97525 | -0.17394 | 0 | 0
85 | 0.97529 | -0.17365 | 0 | 0
86 | 0.97518 | -0.17443 | 0.0018313 | 0.00045896
87 | 0.97445 | -0.17968 | 0.0068925 | 0.0017274
88 | 0.97517 | -0.17446 | 0.00057467 | 0.00014403
89 | 0.9811 | -0.13265 | 0.0030673 | 0.00076873
90 | 0.9809 | -0.13407 | 0 | 0
91 | 0.98125 | -0.13157 | 0 | 0
92 | 0.98089 | -0.13415 | 0 | 0
93 | 0.98087 | -0.1343 | 0.002175 | 0.00054511
94 | 0.9818 | -0.12766 | 0.0019871 | 0.000498
95 | 0.98124 | -0.13162 | 0.0011085 | 0.00027781
96 | 0.9807 | -0.13551 | 0 | 0
97 | 0.98085 | -0.13443 | 0.0033652 | 0.00084341
98 | 0.9821 | -0.12556 | 0.0011751 | 0.0002945
99 | 0.98241 | -0.12328 | 0.0021764 | 0.00054546
100 | 0.98236 | -0.12364 | 0 | 0
101 | 0.98061 | -0.13615 | 0 | 0
102 | 0.98058 | -0.1364 | 0.0032851 | 0.00082332
103 | 0.98066 | -0.1358 | 0.0043929 | 0.001101
104 | 0.98056 | -0.13649 | 0.0029325 | 0.00073496
105 | 0.98226 | -0.12442 | 0.0049203 | 0.0012331
106 | 0.9824 | -0.12345 | 0 | 0
107 | 0.98232 | -0.12396 | 0.0015022 | 0.00037649
108 | 0.98248 | -0.12282 | 0 | 0
109 | 0.99203 | -0.055294 | 0.0038639 | 0.00096838
110 | 0.97252 | -0.19357 | 0.0010335 | 0.00025903
111 | 0.98237 | -0.12363 | 0.0023441 | 0.00058749
112 | 0.98245 | -0.12307 | 0.0014811 | 0.00037119
113 | 0.9827 | -0.12127 | 0 | 0
114 | 0.98268 | -0.12144 | 0.0012794 | 0.00032066
115 | 0.98302 | -0.11903 | 0.0027793 | 0.00069655
116 | 0.98232 | -0.12398 | 0.0014898 | 0.00037338
117 | 0.97144 | -0.20143 | 0.0010615 | 0.00026604
118 | 0.97145 | -0.20132 | 0.0010353 | 0.00025947
119 | 0.97176 | -0.19908 | 0.0014253 | 0.00035721
120 | 0.9748 | -0.17718 | 0.00091886 | 0.00023029
121 | 0.97246 | -0.19401 | 0 | 0
122 | 0.97216 | -0.19618 | 0.0021143 | 0.00052989
123 | 0.97233 | -0.19499 | 0.0019148 | 0.00047989
124 | 0.97221 | -0.19586 | 0.0012231 | 0.00030654
125 | 0.99034 | -0.067238 | 0.0039128 | 0.00098063
126 | 0.99031 | -0.067448 | 0 | 0
127 | 0.99025 | -0.067859 | 0.0031702 | 0.00079453
128 | 0.99024 | -0.067911 | 0.0036866 | 0.00092396
129 | 0.9721 | -0.1966 | 0.0010681 | 0.00026769
130 | 0.97138 | -0.20178 | 0.001019 | 0.00025538
131 | 0.97142 | -0.20147 | 0.001238 | 0.00031027
132 | 0.97146 | -0.20117 | 0.0010309 | 0.00025836
133 | 0.97153 | -0.20068 | 0.0010197 | 0.00025557
134 | 0.97165 | -0.1998 | 0 | 0
135 | 0.97139 | -0.2017 | 0.0010968 | 0.00027488
136 | 0.9713 | -0.20234 | 0.0011369 | 0.00028493
137 | 0.97129 | -0.20244 | 0.00098874 | 0.0002478
138 | 0.97115 | -0.20345 | 0.00087833 | 0.00022013
139 | 0.97114 | -0.20352 | 0.0010858 | 0.00027213
140 | 0.97687 | -0.16294 | 0.002324 | 0.00058245
141 | 0.99998 | 149.9947 | 0 | 0

## res_line
| p_from_mw | q_from_mvar | p_to_mw | q_to_mvar | pl_mw | ql_mvar | i_from_ka | i_to_ka | i_ka | vm_from_pu | va_from_degree | vm_to_pu | va_to_degree | loading_percent
0 | -0.003345 | -0.00083833 | 0.0033451 | 0.00083829 | 1.1358e-07 | -4.2435e-08 | 0.0051196 | 0.0051196 | 0.0051196 | 0.97222 | -0.19636 | 0.97225 | -0.19612 | 1.8961
1 | 0.0023972 | 0.00060017 | -0.0023967 | -0.00060068 | 4.6905e-07 | -5.1203e-07 | 0.0036687 | 0.0036689 | 0.0036689 | 0.97225 | -0.19612 | 0.97206 | -0.19753 | 1.3589
2 | -0.0057423 | -0.0014385 | 0.0057483 | 0.0014392 | 5.9685e-06 | 7.5798e-07 | 0.0087882 | 0.0087877 | 0.0087882 | 0.97225 | -0.19612 | 0.9733 | -0.1886 | 3.2549
3 | -0.0062902 | -0.001575 | 0.0062907 | 0.0015751 | 4.7844e-07 | 8.0959e-08 | 0.0096162 | 0.0096162 | 0.0096162 | 0.9733 | -0.1886 | 0.97337 | -0.18805 | 3.5616
4 | 0.009764 | 0.0024471 | -0.0097449 | -0.0024415 | 1.9087e-05 | 5.5932e-06 | 0.01483 | 0.01483 | 0.01483 | 0.97973 | -0.14247 | 0.97775 | -0.15661 | 5.4927
5 | -0.024306 | -0.0060903 | 0.024413 | 0.0061252 | 0.00010727 | 3.4875e-05 | 0.036915 | 0.036913 | 0.036915 | 0.97973 | -0.14247 | 0.98419 | -0.11069 | 6.8361
6 | 0.0070434 | 0.0017643 | -0.0070264 | -0.0017607 | 1.7065e-05 | 3.5619e-06 | 0.010697 | 0.010698 | 0.010698 | 0.97973 | -0.14247 | 0.97728 | -0.16 | 3.9624
7 | 0.0074981 | 0.001879 | -0.0074922 | -0.0018776 | 5.9203e-06 | 1.3566e-06 | 0.011388 | 0.011388 | 0.011388 | 0.97973 | -0.14247 | 0.97893 | -0.14818 | 4.218
8 | 0.009594 | 0.0024037 | -0.0095933 | -0.0024035 | 6.7608e-07 | 1.9629e-07 | 0.014601 | 0.014601 | 0.014601 | 0.97775 | -0.15661 | 0.97768 | -0.15712 | 5.4077
9 | 0.0026335 | 0.00065992 | -0.0026334 | -0.00066 | 8.8112e-08 | -7.9289e-08 | 0.0039817 | 0.0039817 | 0.0039817 | 0.98419 | -0.11069 | 0.98415 | -0.11093 | 1.4747
10 | -0.027046 | -0.0067851 | 0.027057 | 0.0067881 | 1.068e-05 | 2.9366e-06 | 0.040894 | 0.040894 | 0.040894 | 0.98419 | -0.11069 | 0.98459 | -0.10784 | 5.0487
11 | 0.0070264 | 0.0017607 | -0.0070239 | -0.0017602 | 2.5253e-06 | 5.284e-07 | 0.010698 | 0.010699 | 0.010699 | 0.97728 | -0.16 | 0.97691 | -0.1626 | 3.9624
12 | 0.0048792 | 0.0012228 | -0.0048788 | -0.0012227 | 4.0412e-07 | 7.4227e-09 | 0.0074166 | 0.0074167 | 0.0074167 | 0.97893 | -0.14818 | 0.97884 | -0.14877 | 2.7469
13 | -0.0068045 | -0.0017039 | 0.006806 | 0.0017042 | 1.488e-06 | 2.9829e-07 | 0.010402 | 0.010402 | 0.010402 | 0.97337 | -0.18805 | 0.97359 | -0.18647 | 3.8525
14 | 0.0089544 | 0.0022433 | -0.0089359 | -0.0022382 | 1.8489e-05 | 5.1148e-06 | 0.013628 | 0.013629 | 0.013629 | 0.97768 | -0.15712 | 0.9756 | -0.17206 | 5.0478
15 | -0.03303 | -0.0082851 | 0.033039 | 0.0082877 | 8.2949e-06 | 2.5796e-06 | 0.049921 | 0.049921 | 0.049921 | 0.98459 | -0.10784 | 0.98484 | -0.10603 | 6.1631
16 | 0.0023241 | 0.00058232 | -0.002324 | -0.00058245 | 1.0807e-07 | -1.3147e-07 | 0.00354 | 0.00354 | 0.00354 | 0.97691 | -0.1626 | 0.97687 | -0.16294 | 1.3111
17 | -0.0082915 | -0.0020765 | 0.0082943 | 0.0020772 | 2.8688e-06 | 7.4721e-07 | 0.012672 | 0.012672 | 0.012672 | 0.97359 | -0.18647 | 0.97394 | -0.18397 | 4.6933
18 | -0.0089319 | -0.0022371 | 0.0089359 | 0.0022382 | 4.028e-06 | 1.1155e-06 | 0.013629 | 0.013629 | 0.013629 | 0.97514 | -0.17532 | 0.9756 | -0.17206 | 5.0478
19 | 0.0083042 | 0.0020798 | -0.0082943 | -0.0020772 | 9.9173e-06 | 2.5811e-06 | 0.012671 | 0.012672 | 0.012672 | 0.97514 | -0.17532 | 0.97394 | -0.18397 | 4.6932
20 | -0.0050906 | -0.0012758 | 0.005091 | 0.0012758 | 4.6251e-07 | 9.8664e-09 | 0.0075913 | 0.0075913 | 0.0075913 | 0.99783 | -0.015 | 0.99792 | -0.014344 | 2.8116
21 | -0.2331 | -0.058851 | 0.23357 | 0.059032 | 0.00047073 | 0.00018031 | 0.34773 | 0.34773 | 0.34773 | 0.99792 | -0.014344 | 1 | 0 | 42.9302
22 | 0.22801 | 0.057576 | -0.22769 | -0.057453 | 0.00032013 | 0.00012261 | 0.34014 | 0.34014 | 0.34014 | 0.99792 | -0.014344 | 0.99648 | -0.024348 | 41.993
23 | 0.22406 | 0.056542 | -0.2236 | -0.056366 | 0.00046021 | 0.00017623 | 0.33472 | 0.33472 | 0.33472 | 0.99648 | -0.024348 | 0.99437 | -0.039012 | 41.3233
24 | 0.098253 | 0.024808 | -0.098218 | -0.024795 | 3.542e-05 | 1.3317e-05 | 0.1471 | 0.1471 | 0.1471 | 0.99437 | -0.039012 | 0.994 | -0.041578 | 18.16
25 | 0.12535 | 0.031558 | -0.12526 | -0.031527 | 8.317e-05 | 3.1547e-05 | 0.18762 | 0.18762 | 0.18762 | 0.99437 | -0.039012 | 0.99369 | -0.043765 | 23.1634
26 | 0.096695 | 0.024413 | -0.096601 | -0.024377 | 9.4297e-05 | 3.5895e-05 | 0.14482 | 0.14482 | 0.14482 | 0.994 | -0.041578 | 0.993 | -0.048526 | 26.8179
27 | 0.1215 | 0.030583 | -0.12129 | -0.030505 | 0.00020668 | 7.8329e-05 | 0.18199 | 0.18199 | 0.18199 | 0.99369 | -0.043765 | 0.99194 | -0.055967 | 22.4676
28 | -0.0023759 | -0.00059546 | 0.002376 | 0.00059535 | 9.1983e-08 | -1.0775e-07 | 0.003605 | 0.0036049 | 0.003605 | 0.9807 | -0.13501 | 0.98074 | -0.13473 | 1.3352
29 | 0.014745 | 0.0036963 | -0.01474 | -0.0036946 | 5.1362e-06 | 1.768e-06 | 0.022372 | 0.022372 | 0.022372 | 0.98074 | -0.13473 | 0.98039 | -0.13725 | 8.286
30 | -0.035198 | -0.0088328 | 0.035227 | 0.0088438 | 2.9169e-05 | 1.1012e-05 | 0.053407 | 0.053407 | 0.053407 | 0.98074 | -0.13473 | 0.98158 | -0.12877 | 19.7805
31 | 0.018077 | 0.0045411 | -0.018036 | -0.0045266 | 4.05e-05 | 1.4491e-05 | 0.02743 | 0.027431 | 0.027431 | 0.98074 | -0.13473 | 0.97848 | -0.15087 | 10.1595
32 | 0.012154 | 0.0030465 | -0.012149 | -0.0030448 | 5.4824e-06 | 1.7832e-06 | 0.018448 | 0.018448 | 0.018448 | 0.98039 | -0.13725 | 0.97993 | -0.14051 | 6.8325
33 | -0.038437 | -0.0096484 | 0.038504 | 0.0096736 | 6.6508e-05 | 2.5183e-05 | 0.058274 | 0.058274 | 0.058274 | 0.98158 | -0.12877 | 0.98333 | -0.11633 | 21.583
34 | 0.018036 | 0.0045266 | -0.018 | -0.0045135 | 3.6436e-05 | 1.3041e-05 | 0.027431 | 0.027431 | 0.027431 | 0.97848 | -0.15087 | 0.97644 | -0.16545 | 10.1596
35 | 0.0043462 | 0.0010892 | -0.0043461 | -0.0010892 | 6.477e-08 | -5.1107e-09 | 0.0065997 | 0.0065997 | 0.0065997 | 0.97993 | -0.14051 | 0.97992 | -0.14061 | 2.4443
36 | 0.0030033 | 0.00075251 | -0.003003 | -0.00075264 | 2.1451e-07 | -1.2862e-07 | 0.0045446 | 0.0045447 | 0.0045447 | 0.98333 | -0.11633 | 0.98326 | -0.11684 | 1.6832
37 | -0.041507 | -0.010426 | 0.041529 | 0.010434 | 2.2083e-05 | 8.3796e-06 | 0.062819 | 0.062819 | 0.062819 | 0.98333 | -0.11633 | 0.98387 | -0.1125 | 23.2662
38 | 0.015801 | 0.0039625 | -0.015798 | -0.0039615 | 2.6501e-06 | 9.2766e-07 | 0.02408 | 0.02408 | 0.02408 | 0.97644 | -0.16545 | 0.97627 | -0.16666 | 8.9187
39 | 0.0073357 | 0.0018376 | -0.0073351 | -0.0018375 | 6.8573e-07 | 1.4867e-07 | 0.011053 | 0.011053 | 0.011053 | 0.98754 | -0.086915 | 0.98745 | -0.087591 | 4.0938
40 | -0.10101 | -0.025363 | 0.10134 | 0.025488 | 0.00033098 | 0.00012465 | 0.15221 | 0.15221 | 0.15221 | 0.98754 | -0.086915 | 0.99088 | -0.063413 | 18.7916
41 | 0.09367 | 0.023526 | -0.093607 | -0.023502 | 6.3674e-05 | 2.3901e-05 | 0.14116 | 0.14116 | 0.14116 | 0.98754 | -0.086915 | 0.98685 | -0.091808 | 17.4271
42 | 0.0028445 | 0.00071279 | -0.0028444 | -0.00071288 | 1.2676e-07 | -9.2667e-08 | 0.0042865 | 0.0042865 | 0.0042865 | 0.98745 | -0.087591 | 0.9874 | -0.087913 | 1.5876
43 | 0.0044905 | 0.0011247 | -0.0044899 | -0.0011247 | 5.8303e-07 | -3.6754e-08 | 0.0067666 | 0.0067667 | 0.0067667 | 0.98745 | -0.087591 | 0.98731 | -0.08853 | 2.5062
44 | 0.014962 | 0.00375 | -0.014955 | -0.0037479 | 6.134e-06 | 2.1085e-06 | 0.022468 | 0.022468 | 0.022468 | 0.99088 | -0.063413 | 0.99046 | -0.066375 | 8.3215
45 | -0.1163 | -0.029238 | 0.11635 | 0.029258 | 5.2856e-05 | 2.0007e-05 | 0.17468 | 0.17468 | 0.17468 | 0.99088 | -0.063413 | 0.99134 | -0.060152 | 21.5653
46 | 0.090777 | 0.022793 | -0.090651 | -0.022746 | 0.00012547 | 4.7027e-05 | 0.13689 | 0.13689 | 0.13689 | 0.98685 | -0.091808 | 0.98544 | -0.10177 | 16.9003
47 | -0.083122 | -0.020896 | 0.083519 | 0.021049 | 0.00039731 | 0.0001523 | 0.12574 | 0.12574 | 0.12574 | 0.98387 | -0.1125 | 0.98872 | -0.078356 | 46.5692
48 | 0.041592 | 0.010462 | -0.041539 | -0.010441 | 5.3684e-05 | 2.0372e-05 | 0.062918 | 0.062918 | 0.062918 | 0.98387 | -0.1125 | 0.98256 | -0.12177 | 23.3031
49 | 0.0044899 | 0.0011247 | -0.0044896 | -0.0011248 | 3.7523e-07 | -2.3613e-08 | 0.0067667 | 0.0067668 | 0.0067668 | 0.98731 | -0.08853 | 0.98723 | -0.089134 | 2.5062
50 | 0.0013002 | 0.00032542 | -0.0013002 | -0.00032569 | 5.4106e-08 | -2.6788e-07 | 0.0019596 | 0.0019597 | 0.0019597 | 0.98723 | -0.089134 | 0.98719 | -0.089435 | 0.72582
51 | 0.0013002 | 0.00032569 | -0.0013001 | -0.00032574 | 8.783e-09 | -4.348e-08 | 0.0019597 | 0.0019597 | 0.0019597 | 0.98719 | -0.089435 | 0.98718 | -0.089484 | 0.72582
52 | 0.0013001 | 0.00032574 | -0.0013001 | -0.00032584 | 2.1411e-08 | -1.0599e-07 | 0.0019597 | 0.0019598 | 0.0019598 | 0.98718 | -0.089484 | 0.98716 | -0.089603 | 0.72584
53 | 0.0143 | 0.003586 | -0.014279 | -0.0035789 | 2.0824e-05 | 7.1324e-06 | 0.021796 | 0.021797 | 0.021797 | 0.97627 | -0.16666 | 0.9748 | -0.17718 | 8.0729
54 | 0.010772 | 0.0026993 | -0.010771 | -0.002699 | 8.6268e-07 | 2.6386e-07 | 0.016182 | 0.016182 | 0.016182 | 0.99046 | -0.066375 | 0.99038 | -0.066953 | 5.9935
55 | -0.11785 | -0.029633 | 0.11792 | 0.029659 | 6.8765e-05 | 2.6039e-05 | 0.17692 | 0.17692 | 0.17692 | 0.99134 | -0.060152 | 0.99194 | -0.055967 | 21.8426
56 | 0.019471 | 0.0048806 | -0.019453 | -0.0048741 | 1.8002e-05 | 6.5002e-06 | 0.029421 | 0.029421 | 0.029421 | 0.98476 | -0.1066 | 0.98382 | -0.11328 | 10.8967
57 | 0.0020696 | 0.00051854 | -0.0020695 | -0.00051867 | 7.8174e-08 | -1.3291e-07 | 0.0031272 | 0.0031273 | 0.0031273 | 0.98476 | -0.1066 | 0.98472 | -0.10688 | 1.1582
58 | -0.02154 | -0.0053991 | 0.021542 | 0.0053997 | 1.7055e-06 | 6.2315e-07 | 0.032548 | 0.032548 | 0.032548 | 0.98476 | -0.1066 | 0.98484 | -0.10603 | 12.0549
59 | 0.013535 | 0.0033915 | -0.013532 | -0.0033906 | 2.7615e-06 | 9.2804e-07 | 0.020471 | 0.020471 | 0.020471 | 0.98382 | -0.11328 | 0.98362 | -0.11476 | 7.582
60 | 0.0059174 | 0.0014826 | -0.0059159 | -0.0014824 | 1.5373e-06 | 2.0082e-07 | 0.0089499 | 0.00895 | 0.00895 | 0.98382 | -0.11328 | 0.98356 | -0.11516 | 3.3148
61 | 0.033386 | 0.0083789 | -0.033339 | -0.0083612 | 4.7178e-05 | 1.7768e-05 | 0.050448 | 0.050449 | 0.050449 | 0.98484 | -0.10603 | 0.98341 | -0.11622 | 18.6846
62 | -0.087967 | -0.022066 | 0.088019 | 0.022086 | 5.2018e-05 | 1.9466e-05 | 0.13292 | 0.13292 | 0.13292 | 0.98484 | -0.10603 | 0.98544 | -0.10177 | 16.4096
63 | 0.0026452 | 0.00066284 | -0.0026451 | -0.00066292 | 8.5891e-08 | -7.6069e-08 | 0.0040016 | 0.0040016 | 0.0040016 | 0.98362 | -0.11476 | 0.98358 | -0.11499 | 1.4821
64 | 0.010887 | 0.0027277 | -0.010881 | -0.002726 | 5.7778e-06 | 1.7892e-06 | 0.01647 | 0.01647 | 0.01647 | 0.98362 | -0.11476 | 0.98308 | -0.1186 | 6.1
65 | 0.0042188 | 0.001057 | -0.004218 | -0.0010571 | 8.1657e-07 | -9.3537e-08 | 0.0063825 | 0.0063827 | 0.0063827 | 0.98356 | -0.11516 | 0.98336 | -0.11656 | 2.364
66 | 0.036849 | 0.0092575 | -0.0368 | -0.009239 | 4.8776e-05 | 1.8445e-05 | 0.055913 | 0.055913 | 0.055913 | 0.9808 | -0.13425 | 0.97946 | -0.14378 | 20.7084
67 | -0.038628 | -0.0097033 | 0.038695 | 0.0097287 | 6.7145e-05 | 2.5429e-05 | 0.058611 | 0.058611 | 0.058611 | 0.9808 | -0.13425 | 0.98256 | -0.12177 | 21.708
68 | 0.035104 | 0.0088139 | -0.035056 | -0.0087959 | 4.776e-05 | 1.8031e-05 | 0.053336 | 0.053336 | 0.053336 | 0.97946 | -0.14378 | 0.97809 | -0.15358 | 19.754
69 | 0.032893 | 0.0082539 | -0.032885 | -0.0082508 | 8.2822e-06 | 3.119e-06 | 0.050046 | 0.050046 | 0.050046 | 0.97809 | -0.15358 | 0.97784 | -0.1554 | 18.5356
70 | 0.031072 | 0.0077965 | -0.03107 | -0.0077956 | 2.2467e-06 | 8.4393e-07 | 0.047288 | 0.047288 | 0.047288 | 0.97784 | -0.1554 | 0.97776 | -0.15592 | 17.5139
71 | -0.0031631 | -0.00079215 | 0.0031642 | 0.00079164 | 1.1011e-06 | -5.0624e-07 | 0.0048467 | 0.0048463 | 0.0048467 | 0.97109 | -0.20395 | 0.97143 | -0.20143 | 1.7951
72 | 0.0031631 | 0.00079215 | -0.0031624 | -0.00079249 | 7.5143e-07 | -3.4503e-07 | 0.0048467 | 0.0048469 | 0.0048469 | 0.97109 | -0.20395 | 0.97085 | -0.20566 | 1.7952
73 | -0.0045459 | -0.0011379 | 0.0045459 | 0.0011379 | 1.017e-09 | -2.5285e-11 | 0.0069627 | 0.0069627 | 0.0069627 | 0.97143 | -0.20143 | 0.97144 | -0.20143 | 2.5788
74 | 0.0010691 | 0.00026788 | -0.0010691 | -0.00026795 | 9.1286e-09 | -6.3858e-08 | 0.0016386 | 0.0016387 | 0.0016387 | 0.97085 | -0.20566 | 0.97084 | -0.20573 | 0.60691
75 | 0.0022453 | 0.00056257 | -0.0022452 | -0.00056269 | 8.8114e-08 | -1.2471e-07 | 0.003379 | 0.0033791 | 0.0033791 | 0.98872 | -0.078356 | 0.98868 | -0.078639 | 1.2515
76 | -0.085764 | -0.021611 | 0.085846 | 0.021643 | 8.1803e-05 | 3.1362e-05 | 0.12912 | 0.12912 | 0.12912 | 0.98872 | -0.078356 | 0.9897 | -0.071547 | 47.8206
77 | 0.029218 | 0.0073314 | -0.029187 | -0.0073199 | 3.0667e-05 | 1.1484e-05 | 0.044468 | 0.044469 | 0.044469 | 0.97776 | -0.15592 | 0.9767 | -0.16349 | 16.4698
78 | -0.090914 | -0.022913 | 0.091129 | 0.022995 | 0.00021459 | 8.2296e-05 | 0.13674 | 0.13674 | 0.13674 | 0.9897 | -0.071547 | 0.99211 | -0.054728 | 50.643
79 | 0.0025921 | 0.00064922 | -0.0025919 | -0.00064935 | 1.4332e-07 | -1.292e-07 | 0.0039489 | 0.0039489 | 0.0039489 | 0.9767 | -0.16349 | 0.97665 | -0.16389 | 1.4626
80 | 0.026595 | 0.0066707 | -0.02659 | -0.0066688 | 5.0873e-06 | 1.8945e-06 | 0.04052 | 0.04052 | 0.04052 | 0.9767 | -0.16349 | 0.97651 | -0.16487 | 15.0073
81 | 0.0025919 | 0.00064935 | -0.0025917 | -0.00064954 | 2.147e-07 | -1.935e-07 | 0.0039489 | 0.003949 | 0.003949 | 0.97665 | -0.16389 | 0.97656 | -0.16449 | 1.4626
82 | 0.024225 | 0.0060761 | -0.024207 | -0.0060694 | 1.7971e-05 | 6.6479e-06 | 0.036916 | 0.036916 | 0.036916 | 0.97651 | -0.16487 | 0.97576 | -0.17022 | 13.6727
83 | 0.020954 | 0.0052541 | -0.020944 | -0.0052504 | 9.9548e-06 | 3.6337e-06 | 0.031955 | 0.031955 | 0.031955 | 0.97576 | -0.17022 | 0.97529 | -0.17365 | 11.8352
84 | 0.095076 | 0.023995 | -0.094993 | -0.023963 | 8.2705e-05 | 3.1725e-05 | 0.14253 | 0.14253 | 0.14253 | 0.993 | -0.048526 | 0.99211 | -0.054728 | 52.7895
85 | 0.0038642 | 0.00096831 | -0.0038639 | -0.00096838 | 3.0283e-07 | -7.0077e-08 | 0.0057957 | 0.0057957 | 0.0057957 | 0.99211 | -0.054728 | 0.99203 | -0.055294 | 2.1466
86 | 0.03065 | 0.0076873 | -0.030621 | -0.0076762 | 2.9491e-05 | 1.1064e-05 | 0.04638 | 0.04638 | 0.04638 | 0.98341 | -0.11622 | 0.98243 | -0.12317 | 17.1778
87 | 0.0021765 | 0.00054541 | -0.0021764 | -0.00054546 | 3.3478e-08 | -4.9637e-08 | 0.0032965 | 0.0032965 | 0.0032965 | 0.98243 | -0.12317 | 0.98241 | -0.12328 | 1.2209
88 | 0.0049212 | 0.0012332 | -0.0049208 | -0.0012332 | 3.2081e-07 | 6.2208e-09 | 0.0074536 | 0.0074537 | 0.0074537 | 0.98243 | -0.12317 | 0.98236 | -0.12364 | 2.7606
89 | 0.023523 | 0.0058976 | -0.023516 | -0.0058948 | 7.7657e-06 | 2.8627e-06 | 0.03563 | 0.03563 | 0.03563 | 0.98243 | -0.12317 | 0.9821 | -0.12556 | 13.1962
90 | 0.0039129 | 0.0009806 | -0.0039128 | -0.00098063 | 1.5388e-07 | -3.2624e-08 | 0.005879 | 0.005879 | 0.005879 | 0.99038 | -0.066953 | 0.99034 | -0.067238 | 2.1774
91 | 0.0068577 | 0.0017184 | -0.0068573 | -0.0017183 | 4.6954e-07 | 8.9391e-08 | 0.010303 | 0.010303 | 0.010303 | 0.99038 | -0.066953 | 0.99031 | -0.067448 | 3.8161
92 | 0.0027794 | 0.00069642 | -0.0027793 | -0.00069655 | 1.6529e-07 | -1.2617e-07 | 0.004207 | 0.004207 | 0.004207 | 0.98308 | -0.1186 | 0.98302 | -0.11903 | 1.5582
93 | 0.0081019 | 0.0020295 | -0.0080989 | -0.0020288 | 2.9921e-06 | 7.4669e-07 | 0.012263 | 0.012263 | 0.012263 | 0.98308 | -0.1186 | 0.9827 | -0.12127 | 4.5419
94 | -0.0024061 | -0.00060274 | 0.0024062 | 0.00060263 | 9.3589e-08 | -1.0288e-07 | 0.0036711 | 0.003671 | 0.0036711 | 0.97525 | -0.17394 | 0.97529 | -0.17365 | 1.3597
95 | 0.0024061 | 0.00060274 | -0.0024059 | -0.00060292 | 1.6478e-07 | -1.8109e-07 | 0.0036711 | 0.0036712 | 0.0036712 | 0.97525 | -0.17394 | 0.97518 | -0.17443 | 1.3597
96 | 0.018538 | 0.0046478 | -0.018522 | -0.0046422 | 1.5473e-05 | 5.5647e-06 | 0.028284 | 0.028284 | 0.028284 | 0.97529 | -0.17365 | 0.97445 | -0.17968 | 10.4756
97 | 0.00057468 | 0.00014396 | -0.00057467 | -0.00014403 | 2.6549e-09 | -6.8012e-08 | 0.00087687 | 0.00087689 | 0.00087689 | 0.97518 | -0.17443 | 0.97517 | -0.17446 | 0.32478
98 | 0.01163 | 0.0029148 | -0.011607 | -0.0029076 | 2.233e-05 | 7.1779e-06 | 0.017759 | 0.017759 | 0.017759 | 0.97445 | -0.17968 | 0.97252 | -0.19357 | 6.5776
99 | 0.0055416 | 0.0013885 | -0.0055405 | -0.0013884 | 1.0868e-06 | 1.0671e-07 | 0.0084047 | 0.0084048 | 0.0084048 | 0.9811 | -0.13265 | 0.9809 | -0.13407 | 3.1129
100 | -0.0086089 | -0.0021572 | 0.0086102 | 0.0021575 | 1.2847e-06 | 3.4158e-07 | 0.013057 | 0.013057 | 0.013057 | 0.9811 | -0.13265 | 0.98125 | -0.13157 | 4.8358
101 | 0.0033654 | 0.00084334 | -0.0033654 | -0.00084336 | 3.6431e-08 | -1.4263e-08 | 0.0051053 | 0.0051053 | 0.0051053 | 0.9809 | -0.13407 | 0.98089 | -0.13415 | 1.8908
102 | 0.0021751 | 0.00054501 | -0.002175 | -0.00054511 | 6.9818e-08 | -1.0287e-07 | 0.0032996 | 0.0032996 | 0.0032996 | 0.9809 | -0.13407 | 0.98087 | -0.1343 | 1.2221
103 | -0.020336 | -0.0050959 | 0.020347 | 0.0050999 | 1.1018e-05 | 4.0029e-06 | 0.030838 | 0.030838 | 0.030838 | 0.98125 | -0.13157 | 0.9818 | -0.12766 | 11.4215
104 | 0.0011085 | 0.00027776 | -0.0011085 | -0.00027781 | 8.0067e-09 | -5.4282e-08 | 0.001681 | 0.001681 | 0.001681 | 0.98125 | -0.13157 | 0.98124 | -0.13162 | 0.62258
105 | 0.010617 | 0.0026606 | -0.010611 | -0.0026588 | 5.7776e-06 | 1.7712e-06 | 0.0161 | 0.016101 | 0.016101 | 0.98125 | -0.13157 | 0.9807 | -0.13551 | 5.9632
106 | 0.0033654 | 0.00084336 | -0.0033652 | -0.00084341 | 1.3249e-07 | -5.1864e-08 | 0.0051053 | 0.0051053 | 0.0051053 | 0.98089 | -0.13415 | 0.98085 | -0.13443 | 1.8909
107 | -0.022334 | -0.0055979 | 0.02234 | 0.0056003 | 6.5107e-06 | 2.3889e-06 | 0.03385 | 0.033849 | 0.03385 | 0.9818 | -0.12766 | 0.9821 | -0.12556 | 12.5369
108 | 0.0043931 | 0.0011009 | -0.0043929 | -0.001101 | 1.7888e-07 | -1.2608e-08 | 0.0066656 | 0.0066656 | 0.0066656 | 0.9807 | -0.13551 | 0.98066 | -0.1358 | 2.4687
109 | 0.0029329 | 0.00073471 | -0.0029325 | -0.00073496 | 3.9865e-07 | -2.5368e-07 | 0.00445 | 0.0044501 | 0.0044501 | 0.9807 | -0.13551 | 0.98056 | -0.13649 | 1.6482
110 | 0.0032855 | 0.00082315 | -0.0032852 | -0.00082327 | 2.9182e-07 | -1.2519e-07 | 0.004985 | 0.0049851 | 0.0049851 | 0.9807 | -0.13551 | 0.98061 | -0.13615 | 1.8463
111 | 0.0049208 | 0.0012332 | -0.0049203 | -0.0012331 | 5.2772e-07 | 1.027e-08 | 0.0074537 | 0.0074538 | 0.0074538 | 0.98236 | -0.12364 | 0.98226 | -0.12442 | 2.7607
112 | 0.0032852 | 0.00082327 | -0.0032851 | -0.00082332 | 1.1246e-07 | -4.8232e-08 | 0.0049851 | 0.0049851 | 0.0049851 | 0.98061 | -0.13615 | 0.98058 | -0.1364 | 1.8463
113 | 0.0029922 | 0.00074973 | -0.002992 | -0.00074986 | 2.1364e-07 | -1.2885e-07 | 0.0045322 | 0.0045323 | 0.0045323 | 0.9824 | -0.12345 | 0.98232 | -0.12396 | 1.6786
114 | -0.0029922 | -0.00074973 | 0.0029925 | 0.00074957 | 2.6013e-07 | -1.5694e-07 | 0.0045322 | 0.0045321 | 0.0045322 | 0.9824 | -0.12345 | 0.98248 | -0.12282 | 1.6786
115 | 0.0014898 | 0.00037336 | -0.0014898 | -0.00037338 | 4.1461e-09 | -1.4922e-08 | 0.0022567 | 0.0022567 | 0.0022567 | 0.98232 | -0.12396 | 0.98232 | -0.12398 | 0.83583
116 | -0.006818 | -0.001708 | 0.0068195 | 0.0017083 | 1.4645e-06 | 2.8446e-07 | 0.010326 | 0.010326 | 0.010326 | 0.98248 | -0.12282 | 0.9827 | -0.12127 | 3.8244
117 | 0.0038255 | 0.00095843 | -0.0038254 | -0.00095846 | 1.3408e-07 | -2.9489e-08 | 0.0057938 | 0.0057938 | 0.0057938 | 0.98248 | -0.12282 | 0.98245 | -0.12307 | 2.1459
118 | 0.010574 | 0.0026486 | -0.010569 | -0.0026472 | 4.4204e-06 | 1.3645e-06 | 0.016178 | 0.016178 | 0.016178 | 0.97252 | -0.19357 | 0.9721 | -0.1966 | 5.9919
119 | -0.0023441 | -0.00058749 | 0.0023443 | 0.00058727 | 1.8109e-07 | -2.2182e-07 | 0.0035507 | 0.0035506 | 0.0035507 | 0.98237 | -0.12363 | 0.98245 | -0.12307 | 1.3151
120 | 0.0012795 | 0.0003205 | -0.0012794 | -0.00032066 | 3.1274e-08 | -1.5714e-07 | 0.0019373 | 0.0019374 | 0.0019374 | 0.9827 | -0.12127 | 0.98268 | -0.12144 | 0.71755
121 | -0.0056074 | -0.001404 | 0.0056075 | 0.001404 | 7.8438e-08 | 9.0711e-09 | 0.0085887 | 0.0085887 | 0.0085887 | 0.97144 | -0.20143 | 0.97145 | -0.20132 | 3.181
122 | -0.0066428 | -0.0016634 | 0.0066448 | 0.0016638 | 2.0567e-06 | 3.9672e-07 | 0.010175 | 0.010174 | 0.010175 | 0.97145 | -0.20132 | 0.97176 | -0.19908 | 3.7683
123 | -0.0080701 | -0.002021 | 0.0080737 | 0.002022 | 3.5924e-06 | 9.1438e-07 | 0.012357 | 0.012357 | 0.012357 | 0.97176 | -0.19908 | 0.97221 | -0.19586 | 4.5766
124 | 0.01336 | 0.0033486 | -0.013329 | -0.0033381 | 3.1057e-05 | 1.0457e-05 | 0.020394 | 0.020395 | 0.020395 | 0.9748 | -0.17718 | 0.97246 | -0.19401 | 7.5536
125 | 0.0021149 | 0.00052893 | -0.0021143 | -0.00052989 | 6.3434e-07 | -9.6011e-07 | 0.0032357 | 0.0032362 | 0.0032362 | 0.97246 | -0.19401 | 0.97216 | -0.19618 | 1.1986
126 | 0.011214 | 0.0028092 | -0.011213 | -0.0028087 | 1.5177e-06 | 4.8126e-07 | 0.017159 | 0.017159 | 0.017159 | 0.97246 | -0.19401 | 0.97233 | -0.19499 | 6.3552
127 | 0.0092979 | 0.0023288 | -0.0092968 | -0.0023285 | 1.1303e-06 | 3.2377e-07 | 0.014229 | 0.014229 | 0.014229 | 0.97233 | -0.19499 | 0.97221 | -0.19586 | 5.2699
128 | 0.0031704 | 0.00079444 | -0.0031702 | -0.00079453 | 1.8018e-07 | -9.4401e-08 | 0.0047637 | 0.0047638 | 0.0047638 | 0.99031 | -0.067448 | 0.99025 | -0.067859 | 1.7644
129 | 0.0036869 | 0.00092389 | -0.0036866 | -0.00092396 | 2.3633e-07 | -6.7875e-08 | 0.0055398 | 0.0055398 | 0.0055398 | 0.99031 | -0.067448 | 0.99024 | -0.067911 | 2.0518
130 | 0.0095013 | 0.0023796 | -0.0094971 | -0.0023783 | 4.2048e-06 | 1.2224e-06 | 0.014543 | 0.014543 | 0.014543 | 0.9721 | -0.1966 | 0.97165 | -0.1998 | 5.3864
131 | -0.001019 | -0.00025538 | 0.001019 | 0.00025505 | 4.3141e-08 | -3.347e-07 | 0.001561 | 0.0015608 | 0.001561 | 0.97138 | -0.20178 | 0.97142 | -0.20147 | 0.57813
132 | -0.002257 | -0.00056532 | 0.0022571 | 0.0005652 | 9.4032e-08 | -1.1993e-07 | 0.0034572 | 0.0034571 | 0.0034572 | 0.97142 | -0.20147 | 0.97146 | -0.20117 | 1.2804
133 | -0.003288 | -0.00082356 | 0.0032882 | 0.00082347 | 2.2507e-07 | -8.9528e-08 | 0.0050361 | 0.0050361 | 0.0050361 | 0.97146 | -0.20117 | 0.97153 | -0.20068 | 1.8652
134 | -0.004308 | -0.001079 | 0.0043085 | 0.001079 | 5.2292e-07 | -3.7285e-08 | 0.0065979 | 0.0065978 | 0.0065979 | 0.97153 | -0.20068 | 0.97165 | -0.1998 | 2.4437
135 | 0.0051886 | 0.0012993 | -0.0051872 | -0.0012992 | 1.3637e-06 | 9.5862e-08 | 0.0079456 | 0.0079457 | 0.0079457 | 0.97165 | -0.1998 | 0.97139 | -0.2017 | 2.9429
136 | 0.0040905 | 0.0010244 | -0.0040901 | -0.0010244 | 3.6231e-07 | -4.372e-08 | 0.0062656 | 0.0062657 | 0.0062657 | 0.97139 | -0.2017 | 0.9713 | -0.20234 | 2.3206
137 | 0.0029532 | 0.00073947 | -0.0029532 | -0.00073949 | 3.869e-08 | -2.2614e-08 | 0.004524 | 0.0045241 | 0.0045241 | 0.9713 | -0.20234 | 0.97129 | -0.20244 | 1.6756
138 | 0.0019644 | 0.00049169 | -0.0019642 | -0.00049219 | 2.7512e-07 | -4.9664e-07 | 0.0030093 | 0.0030095 | 0.0030095 | 0.97129 | -0.20244 | 0.97115 | -0.20345 | 1.1146
139 | 0.0010858 | 0.00027206 | -0.0010858 | -0.00027213 | 1.1225e-08 | -7.6097e-08 | 0.0016637 | 0.0016637 | 0.0016637 | 0.97115 | -0.20345 | 0.97114 | -0.20352 | 0.6162

## res_trafo
| p_hv_mw | q_hv_mvar | p_lv_mw | q_lv_mvar | pl_mw | ql_mvar | i_hv_ka | i_lv_ka | vm_hv_pu | va_hv_degree | vm_lv_pu | va_lv_degree | loading_percent
0 | 2.5187e-16 | 8.8016e-16 | 0.00079998 | 7.4552e-08 | 0.00079998 | 7.4552e-08 | 2.6429e-17 | 0.0011547 | 0.99998 | 149.9947 | 1 | 0 | 0.31999

## res_ext_grid
| p_mw | q_mvar
0 | 0.23696 | 0.05968

## res_load
| p_mw | q_mvar
0 | 0.003345 | 0.00083833
1 | 0.0023967 | 0.00060068
2 | 0.00054195 | 0.00013583
3 | 0.00015084 | 3.7805e-05
4 | 0.002613 | 0.00065488
5 | 0.00051385 | 0.00012878
6 | 0.00063893 | 0.00016013
7 | 0.0026334 | 0.00066
8 | 0.0059732 | 0.001497
9 | 0.0046998 | 0.0011779
10 | 0.0048788 | 0.0012227
11 | 0.0014854 | 0.00037228
12 | 0.00062766 | 0.00015731
13 | 0.0050906 | 0.0012758
14 | 0.0025884 | 0.00064873
15 | 0.0036328 | 0.00091046
16 | 0.0015225 | 0.00038156
17 | 0.0037641 | 0.00094337
18 | 0.0023759 | 0.00059546
19 | 0.0025856 | 0.00064802
20 | 0.0032105 | 0.00080463
21 | 0.0078026 | 0.0019555
22 | 0.0021987 | 0.00055105
23 | 0.00283 | 0.00070926
24 | 0.0043461 | 0.0010892
25 | 0.003003 | 0.00075264
26 | 0.0031893 | 0.00079933
27 | 0.0014984 | 0.00037554
28 | 0.0028444 | 0.00071288
29 | 0.0041839 | 0.0010486
30 | 0.0014962 | 0.00037498
31 | 0.0013001 | 0.00032584
32 | 0.0020695 | 0.00051867
33 | 0.0016971 | 0.00042533
34 | 0.0026324 | 0.00065975
35 | 0.0017789 | 0.00044584
36 | 0.0016963 | 0.00042513
37 | 0.0028439 | 0.00071276
38 | 0.0021624 | 0.00054195
39 | 0.0018127 | 0.00045431
40 | 0.0013817 | 0.00034628
41 | 0.0020932 | 0.00052461
42 | 0.0010691 | 0.00026795
43 | 0.0018525 | 0.00046427
44 | 0.0022452 | 0.00056269
45 | 0.0050684 | 0.0012703
46 | 0.0023648 | 0.00059268
47 | 0.0025917 | 0.00064954
48 | 0.0032534 | 0.00081537
49 | 0.0033749 | 0.00084583
50 | 0.0015249 | 0.00038218
51 | 0.0026889 | 0.00067391
52 | 0.0026451 | 0.00066292
53 | 0.004218 | 0.0010571
54 | 0.0018313 | 0.00045896
55 | 0.0068925 | 0.0017274
56 | 0.00057467 | 0.00014403
57 | 0.0030673 | 0.00076873
58 | 0.002175 | 0.00054511
59 | 0.0019871 | 0.000498
60 | 0.0011085 | 0.00027781
61 | 0.0033652 | 0.00084341
62 | 0.0011751 | 0.0002945
63 | 0.0021764 | 0.00054546
64 | 0.0032851 | 0.00082332
65 | 0.0043929 | 0.001101
66 | 0.0029325 | 0.00073496
67 | 0.0049203 | 0.0012331
68 | 0.0015022 | 0.00037649
69 | 0.0038639 | 0.00096838
70 | 0.0010335 | 0.00025903
71 | 0.0023441 | 0.00058749
72 | 0.0014811 | 0.00037119
73 | 0.0012794 | 0.00032066
74 | 0.0027793 | 0.00069655
75 | 0.0014898 | 0.00037338
76 | 0.0010615 | 0.00026604
77 | 0.0010353 | 0.00025947
78 | 0.0014253 | 0.00035721
79 | 0.00091886 | 0.00023029
80 | 0.0021143 | 0.00052989
81 | 0.0019148 | 0.00047989
82 | 0.0012231 | 0.00030654
83 | 0.0039128 | 0.00098063
84 | 0.0031702 | 0.00079453
85 | 0.0036866 | 0.00092396
86 | 0.0010681 | 0.00026769
87 | 0.001019 | 0.00025538
88 | 0.001238 | 0.00031027
89 | 0.0010309 | 0.00025836
90 | 0.0010197 | 0.00025557
91 | 0.0010968 | 0.00027488
92 | 0.0011369 | 0.00028493
93 | 0.00098874 | 0.0002478
94 | 0.00087833 | 0.00022013
95 | 0.0010858 | 0.00027213
96 | 0.002324 | 0.00058245

## dtypes
| element | column | dtype
0 | bus | name | object
1 | bus | vn_kv | float64
2 | bus | type | object
3 | bus | zone | object
4 | bus | in_service | bool
5 | load | name | object
6 | load | bus | uint32
7 | load | p_mw | float64
8 | load | q_mvar | float64
9 | load | const_z_percent | float64
10 | load | const_i_percent | float64
11 | load | sn_mva | float64
12 | load | scaling | float64
13 | load | in_service | bool
14 | load | type | object
15 | ext_grid | name | object
16 | ext_grid | bus | uint32
17 | ext_grid | vm_pu | float64
18 | ext_grid | va_degree | float64
19 | ext_grid | slack_weight | float64
20 | ext_grid | in_service | bool
21 | line | name | object
22 | line | std_type | object
23 | line | from_bus | uint32
24 | line | to_bus | uint32
25 | line | length_km | float64
26 | line | r_ohm_per_km | float64
27 | line | x_ohm_per_km | float64
28 | line | c_nf_per_km | float64
29 | line | g_us_per_km | float64
30 | line | max_i_ka | float64
31 | line | df | float64
32 | line | parallel | uint32
33 | line | type | object
34 | line | in_service | bool
35 | trafo | name | object
36 | trafo | std_type | object
37 | trafo | hv_bus | uint32
38 | trafo | lv_bus | uint32
39 | trafo | sn_mva | float64
40 | trafo | vn_hv_kv | float64
41 | trafo | vn_lv_kv | float64
42 | trafo | vk_percent | float64
43 | trafo | vkr_percent | float64
44 | trafo | pfe_kw | float64
45 | trafo | i0_percent | float64
46 | trafo | shift_degree | float64
47 | trafo | tap_side | object
48 | trafo | tap_neutral | int32
49 | trafo | tap_min | int32
50 | trafo | tap_max | int32
51 | trafo | tap_step_percent | float64
52 | trafo | tap_step_degree | float64
53 | trafo | tap_pos | int32
54 | trafo | tap_phase_shifter | bool
55 | trafo | parallel | uint32
56 | trafo | df | float64
57 | trafo | in_service | bool
58 | line_geodata | coords | object
59 | bus_geodata | x | float64
60 | bus_geodata | y | float64
61 | bus_geodata | coords | object
62 | res_bus | vm_pu | float64
63 | res_bus | va_degree | float64
64 | res_bus | p_mw | float64
65 | res_bus | q_mvar | float64
66 | res_line | p_from_mw | float64
67 | res_line | q_from_mvar | float64
68 | res_line | p_to_mw | float64
69 | res_line | q_to_mvar | float64
70 | res_line | pl_mw | float64
71 | res_line | ql_mvar | float64
72 | res_line | i_from_ka | float64
73 | res_line | i_to_ka | float64
74 | res_line | i_ka | float64
75 | res_line | vm_from_pu | float64
76 | res_line | va_from_degree | float64
77 | res_line | vm_to_pu | float64
78 | res_line | va_to_degree | float64
79 | res_line | loading_percent | float64
80 | res_trafo | p_hv_mw | float64
81 | res_trafo | q_hv_mvar | float64
82 | res_trafo | p_lv_mw | float64
83 | res_trafo | q_lv_mvar | float64
84 | res_trafo | pl_mw | float64
85 | res_trafo | ql_mvar | float64
86 | res_trafo | i_hv_ka | float64
87 | res_trafo | i_lv_ka | float64
88 | res_trafo | vm_hv_pu | float64
89 | res_trafo | va_hv_degree | float64
90 | res_trafo | vm_lv_pu | float64
91 | res_trafo | va_lv_degree | float64
92 | res_trafo | loading_percent | float64
93 | res_ext_grid | p_mw | float64
94 | res_ext_grid | q_mvar | float64
95 | res_load | p_mw | float64
96 | res_load | q_mvar | float64

## parameters
| version | format_version | converged | OPF_converged | name | f_hz | sn_mva
0 | 2.14.6 | 2.14.0 | TRUE | FALSE |  | 50 | 1