## bus
| name | vn_kv | type | zone | in_service
0 | bus_LV_2054-6_0_4_node_0 | 0.4 | n |  | TRUE
1 | bus_LV_2054-6_0_4_node_1 | 0.4 | n |  | TRUE
2 | bus_LV_2054-6_0_4_node_2 | 0.4 | n |  | TRUE
3 | bus_LV_2054-6_0_4_node_3 | 0.4 | n |  | TRUE
4 | bus_LV_2054-6_0_4_node_4 | 0.4 | n |  | TRUE
5 | bus_LV_2054-6_0_4_node_41 | 0.4 | n |  | TRUE
6 | bus_LV_2054-6_0_4_node_42 | 0.4 | n |  | TRUE
7 | bus_LV_2054-6_0_4_node_59 | 0.4 | n |  | TRUE
8 | bus_LV_2054-6_0_4_node_96 | 0.4 | n |  | TRUE
9 | bus_LV_2054-6_0_4_node_43 | 0.4 | n |  | TRUE
10 | bus_LV_2054-6_0_4_node_93 | 0.4 | n |  | TRUE
11 | bus_LV_2054-6_0_4_node_56 | 0.4 | n |  | TRUE
12 | bus_LV_2054-6_0_4_node_58 | 0.4 | n |  | TRUE
13 | bus_LV_2054-6_0_4_node_94 | 0.4 | n |  | TRUE
14 | bus_LV_2054-6_0_4_node_5 | 0.4 | n |  | TRUE
15 | bus_LV_2054-6_0_4_node_7 | 0.4 | n |  | TRUE
16 | bus_LV_2054-6_0_4_node_8 | 0.4 | n |  | TRUE
17 | bus_LV_2054-6_0_4_node_9 | 0.4 | n |  | TRUE
18 | bus_LV_2054-6_0_4_node_10 | 0.4 | n |  | TRUE
19 | bus_LV_2054-6_0_4_node_32 | 0.4 | n |  | TRUE
20 | bus_LV_2054-6_0_4_node_11 | 0.4 | n |  | TRUE
21 | bus_LV_2054-6_0_4_node_33 | 0.4 | n |  | TRUE
22 | bus_LV_2054-6_0_4_node_19 | 0.4 | n |  | TRUE
23 | bus_LV_2054-6_0_4_node_16 | 0.4 | n |  | TRUE
24 | bus_LV_2054-6_0_4_node_31 | 0.4 | n |  | TRUE
25 | bus_LV_2054-6_0_4_node_17 | 0.4 | n |  | TRUE
26 | bus_LV_2054-6_0_4_node_12 | 0.4 | n |  | TRUE
27 | bus_LV_2054-6_0_4_node_13 | 0.4 | n |  | TRUE
28 | bus_LV_2054-6_0_4_node_15 | 0.4 | n |  | TRUE
29 | bus_LV_2054-6_0_4_node_14 | 0.4 | n |  | TRUE
30 | bus_LV_2054-6_0_4_node_137 | 0.4 | n |  | TRUE
31 | bus_LV_2054-6_0_4_node_141 | 0.4 | n |  | TRUE
32 | bus_LV_2054-6_0_4_node_29 | 0.4 | n |  | TRUE
33 | bus_LV_2054-6_0_4_node_27 | 0.4 | n |  | TRUE
34 | bus_LV_2054-6_0_4_node_139 | 0.4 | n |  | TRUE
35 | bus_LV_2054-6_0_4_node_138 | 0.4 | n |  | TRUE
36 | bus_LV_2054-6_0_4_node_136 | 0.4 | n |  | TRUE
37 | bus_LV_2054-6_0_4_node_30 | 0.4 | n |  | TRUE
38 | bus_LV_2054-6_0_4_node_26 | 0.4 | n |  | TRUE
39 | bus_LV_2054-6_0_4_node_18 | 0.4 | n |  | TRUE
40 | bus_LV_2054-6_0_4_node_20 | 0.4 | n |  | TRUE
41 | bus_LV_2054-6_0_4_node_21 | 0.4 | n |  | TRUE
42 | bus_LV_2054-6_0_4_node_22 | 0.4 | n |  | TRUE
43 | bus_LV_2054-6_0_4_node_23 | 0.4 | n |  | TRUE
44 | bus_LV_2054-6_0_4_node_24 | 0.4 | n |  | TRUE
45 | bus_LV_2054-6_0_4_node_68 | 0.4 | n |  | TRUE
46 | bus_LV_2054-6_0_4_node_67 | 0.4 | n |  | TRUE
47 | bus_LV_2054-6_0_4_node_25 | 0.4 | n |  | TRUE
48 | bus_LV_2054-6_0_4_node_28 | 0.4 | n |  | TRUE
49 | bus_LV_2054-6_0_4_node_72 | 0.4 | n |  | TRUE
50 | bus_LV_2054-6_0_4_node_70 | 0.4 | n |  | TRUE
51 | bus_LV_2054-6_0_4_node_71 | 0.4 | n |  | TRUE
52 | bus_LV_2054-6_0_4_node_34 | 0.4 | n |  | TRUE
53 | bus_LV_2054-6_0_4_node_35 | 0.4 | n |  | TRUE
54 | bus_LV_2054-6_0_4_node_36 | 0.4 | n |  | TRUE
55 | bus_LV_2054-6_0_4_node_37 | 0.4 | n |  | TRUE
56 | bus_LV_2054-6_0_4_node_38 | 0.4 | n |  | TRUE
57 | bus_LV_2054-6_0_4_node_76 | 0.4 | n |  | TRUE
58 | bus_LV_2054-6_0_4_node_39 | 0.4 | n |  | TRUE
59 | bus_LV_2054-6_0_4_node_40 | 0.4 | n |  | TRUE
60 | bus_LV_2054-6_0_4_node_69 | 0.4 | n |  | TRUE
61 | bus_LV_2054-6_0_4_node_77 | 0.4 | n |  | TRUE
62 | bus_LV_2054-6_0_4_node_79 | 0.4 | n |  | TRUE
63 | bus_LV_2054-6_0_4_node_86 | 0.4 | n |  | TRUE
64 | bus_LV_2054-6_0_4_node_85 | 0.4 | n |  | TRUE
65 | bus_LV_2054-6_0_4_node_84 | 0.4 | n |  | TRUE
66 | bus_LV_2054-6_0_4_node_73 | 0.4 | n |  | TRUE
67 | bus_LV_2054-6_0_4_node_128 | 0.4 | n |  | TRUE
68 | bus_LV_2054-6_0_4_node_80 | 0.4 | n |  | TRUE
69 | bus_LV_2054-6_0_4_node_81 | 0.4 | n |  | TRUE
70 | bus_LV_2054-6_0_4_node_83 | 0.4 | n |  | TRUE
71 | bus_LV_2054-6_0_4_node_75 | 0.4 | n |  | TRUE
72 | bus_LV_2054-6_0_4_node_95 | 0.4 | n |  | TRUE
73 | bus_LV_2054-6_0_4_node_74 | 0.4 | n |  | TRUE
74 | bus_LV_2054-6_0_4_node_65 | 0.4 | n |  | TRUE
75 | bus_LV_2054-6_0_4_node_133 | 0.4 | n |  | TRUE
76 | bus_LV_2054-6_0_4_node_132 | 0.4 | n |  | TRUE
77 | bus_LV_2054-6_0_4_node_64 | 0.4 | n |  | TRUE
78 | bus_LV_2054-6_0_4_node_62 | 0.4 | n |  | TRUE
79 | bus_LV_2054-6_0_4_node_127 | 0.4 | n |  | TRUE
80 | bus_LV_2054-6_0_4_node_92 | 0.4 | n |  | TRUE
81 | bus_LV_2054-6_0_4_node_44 | 0.4 | n |  | TRUE
82 | bus_LV_2054-6_0_4_node_45 | 0.4 | n |  | TRUE
83 | bus_LV_2054-6_0_4_node_46 | 0.4 | n |  | TRUE
84 | bus_LV_2054-6_0_4_node_47 | 0.4 | n |  | TRUE
85 | bus_LV_2054-6_0_4_node_48 | 0.4 | n |  | TRUE
86 | bus_LV_2054-6_0_4_node_49 | 0.4 | n |  | TRUE
87 | bus_LV_2054-6_0_4_node_50 | 0.4 | n |  | TRUE
88 | bus_LV_2054-6_0_4_node_54 | 0.4 | n |  | TRUE
89 | bus_LV_2054-6_0_4_node_52 | 0.4 | n |  | TRUE
90 | bus_LV_2054-6_0_4_node_97 | 0.4 | n |  | TRUE
91 | bus_LV_2054-6_0_4_node_55 | 0.4 | n |  | TRUE
92 | bus_LV_2054-6_0_4_node_51 | 0.4 | n |  | TRUE
93 | bus_LV_2054-6_0_4_node_98 | 0.4 | n |  | TRUE
94 | bus_LV_2054-6_0_4_node_53 | 0.4 | n |  | TRUE
95 | bus_LV_2054-6_0_4_node_57 | 0.4 | n |  | TRUE
96 | bus_LV_2054-6_0_4_node_60 | 0.4 | n |  | TRUE
97 | bus_LV_2054-6_0_4_node_61 | 0.4 | n |  | TRUE
98 | bus_LV_2054-6_0_4_node_63 | 0.4 | n |  | TRUE
99 | bus_LV_2054-6_0_4_node_66 | 0.4 | n |  | TRUE
100 | bus_LV_2054-6_0_4_node_130 | 0.4 | n |  | TRUE
101 | bus_LV_2054-6_0_4_node_87 | 0.4 | n |  | TRUE
102 | bus_LV_2054-6_0_4_node_88 | 0.4 | n |  | TRUE
103 | bus_LV_2054-6_0_4_node_89 | 0.4 | n |  | TRUE
104 | bus_LV_2054-6_0_4_node_90 | 0.4 | n |  | TRUE
105 | bus_LV_2054-6_0_4_node_91 | 0.4 | n |  | TRUE
106 | bus_LV_2054-6_0_4_node_143 | 0.4 | n |  | TRUE
107 | bus_LV_2054-6_0_4_node_142 | 0.4 | n |  | TRUE
108 | bus_LV_2054-6_0_4_node_99 | 0.4 | n |  | TRUE
109 | bus_LV_2054-6_0_4_node_100 | 0.4 | n |  | TRUE
110 | bus_LV_2054-6_0_4_node_101 | 0.4 | n |  | TRUE
111 | bus_LV_2054-6_0_4_node_103 | 0.4 | n |  | TRUE
112 | bus_LV_2054-6_0_4_node_111 | 0.4 | n |  | TRUE
113 | bus_LV_2054-6_0_4_node_112 | 0.4 | n |  | TRUE
114 | bus_LV_2054-6_0_4_node_140 | 0.4 | n |  | TRUE
115 | bus_LV_2054-6_0_4_node_106 | 0.4 | n |  | TRUE
116 | bus_LV_2054-6_0_4_node_107 | 0.4 | n |  | TRUE
117 | bus_LV_2054-6_0_4_node_108 | 0.4 | n |  | TRUE
118 | bus_LV_2054-6_0_4_node_109 | 0.4 | n |  | TRUE
119 | bus_LV_2054-6_0_4_node_110 | 0.4 | n |  | TRUE
120 | bus_LV_2054-6_0_4_node_115 | 0.4 | n |  | TRUE
121 | bus_LV_2054-6_0_4_node_118 | 0.4 | n |  | TRUE
122 | bus_LV_2054-6_0_4_node_116 | 0.4 | n |  | TRUE
123 | bus_LV_2054-6_0_4_node_114 | 0.4 | n |  | TRUE
124 | bus_LV_2054-6_0_4_node_117 | 0.4 | n |  | TRUE
125 | bus_LV_2054-6_0_4_node_121 | 0.4 | n |  | TRUE
126 | bus_LV_2054-6_0_4_node_122 | 0.4 | n |  | TRUE
127 | bus_LV_2054-6_0_4_node_123 | 0.4 | n |  | TRUE
128 | bus_LV_2054-6_0_4_node_119 | 0.4 | n |  | TRUE
129 | bus_LV_2054-6_0_4_node_120 | 0.4 | n |  | TRUE
130 | bus_LV_2054-6_0_4_node_125 | 0.4 | n |  | TRUE
131 | bus_LV_2054-6_0_4_node_126 | 0.4 | n |  | TRUE
132 | bus_LV_2054-6_0_4_node_124 | 0.4 | n |  | TRUE
133 | bus_LV_2054-6_0_4_node_131 | 0.4 | n |  | TRUE
134 | bus_LV_2054-6_0_4_node_129 | 0.4 | n |  | TRUE
135 | bus_LV_2054-6_0_4_node_134 | 0.4 | n |  | TRUE
136 | bus_LV_2054-6_0_4_node_135 | 0.4 | n |  | TRUE
137 | bus_MV_454_1_node_175 | 20 | n |  | TRUE

## load
| name | bus | p_mw | q_mvar | const_z_percent | const_i_percent | sn_mva | scaling | in_service | type
0 | LV_2054-6_0_4_load_0 | 0 | 0.001307 | 0.00032755 | 0 | 0 |  | 1 | TRUE | wye
1 | LV_2054-6_0_4_load_1 | 1 | 0.0016045 | 0.00040213 | 0 | 0 |  | 1 | TRUE | wye
2 | LV_2054-6_0_4_load_2 | 2 | 0.0027759 | 0.00069571 | 0 | 0 |  | 1 | TRUE | wye
3 | LV_2054-6_0_4_load_41 | 5 | 0.0021984 | 0.00055098 | 0 | 0 |  | 1 | TRUE | wye
4 | LV_2054-6_0_4_load_42 | 6 | 0.0045875 | 0.0011497 | 0 | 0 |  | 1 | TRUE | wye
5 | LV_2054-6_0_4_load_96 | 8 | 0.0013045 | 0.00032694 | 0 | 0 |  | 1 | TRUE | wye
6 | LV_2054-6_0_4_load_43 | 9 | 0.0025936 | 0.00065001 | 0 | 0 |  | 1 | TRUE | wye
7 | LV_2054-6_0_4_load_93 | 10 | 0.0037287 | 0.0009345 | 0 | 0 |  | 1 | TRUE | wye
8 | LV_2054-6_0_4_load_56 | 11 | 0.013833 | 0.003467 | 0 | 0 |  | 1 | TRUE | wye
9 | LV_2054-6_0_4_load_58 | 12 | 0.0039013 | 0.00097777 | 0 | 0 |  | 1 | TRUE | wye
10 | LV_2054-6_0_4_load_94 | 13 | 0.0010632 | 0.00026647 | 0 | 0 |  | 1 | TRUE | wye
11 | LV_2054-6_0_4_load_5 | 14 | 0.0010991 | 0.00027545 | 0 | 0 |  | 1 | TRUE | wye
12 | LV_2054-6_0_4_load_8 | 16 | 0.00077252 | 0.00019361 | 0 | 0 |  | 1 | TRUE | wye
13 | LV_2054-6_0_4_load_9 | 17 | 0.00062324 | 0.0001562 | 0 | 0 |  | 1 | TRUE | wye
14 | LV_2054-6_0_4_load_10 | 18 | 0.0010056 | 0.00025204 | 0 | 0 |  | 1 | TRUE | wye
15 | LV_2054-6_0_4_load_33 | 21 | 0.012292 | 0.0030806 | 0 | 0 |  | 1 | TRUE | wye
16 | LV_2054-6_0_4_load_19 | 22 | 0.0007122 | 0.00017849 | 0 | 0 |  | 1 | TRUE | wye
17 | LV_2054-6_0_4_load_16 | 23 | 0.00043939 | 0.00011012 | 0 | 0 |  | 1 | TRUE | wye
18 | LV_2054-6_0_4_load_31 | 24 | 0.00055448 | 0.00013897 | 0 | 0 |  | 1 | TRUE | wye
19 | LV_2054-6_0_4_load_17 | 25 | 0.00067088 | 0.00016814 | 0 | 0 |  | 1 | TRUE | wye
20 | LV_2054-6_0_4_load_12 | 26 | 0.0011368 | 0.0002849 | 0 | 0 |  | 1 | TRUE | wye
21 | LV_2054-6_0_4_load_141 | 31 | 0.001696 | 0.00042506 | 0 | 0 |  | 1 | TRUE | wye
22 | LV_2054-6_0_4_load_29 | 32 | 0.0009797 | 0.00024554 | 0 | 0 |  | 1 | TRUE | wye
23 | LV_2054-6_0_4_load_27 | 33 | 0.00087052 | 0.00021817 | 0 | 0 |  | 1 | TRUE | wye
24 | LV_2054-6_0_4_load_139 | 34 | 0.0016526 | 0.00041418 | 0 | 0 |  | 1 | TRUE | wye
25 | LV_2054-6_0_4_load_138 | 35 | 0.0027489 | 0.00068893 | 0 | 0 |  | 1 | TRUE | wye
26 | LV_2054-6_0_4_load_136 | 36 | 0.00205 | 0.00051378 | 0 | 0 |  | 1 | TRUE | wye
27 | LV_2054-6_0_4_load_30 | 37 | 0.0015148 | 0.00037964 | 0 | 0 |  | 1 | TRUE | wye
28 | LV_2054-6_0_4_load_18 | 39 | 0.000625 | 0.00015664 | 0 | 0 |  | 1 | TRUE | wye
29 | LV_2054-6_0_4_load_20 | 40 | 0.00062334 | 0.00015622 | 0 | 0 |  | 1 | TRUE | wye
30 | LV_2054-6_0_4_load_21 | 41 | 0.00083027 | 0.00020809 | 0 | 0 |  | 1 | TRUE | wye
31 | LV_2054-6_0_4_load_22 | 42 | 0.0011803 | 0.00029582 | 0 | 0 |  | 1 | TRUE | wye
32 | LV_2054-6_0_4_load_23 | 43 | 0.00073503 | 0.00018422 | 0 | 0 |  | 1 | TRUE | wye
33 | LV_2054-6_0_4_load_24 | 44 | 0.0010839 | 0.00027166 | 0 | 0 |  | 1 | TRUE | wye
34 | LV_2054-6_0_4_load_68 | 45 | 0.00077301 | 0.00019374 | 0 | 0 |  | 1 | TRUE | wye
35 | LV_2054-6_0_4_load_67 | 46 | 0.00088863 | 0.00022271 | 0 | 0 |  | 1 | TRUE | wye
36 | LV_2054-6_0_4_load_25 | 47 | 0.0008035 | 0.00020138 | 0 | 0 |  | 1 | TRUE | wye
37 | LV_2054-6_0_4_load_72 | 49 | 0.0011075 | 0.00027757 | 0 | 0 |  | 1 | TRUE | wye
38 | LV_2054-6_0_4_load_70 | 50 | 0.00085068 | 0.0002132 | 0 | 0 |  | 1 | TRUE | wye
39 | LV_2054-6_0_4_load_71 | 51 | 0.00079468 | 0.00019917 | 0 | 0 |  | 1 | TRUE | wye
40 | LV_2054-6_0_4_load_34 | 52 | 0.0072768 | 0.0018237 | 0 | 0 |  | 1 | TRUE | wye
41 | LV_2054-6_0_4_load_35 | 53 | 0.00096796 | 0.00024259 | 0 | 0 |  | 1 | TRUE | wye
42 | LV_2054-6_0_4_load_36 | 54 | 0.00083969 | 0.00021045 | 0 | 0 |  | 1 | TRUE | wye
43 | LV_2054-6_0_4_load_38 | 56 | 0.00062501 | 0.00015664 | 0 | 0 |  | 1 | TRUE | wye
44 | LV_2054-6_0_4_load_76 | 57 | 0.00073473 | 0.00018414 | 0 | 0 |  | 1 | TRUE | wye
45 | LV_2054-6_0_4_load_69 | 60 | 0.00082912 | 0.0002078 | 0 | 0 |  | 1 | TRUE | wye
46 | LV_2054-6_0_4_load_77 | 61 | 0.00065045 | 0.00016302 | 0 | 0 |  | 1 | TRUE | wye
47 | LV_2054-6_0_4_load_79 | 62 | 0.00060186 | 0.00015084 | 0 | 0 |  | 1 | TRUE | wye
48 | LV_2054-6_0_4_load_86 | 63 | 0.00057774 | 0.0001448 | 0 | 0 |  | 1 | TRUE | wye
49 | LV_2054-6_0_4_load_85 | 64 | 0.00087766 | 0.00021996 | 0 | 0 |  | 1 | TRUE | wye
50 | LV_2054-6_0_4_load_84 | 65 | 0.0010855 | 0.00027206 | 0 | 0 |  | 1 | TRUE | wye
51 | LV_2054-6_0_4_load_73 | 66 | 0.00023274 | 5.8331e-05 | 0 | 0 |  | 1 | TRUE | wye
52 | LV_2054-6_0_4_load_128 | 67 | 0.00050551 | 0.00012669 | 0 | 0 |  | 1 | TRUE | wye
53 | LV_2054-6_0_4_load_80 | 68 | 0.00071777 | 0.00017989 | 0 | 0 |  | 1 | TRUE | wye
54 | LV_2054-6_0_4_load_81 | 69 | 0.00051461 | 0.00012897 | 0 | 0 |  | 1 | TRUE | wye
55 | LV_2054-6_0_4_load_83 | 70 | 0.00080731 | 0.00020233 | 0 | 0 |  | 1 | TRUE | wye
56 | LV_2054-6_0_4_load_95 | 72 | 0.0012445 | 0.00031189 | 0 | 0 |  | 1 | TRUE | wye
57 | LV_2054-6_0_4_load_133 | 75 | 0.0022009 | 0.00055159 | 0 | 0 |  | 1 | TRUE | wye
58 | LV_2054-6_0_4_load_132 | 76 | 0.0023054 | 0.00057778 | 0 | 0 |  | 1 | TRUE | wye
59 | LV_2054-6_0_4_load_62 | 78 | 0.00087674 | 0.00021973 | 0 | 0 |  | 1 | TRUE | wye
60 | LV_2054-6_0_4_load_44 | 81 | 0.0034096 | 0.00085452 | 0 | 0 |  | 1 | TRUE | wye
61 | LV_2054-6_0_4_load_45 | 82 | 0.0032773 | 0.00082138 | 0 | 0 |  | 1 | TRUE | wye
62 | LV_2054-6_0_4_load_48 | 85 | 0.0040523 | 0.0010156 | 0 | 0 |  | 1 | TRUE | wye
63 | LV_2054-6_0_4_load_49 | 86 | 0.0032567 | 0.00081622 | 0 | 0 |  | 1 | TRUE | wye
64 | LV_2054-6_0_4_load_50 | 87 | 0.0046912 | 0.0011757 | 0 | 0 |  | 1 | TRUE | wye
65 | LV_2054-6_0_4_load_52 | 89 | 0.0040242 | 0.0010086 | 0 | 0 |  | 1 | TRUE | wye
66 | LV_2054-6_0_4_load_97 | 90 | 0.0050836 | 0.0012741 | 0 | 0 |  | 1 | TRUE | wye
67 | LV_2054-6_0_4_load_55 | 91 | 0.0042513 | 0.0010655 | 0 | 0 |  | 1 | TRUE | wye
68 | LV_2054-6_0_4_load_51 | 92 | 0.0031943 | 0.00080057 | 0 | 0 |  | 1 | TRUE | wye
69 | LV_2054-6_0_4_load_98 | 93 | 0.0014745 | 0.00036955 | 0 | 0 |  | 1 | TRUE | wye
70 | LV_2054-6_0_4_load_53 | 94 | 0.0053012 | 0.0013286 | 0 | 0 |  | 1 | TRUE | wye
71 | LV_2054-6_0_4_load_57 | 95 | 0.0086937 | 0.0021788 | 0 | 0 |  | 1 | TRUE | wye
72 | LV_2054-6_0_4_load_60 | 96 | 0.00084538 | 0.00021187 | 0 | 0 |  | 1 | TRUE | wye
73 | LV_2054-6_0_4_load_63 | 98 | 0.0015856 | 0.00039738 | 0 | 0 |  | 1 | TRUE | wye
74 | LV_2054-6_0_4_load_66 | 99 | 0.0013636 | 0.00034176 | 0 | 0 |  | 1 | TRUE | wye
75 | LV_2054-6_0_4_load_130 | 100 | 0.0027245 | 0.00068283 | 0 | 0 |  | 1 | TRUE | wye
76 | LV_2054-6_0_4_load_87 | 101 | 0.0017485 | 0.00043821 | 0 | 0 |  | 1 | TRUE | wye
77 | LV_2054-6_0_4_load_91 | 105 | 0.0012271 | 0.00030753 | 0 | 0 |  | 1 | TRUE | wye
78 | LV_2054-6_0_4_load_143 | 106 | 0.0023476 | 0.00058836 | 0 | 0 |  | 1 | TRUE | wye
79 | LV_2054-6_0_4_load_142 | 107 | 0.0016436 | 0.00041193 | 0 | 0 |  | 1 | TRUE | wye
80 | LV_2054-6_0_4_load_99 | 108 | 0.008495 | 0.002129 | 0 | 0 |  | 1 | TRUE | wye
81 | LV_2054-6_0_4_load_100 | 109 | 0.0015068 | 0.00037763 | 0 | 0 |  | 1 | TRUE | wye
82 | LV_2054-6_0_4_load_101 | 110 | 0.0013335 | 0.00033419 | 0 | 0 |  | 1 | TRUE | wye
83 | LV_2054-6_0_4_load_103 | 111 | 0.0018571 | 0.00046544 | 0 | 0 |  | 1 | TRUE | wye
84 | LV_2054-6_0_4_load_111 | 112 | 0.0016143 | 0.00040458 | 0 | 0 |  | 1 | TRUE | wye
85 | LV_2054-6_0_4_load_140 | 114 | 0.001403 | 0.00035163 | 0 | 0 |  | 1 | TRUE | wye
86 | LV_2054-6_0_4_load_106 | 115 | 0.00481 | 0.0012055 | 0 | 0 |  | 1 | TRUE | wye
87 | LV_2054-6_0_4_load_107 | 116 | 0.0032374 | 0.00081136 | 0 | 0 |  | 1 | TRUE | wye
88 | LV_2054-6_0_4_load_109 | 118 | 0.0038423 | 0.00096298 | 0 | 0 |  | 1 | TRUE | wye
89 | LV_2054-6_0_4_load_110 | 119 | 0.0025142 | 0.00063011 | 0 | 0 |  | 1 | TRUE | wye
90 | LV_2054-6_0_4_load_118 | 121 | 0.00087482 | 0.00021925 | 0 | 0 |  | 1 | TRUE | wye
91 | LV_2054-6_0_4_load_116 | 122 | 0.0029071 | 0.00072859 | 0 | 0 |  | 1 | TRUE | wye
92 | LV_2054-6_0_4_load_114 | 123 | 0.0026991 | 0.00067645 | 0 | 0 |  | 1 | TRUE | wye
93 | LV_2054-6_0_4_load_117 | 124 | 0.00098648 | 0.00024724 | 0 | 0 |  | 1 | TRUE | wye
94 | LV_2054-6_0_4_load_122 | 126 | 0.0019818 | 0.00049669 | 0 | 0 |  | 1 | TRUE | wye
95 | LV_2054-6_0_4_load_123 | 127 | 0.0003139 | 7.867e-05 | 0 | 0 |  | 1 | TRUE | wye
96 | LV_2054-6_0_4_load_119 | 128 | 0.0022109 | 0.00055411 | 0 | 0 |  | 1 | TRUE | wye
97 | LV_2054-6_0_4_load_125 | 130 | 0.0027584 | 0.00069132 | 0 | 0 |  | 1 | TRUE | wye
98 | LV_2054-6_0_4_load_126 | 131 | 0.002526 | 0.00063308 | 0 | 0 |  | 1 | TRUE | wye
99 | LV_2054-6_0_4_load_124 | 132 | 0.0033411 | 0.00083735 | 0 | 0 |  | 1 | TRUE | wye
100 | LV_2054-6_0_4_load_131 | 133 | 0.0017837 | 0.00044705 | 0 | 0 |  | 1 | TRUE | wye
101 | LV_2054-6_0_4_load_129 | 134 | 0.0023999 | 0.00060148 | 0 | 0 |  | 1 | TRUE | wye
102 | LV_2054-6_0_4_load_134 | 135 | 0.0020129 | 0.00050447 | 0 | 0 |  | 1 | TRUE | wye
103 | LV_2054-6_0_4_load_135 | 136 | 0.0017022 | 0.00042661 | 0 | 0 |  | 1 | TRUE | wye

## ext_grid
| name | bus | vm_pu | va_degree | slack_weight | in_service
0 |  | 67 | 1 | 0 | 1 | TRUE

## line
| name | std_type | from_bus | to_bus | length_km | r_ohm_per_km | x_ohm_per_km | c_nf_per_km | g_us_per_km | max_i_ka | df | parallel | type | in_service
0 | LV_2054-6_0_4_line_0 | NAYY 4x150 SE | 0 | 1 | 0.018549 | 0.208 | 0.08 | 261 | 0 | 0.27 | 1 | 1 | cs | TRUE
1 | LV_2054-6_0_4_line_1 | NAYY 4x150 SE | 0 | 2 | 0.0085202 | 0.208 | 0.08 | 261 | 0 | 0.27 | 1 | 1 | cs | TRUE
2 | LV_2054-6_0_4_line_2 | NAYY 4x150 SE | 1 | 3 | 0.0073839 | 0.208 | 0.08 | 261 | 0 | 0.27 | 1 | 1 | cs | TRUE
3 | LV_2054-6_0_4_line_3 | NAYY 4x150 SE | 2 | 4 | 0.0098322 | 0.208 | 0.08 | 261 | 0 | 0.27 | 1 | 1 | cs | TRUE
4 | LV_2054-6_0_4_line_4 | NAYY 4x150 SE | 3 | 5 | 0.023734 | 0.208 | 0.08 | 261 | 0 | 0.27 | 1 | 1 | cs | TRUE
5 | LV_2054-6_0_4_line_5 | NAYY 4x150 SE | 3 | 6 | 0.033241 | 0.208 | 0.08 | 261 | 0 | 0.27 | 1 | 1 | cs | TRUE
6 | LV_2054-6_0_4_line_6 | NAYY 4x150 SE | 4 | 7 | 0.045838 | 0.208 | 0.08 | 261 | 0 | 0.27 | 1 | 3 | cs | TRUE
7 | LV_2054-6_0_4_line_7 | NAYY 4x150 SE | 4 | 8 | 0.018176 | 0.208 | 0.08 | 261 | 0 | 0.27 | 1 | 3 | cs | TRUE
8 | LV_2054-6_0_4_line_8 | NAYY 4x150 SE | 5 | 9 | 0.0060425 | 0.208 | 0.08 | 261 | 0 | 0.27 | 1 | 1 | cs | TRUE
9 | LV_2054-6_0_4_line_9 | NAYY 4x150 SE | 6 | 10 | 0.0067986 | 0.208 | 0.08 | 261 | 0 | 0.27 | 1 | 1 | cs | TRUE
10 | LV_2054-6_0_4_line_10 | NAYY 4x150 SE | 7 | 11 | 0.02121 | 0.208 | 0.08 | 261 | 0 | 0.27 | 1 | 3 | cs | TRUE
11 | LV_2054-6_0_4_line_11 | NAYY 4x150 SE | 7 | 12 | 0.041749 | 0.208 | 0.08 | 261 | 0 | 0.27 | 1 | 1 | cs | TRUE
12 | LV_2054-6_0_4_line_12 | NAYY 4x150 SE | 8 | 13 | 0.094504 | 0.208 | 0.08 | 261 | 0 | 0.27 | 1 | 3 | cs | TRUE
13 | LV_2054-6_0_4_line_13 | NAYY 4x150 SE | 10 | 80 | 0.0085019 | 0.208 | 0.08 | 261 | 0 | 0.27 | 1 | 1 | cs | TRUE
14 | LV_2054-6_0_4_line_14 | NAYY 4x150 SE | 11 | 88 | 0.021939 | 0.208 | 0.08 | 261 | 0 | 0.27 | 1 | 3 | cs | TRUE
15 | LV_2054-6_0_4_line_15 | NAYY 4x150 SE | 12 | 95 | 0.0014243 | 0.208 | 0.08 | 261 | 0 | 0.27 | 1 | 1 | cs | TRUE
16 | LV_2054-6_0_4_line_16 | NAYY 4x150 SE | 13 | 72 | 0.064041 | 0.208 | 0.08 | 261 | 0 | 0.27 | 1 | 3 | cs | TRUE
17 | LV_2054-6_0_4_line_17 | NAYY 4x150 SE | 14 | 15 | 0.0084111 | 0.208 | 0.08 | 261 | 0 | 0.27 | 1 | 1 | cs | TRUE
18 | LV_2054-6_0_4_line_18 | NAYY 4x150 SE | 15 | 16 | 0.013522 | 0.208 | 0.08 | 261 | 0 | 0.27 | 1 | 1 | cs | TRUE
19 | LV_2054-6_0_4_line_19 | NAYY 4x150 SE | 15 | 17 | 0.012132 | 0.208 | 0.08 | 261 | 0 | 0.27 | 1 | 1 | cs | TRUE
20 | LV_2054-6_0_4_line_20 | NAYY 4x150 SE | 16 | 18 | 0.0078631 | 0.208 | 0.08 | 261 | 0 | 0.27 | 1 | 1 | cs | TRUE
21 | LV_2054-6_0_4_line_21 | NAYY 4x150 SE | 17 | 19 | 0.060731 | 0.208 | 0.08 | 261 | 0 | 0.27 | 1 | 1 | cs | TRUE
22 | LV_2054-6_0_4_line_22 | NAYY 4x150 SE | 18 | 20 | 0.04208 | 0.208 | 0.08 | 261 | 0 | 0.27 | 1 | 1 | cs | TRUE
23 | LV_2054-6_0_4_line_23 | NAYY 4x150 SE | 19 | 21 | 0.008406 | 0.208 | 0.08 | 261 | 0 | 0.27 | 1 | 1 | cs | TRUE
24 | LV_2054-6_0_4_line_24 | NAYY 4x150 SE | 20 | 22 | 0.018429 | 0.208 | 0.08 | 261 | 0 | 0.27 | 1 | 1 | cs | TRUE
25 | LV_2054-6_0_4_line_25 | NAYY 4x150 SE | 20 | 23 | 0.022466 | 0.208 | 0.08 | 261 | 0 | 0.27 | 1 | 1 | cs | TRUE
26 | LV_2054-6_0_4_line_26 | NAYY 4x150 SE | 22 | 24 | 0.0038905 | 0.208 | 0.08 | 261 | 0 | 0.27 | 1 | 1 | cs | TRUE
27 | LV_2054-6_0_4_line_27 | NAYY 4x150 SE | 23 | 25 | 0.016312 | 0.208 | 0.08 | 261 | 0 | 0.27 | 1 | 1 | cs | TRUE
28 | LV_2054-6_0_4_line_28 | NAYY 4x150 SE | 25 | 39 | 0.018307 | 0.208 | 0.08 | 261 | 0 | 0.27 | 1 | 1 | cs | TRUE
29 | LV_2054-6_0_4_line_29 | NAYY 4x150 SE | 26 | 27 | 0.020681 | 0.208 | 0.08 | 261 | 0 | 0.27 | 1 | 1 | cs | TRUE
30 | LV_2054-6_0_4_line_30 | NAYY 4x150 SE | 27 | 28 | 0.060158 | 0.208 | 0.08 | 261 | 0 | 0.27 | 1 | 1 | cs | TRUE
31 | LV_2054-6_0_4_line_31 | NAYY 4x150 SE | 28 | 32 | 0.013572 | 0.208 | 0.08 | 261 | 0 | 0.27 | 1 | 1 | cs | TRUE
32 | LV_2054-6_0_4_line_32 | NAYY 4x150 SE | 28 | 33 | 0.011083 | 0.208 | 0.08 | 261 | 0 | 0.27 | 1 | 1 | cs | TRUE
33 | LV_2054-6_0_4_line_33 | NAYY 4x150 SE | 28 | 29 | 0.047157 | 0.208 | 0.08 | 261 | 0 | 0.27 | 1 | 1 | cs | TRUE
34 | LV_2054-6_0_4_line_34 | NAYY 4x150 SE | 29 | 30 | 0.035564 | 0.208 | 0.08 | 261 | 0 | 0.27 | 1 | 1 | cs | TRUE
35 | LV_2054-6_0_4_line_35 | NAYY 4x150 SE | 29 | 31 | 0.082791 | 0.208 | 0.08 | 261 | 0 | 0.27 | 1 | 1 | cs | TRUE
36 | LV_2054-6_0_4_line_36 | NAYY 4x150 SE | 30 | 34 | 0.018258 | 0.208 | 0.08 | 261 | 0 | 0.27 | 1 | 1 | cs | TRUE
37 | LV_2054-6_0_4_line_37 | NAYY 4x150 SE | 30 | 35 | 0.019035 | 0.208 | 0.08 | 261 | 0 | 0.27 | 1 | 1 | cs | TRUE
38 | LV_2054-6_0_4_line_38 | NAYY 4x150 SE | 30 | 36 | 0.015836 | 0.208 | 0.08 | 261 | 0 | 0.27 | 1 | 1 | cs | TRUE
39 | LV_2054-6_0_4_line_39 | NAYY 4x150 SE | 32 | 37 | 0.018395 | 0.208 | 0.08 | 261 | 0 | 0.27 | 1 | 1 | cs | TRUE
40 | LV_2054-6_0_4_line_40 | NAYY 4x150 SE | 33 | 38 | 0.02865 | 0.208 | 0.08 | 261 | 0 | 0.27 | 1 | 1 | cs | TRUE
41 | LV_2054-6_0_4_line_41 | NAYY 4x150 SE | 34 | 113 | 0.012952 | 0.208 | 0.08 | 261 | 0 | 0.27 | 1 | 1 | cs | TRUE
42 | LV_2054-6_0_4_line_42 | NAYY 4x150 SE | 35 | 131 | 0.030505 | 0.208 | 0.08 | 261 | 0 | 0.27 | 1 | 1 | cs | TRUE
43 | LV_2054-6_0_4_line_43 | NAYY 4x150 SE | 36 | 136 | 0.030138 | 0.208 | 0.08 | 261 | 0 | 0.27 | 1 | 1 | cs | TRUE
44 | LV_2054-6_0_4_line_44 | NAYY 4x150 SE | 38 | 48 | 0.004595 | 0.208 | 0.08 | 261 | 0 | 0.27 | 1 | 1 | cs | TRUE
45 | LV_2054-6_0_4_line_45 | NAYY 4x150 SE | 38 | 47 | 0.024111 | 0.208 | 0.08 | 261 | 0 | 0.27 | 1 | 1 | cs | TRUE
46 | LV_2054-6_0_4_line_46 | NAYY 4x150 SE | 39 | 40 | 0.017543 | 0.208 | 0.08 | 261 | 0 | 0.27 | 1 | 1 | cs | TRUE
47 | LV_2054-6_0_4_line_47 | NAYY 4x150 SE | 40 | 41 | 0.01543 | 0.208 | 0.08 | 261 | 0 | 0.27 | 1 | 1 | cs | TRUE
48 | LV_2054-6_0_4_line_48 | NAYY 4x150 SE | 41 | 42 | 0.026796 | 0.208 | 0.08 | 261 | 0 | 0.27 | 1 | 1 | cs | TRUE
49 | LV_2054-6_0_4_line_49 | NAYY 4x150 SE | 42 | 43 | 0.020952 | 0.208 | 0.08 | 261 | 0 | 0.27 | 1 | 1 | cs | TRUE
50 | LV_2054-6_0_4_line_50 | NAYY 4x150 SE | 43 | 44 | 0.021203 | 0.208 | 0.08 | 261 | 0 | 0.27 | 1 | 1 | cs | TRUE
51 | LV_2054-6_0_4_line_51 | NAYY 4x150 SE | 44 | 45 | 0.01412 | 0.208 | 0.08 | 261 | 0 | 0.27 | 1 | 1 | cs | TRUE
52 | LV_2054-6_0_4_line_52 | NAYY 4x150 SE | 45 | 46 | 0.019426 | 0.208 | 0.08 | 261 | 0 | 0.27 | 1 | 1 | cs | TRUE
53 | LV_2054-6_0_4_line_53 | NAYY 4x150 SE | 46 | 60 | 0.063713 | 0.208 | 0.08 | 261 | 0 | 0.27 | 1 | 1 | cs | TRUE
54 | LV_2054-6_0_4_line_54 | NAYY 4x150 SE | 48 | 49 | 0.022214 | 0.208 | 0.08 | 261 | 0 | 0.27 | 1 | 1 | cs | TRUE
55 | LV_2054-6_0_4_line_55 | NAYY 4x150 SE | 48 | 50 | 0.0088167 | 0.208 | 0.08 | 261 | 0 | 0.27 | 1 | 1 | cs | TRUE
56 | LV_2054-6_0_4_line_56 | NAYY 4x150 SE | 50 | 51 | 0.0081022 | 0.208 | 0.08 | 261 | 0 | 0.27 | 1 | 1 | cs | TRUE
57 | LV_2054-6_0_4_line_57 | NAYY 4x150 SE | 52 | 53 | 0.045035 | 0.208 | 0.08 | 261 | 0 | 0.27 | 1 | 1 | cs | TRUE
58 | LV_2054-6_0_4_line_58 | NAYY 4x150 SE | 52 | 54 | 0.083755 | 0.208 | 0.08 | 261 | 0 | 0.27 | 1 | 1 | cs | TRUE
59 | LV_2054-6_0_4_line_59 | NAYY 4x150 SE | 53 | 55 | 0.051595 | 0.208 | 0.08 | 261 | 0 | 0.27 | 1 | 1 | cs | TRUE
60 | LV_2054-6_0_4_line_60 | NAYY 4x150 SE | 54 | 56 | 0.01121 | 0.208 | 0.08 | 261 | 0 | 0.27 | 1 | 1 | cs | TRUE
61 | LV_2054-6_0_4_line_61 | NAYY 4x150 SE | 54 | 57 | 0.059152 | 0.208 | 0.08 | 261 | 0 | 0.27 | 1 | 1 | cs | TRUE
62 | LV_2054-6_0_4_line_62 | NAYY 4x150 SE | 55 | 58 | 0.007452 | 0.208 | 0.08 | 261 | 0 | 0.27 | 1 | 3 | cs | TRUE
63 | LV_2054-6_0_4_line_63 | NAYY 4x150 SE | 55 | 59 | 0.010585 | 0.208 | 0.08 | 261 | 0 | 0.27 | 1 | 3 | cs | TRUE
64 | LV_2054-6_0_4_line_64 | NAYY 4x150 SE | 56 | 60 | 0.0017009 | 0.208 | 0.08 | 261 | 0 | 0.27 | 1 | 1 | cs | TRUE
65 | LV_2054-6_0_4_line_65 | NAYY 4x150 SE | 57 | 61 | 0.0036361 | 0.208 | 0.08 | 261 | 0 | 0.27 | 1 | 1 | cs | TRUE
66 | LV_2054-6_0_4_line_66 | NAYY 4x150 SE | 58 | 66 | 0.04886 | 0.208 | 0.08 | 261 | 0 | 0.27 | 1 | 3 | cs | TRUE
67 | LV_2054-6_0_4_line_67 | NAYY 4x150 SE | 59 | 67 | 0.022464 | 0.208 | 0.08 | 261 | 0 | 0.27 | 1 | 3 | cs | TRUE
68 | LV_2054-6_0_4_line_68 | NAYY 4x150 SE | 61 | 62 | 0.010735 | 0.208 | 0.08 | 261 | 0 | 0.27 | 1 | 1 | cs | TRUE
69 | LV_2054-6_0_4_line_69 | NAYY 4x150 SE | 62 | 63 | 0.0018017 | 0.208 | 0.08 | 261 | 0 | 0.27 | 1 | 1 | cs | TRUE
70 | LV_2054-6_0_4_line_70 | NAYY 4x150 SE | 63 | 64 | 0.016046 | 0.208 | 0.08 | 261 | 0 | 0.27 | 1 | 1 | cs | TRUE
71 | LV_2054-6_0_4_line_71 | NAYY 4x150 SE | 64 | 65 | 0.015298 | 0.208 | 0.08 | 261 | 0 | 0.27 | 1 | 1 | cs | TRUE
72 | LV_2054-6_0_4_line_72 | NAYY 4x150 SE | 65 | 70 | 0.017401 | 0.208 | 0.08 | 261 | 0 | 0.27 | 1 | 1 | cs | TRUE
73 | LV_2054-6_0_4_line_73 | NAYY 4x150 SE | 66 | 73 | 0.052819 | 0.208 | 0.08 | 261 | 0 | 0.27 | 1 | 3 | cs | TRUE
74 | LV_2054-6_0_4_line_74 | NAYY 4x150 SE | 67 | 79 | 0.0026281 | 0.208 | 0.08 | 261 | 0 | 0.27 | 1 | 1 | cs | TRUE
75 | LV_2054-6_0_4_line_75 | NAYY 4x150 SE | 68 | 69 | 0.014661 | 0.208 | 0.08 | 261 | 0 | 0.27 | 1 | 1 | cs | TRUE
76 | LV_2054-6_0_4_line_76 | NAYY 4x150 SE | 69 | 70 | 0.01924 | 0.208 | 0.08 | 261 | 0 | 0.27 | 1 | 1 | cs | TRUE
77 | LV_2054-6_0_4_line_77 | NAYY 4x150 SE | 71 | 72 | 0.039155 | 0.208 | 0.08 | 261 | 0 | 0.27 | 1 | 3 | cs | TRUE
78 | LV_2054-6_0_4_line_78 | NAYY 4x150 SE | 71 | 73 | 0.088673 | 0.208 | 0.08 | 261 | 0 | 0.27 | 1 | 3 | cs | TRUE
79 | LV_2054-6_0_4_line_79 | NAYY 4x150 SE | 74 | 75 | 0.04476 | 0.208 | 0.08 | 261 | 0 | 0.27 | 1 | 1 | cs | TRUE
80 | LV_2054-6_0_4_line_80 | NAYY 4x150 SE | 74 | 76 | 0.020698 | 0.208 | 0.08 | 261 | 0 | 0.27 | 1 | 1 | cs | TRUE
81 | LV_2054-6_0_4_line_81 | NAYY 4x150 SE | 74 | 77 | 0.051319 | 0.208 | 0.08 | 261 | 0 | 0.27 | 1 | 1 | cs | TRUE
82 | LV_2054-6_0_4_line_82 | NAYY 4x150 SE | 76 | 100 | 0.014576 | 0.208 | 0.08 | 261 | 0 | 0.27 | 1 | 1 | cs | TRUE
83 | LV_2054-6_0_4_line_83 | NAYY 4x150 SE | 77 | 78 | 0.039163 | 0.208 | 0.08 | 261 | 0 | 0.27 | 1 | 1 | cs | TRUE
84 | LV_2054-6_0_4_line_84 | NAYY 4x150 SE | 78 | 97 | 0.029701 | 0.208 | 0.08 | 261 | 0 | 0.27 | 1 | 1 | cs | TRUE
85 | LV_2054-6_0_4_line_85 | NAYY 4x150 SE | 79 | 127 | 0.038323 | 0.208 | 0.08 | 261 | 0 | 0.27 | 1 | 1 | cs | TRUE
86 | LV_2054-6_0_4_line_86 | NAYY 4x150 SE | 80 | 103 | 0.004533 | 0.208 | 0.08 | 261 | 0 | 0.27 | 1 | 1 | cs | TRUE
87 | LV_2054-6_0_4_line_87 | NAYY 4x150 SE | 81 | 82 | 0.021035 | 0.208 | 0.08 | 261 | 0 | 0.27 | 1 | 3 | cs | TRUE
88 | LV_2054-6_0_4_line_88 | NAYY 4x150 SE | 81 | 83 | 0.013877 | 0.208 | 0.08 | 261 | 0 | 0.27 | 1 | 3 | cs | TRUE
89 | LV_2054-6_0_4_line_89 | NAYY 4x150 SE | 82 | 84 | 0.014722 | 0.208 | 0.08 | 261 | 0 | 0.27 | 1 | 3 | cs | TRUE
90 | LV_2054-6_0_4_line_90 | NAYY 4x150 SE | 83 | 85 | 0.035893 | 0.208 | 0.08 | 261 | 0 | 0.27 | 1 | 1 | cs | TRUE
91 | LV_2054-6_0_4_line_91 | NAYY 4x150 SE | 83 | 86 | 0.02511 | 0.208 | 0.08 | 261 | 0 | 0.27 | 1 | 1 | cs | TRUE
92 | LV_2054-6_0_4_line_92 | NAYY 4x150 SE | 83 | 87 | 0.019509 | 0.208 | 0.08 | 261 | 0 | 0.27 | 1 | 3 | cs | TRUE
93 | LV_2054-6_0_4_line_93 | NAYY 4x150 SE | 84 | 88 | 0.031242 | 0.208 | 0.08 | 261 | 0 | 0.27 | 1 | 3 | cs | TRUE
94 | LV_2054-6_0_4_line_94 | NAYY 4x150 SE | 84 | 89 | 0.012107 | 0.208 | 0.08 | 261 | 0 | 0.27 | 1 | 1 | cs | TRUE
95 | LV_2054-6_0_4_line_95 | NAYY 4x150 SE | 87 | 90 | 0.0013841 | 0.208 | 0.08 | 261 | 0 | 0.27 | 1 | 3 | cs | TRUE
96 | LV_2054-6_0_4_line_96 | NAYY 4x150 SE | 88 | 91 | 0.026454 | 0.208 | 0.08 | 261 | 0 | 0.27 | 1 | 1 | cs | TRUE
97 | LV_2054-6_0_4_line_97 | NAYY 4x150 SE | 89 | 92 | 0.0040994 | 0.208 | 0.08 | 261 | 0 | 0.27 | 1 | 1 | cs | TRUE
98 | LV_2054-6_0_4_line_98 | NAYY 4x150 SE | 90 | 93 | 0.013782 | 0.208 | 0.08 | 261 | 0 | 0.27 | 1 | 2 | cs | TRUE
99 | LV_2054-6_0_4_line_99 | NAYY 4x150 SE | 92 | 94 | 0.013372 | 0.208 | 0.08 | 261 | 0 | 0.27 | 1 | 1 | cs | TRUE
100 | LV_2054-6_0_4_line_100 | NAYY 4x150 SE | 93 | 108 | 0.047873 | 0.208 | 0.08 | 261 | 0 | 0.27 | 1 | 1 | cs | TRUE
101 | LV_2054-6_0_4_line_101 | NAYY 4x150 SE | 96 | 97 | 0.019864 | 0.208 | 0.08 | 261 | 0 | 0.27 | 1 | 1 | cs | TRUE
102 | LV_2054-6_0_4_line_102 | NAYY 4x150 SE | 97 | 98 | 0.024589 | 0.208 | 0.08 | 261 | 0 | 0.27 | 1 | 1 | cs | TRUE
103 | LV_2054-6_0_4_line_103 | NAYY 4x150 SE | 98 | 99 | 0.0046542 | 0.208 | 0.08 | 261 | 0 | 0.27 | 1 | 1 | cs | TRUE
104 | LV_2054-6_0_4_line_104 | NAYY 4x150 SE | 100 | 134 | 0.0097944 | 0.208 | 0.08 | 261 | 0 | 0.27 | 1 | 1 | cs | TRUE
105 | LV_2054-6_0_4_line_105 | NAYY 4x150 SE | 101 | 102 | 0.047526 | 0.208 | 0.08 | 261 | 0 | 0.27 | 1 | 1 | cs | TRUE
106 | LV_2054-6_0_4_line_106 | NAYY 4x150 SE | 101 | 103 | 0.020064 | 0.208 | 0.08 | 261 | 0 | 0.27 | 1 | 1 | cs | TRUE
107 | LV_2054-6_0_4_line_107 | NAYY 4x150 SE | 102 | 104 | 0.019039 | 0.208 | 0.08 | 261 | 0 | 0.27 | 1 | 1 | cs | TRUE
108 | LV_2054-6_0_4_line_108 | NAYY 4x150 SE | 103 | 105 | 0.017327 | 0.208 | 0.08 | 261 | 0 | 0.27 | 1 | 1 | cs | TRUE
109 | LV_2054-6_0_4_line_109 | NAYY 4x150 SE | 104 | 106 | 0.012485 | 0.208 | 0.08 | 261 | 0 | 0.27 | 1 | 1 | cs | TRUE
110 | LV_2054-6_0_4_line_110 | NAYY 4x150 SE | 104 | 107 | 0.010329 | 0.208 | 0.08 | 261 | 0 | 0.27 | 1 | 1 | cs | TRUE
111 | LV_2054-6_0_4_line_111 | NAYY 4x150 SE | 109 | 110 | 0.024503 | 0.208 | 0.08 | 261 | 0 | 0.27 | 1 | 1 | cs | TRUE
112 | LV_2054-6_0_4_line_112 | NAYY 4x150 SE | 110 | 111 | 0.040145 | 0.208 | 0.08 | 261 | 0 | 0.27 | 1 | 1 | cs | TRUE
113 | LV_2054-6_0_4_line_113 | NAYY 4x150 SE | 111 | 112 | 0.014192 | 0.208 | 0.08 | 261 | 0 | 0.27 | 1 | 1 | cs | TRUE
114 | LV_2054-6_0_4_line_114 | NAYY 4x150 SE | 111 | 113 | 0.023222 | 0.208 | 0.08 | 261 | 0 | 0.27 | 1 | 1 | cs | TRUE
115 | LV_2054-6_0_4_line_115 | NAYY 4x150 SE | 113 | 114 | 0.017463 | 0.208 | 0.08 | 261 | 0 | 0.27 | 1 | 1 | cs | TRUE
116 | LV_2054-6_0_4_line_116 | NAYY 4x150 SE | 115 | 116 | 0.0021581 | 0.208 | 0.08 | 261 | 0 | 0.27 | 1 | 1 | cs | TRUE
117 | LV_2054-6_0_4_line_117 | NAYY 4x150 SE | 115 | 117 | 0.029158 | 0.208 | 0.08 | 261 | 0 | 0.27 | 1 | 1 | cs | TRUE
118 | LV_2054-6_0_4_line_118 | NAYY 4x150 SE | 117 | 118 | 0.034842 | 0.208 | 0.08 | 261 | 0 | 0.27 | 1 | 1 | cs | TRUE
119 | LV_2054-6_0_4_line_119 | NAYY 4x150 SE | 117 | 119 | 0.013612 | 0.208 | 0.08 | 261 | 0 | 0.27 | 1 | 1 | cs | TRUE
120 | LV_2054-6_0_4_line_120 | NAYY 4x150 SE | 118 | 120 | 0.023628 | 0.208 | 0.08 | 261 | 0 | 0.27 | 1 | 1 | cs | TRUE
121 | LV_2054-6_0_4_line_121 | NAYY 4x150 SE | 119 | 121 | 0.017138 | 0.208 | 0.08 | 261 | 0 | 0.27 | 1 | 1 | cs | TRUE
122 | LV_2054-6_0_4_line_122 | NAYY 4x150 SE | 120 | 122 | 0.045643 | 0.208 | 0.08 | 261 | 0 | 0.27 | 1 | 1 | cs | TRUE
123 | LV_2054-6_0_4_line_123 | NAYY 4x150 SE | 120 | 123 | 0.021449 | 0.208 | 0.08 | 261 | 0 | 0.27 | 1 | 1 | cs | TRUE
124 | LV_2054-6_0_4_line_124 | NAYY 4x150 SE | 121 | 124 | 0.0053085 | 0.208 | 0.08 | 261 | 0 | 0.27 | 1 | 1 | cs | TRUE
125 | LV_2054-6_0_4_line_125 | NAYY 4x150 SE | 122 | 125 | 0.044889 | 0.208 | 0.08 | 261 | 0 | 0.27 | 1 | 1 | cs | TRUE
126 | LV_2054-6_0_4_line_126 | NAYY 4x150 SE | 124 | 128 | 0.0044836 | 0.208 | 0.08 | 261 | 0 | 0.27 | 1 | 1 | cs | TRUE
127 | LV_2054-6_0_4_line_127 | NAYY 4x150 SE | 125 | 126 | 0.016626 | 0.208 | 0.08 | 261 | 0 | 0.27 | 1 | 1 | cs | TRUE
128 | LV_2054-6_0_4_line_128 | NAYY 4x150 SE | 125 | 127 | 0.031521 | 0.208 | 0.08 | 261 | 0 | 0.27 | 1 | 1 | cs | TRUE
129 | LV_2054-6_0_4_line_129 | NAYY 4x150 SE | 126 | 132 | 0.0052729 | 0.208 | 0.08 | 261 | 0 | 0.27 | 1 | 1 | cs | TRUE
130 | LV_2054-6_0_4_line_130 | NAYY 4x150 SE | 129 | 130 | 0.016935 | 0.208 | 0.08 | 261 | 0 | 0.27 | 1 | 1 | cs | TRUE
131 | LV_2054-6_0_4_line_131 | NAYY 4x150 SE | 129 | 131 | 0.016051 | 0.208 | 0.08 | 261 | 0 | 0.27 | 1 | 1 | cs | TRUE
132 | LV_2054-6_0_4_line_132 | NAYY 4x150 SE | 129 | 132 | 0.035642 | 0.208 | 0.08 | 261 | 0 | 0.27 | 1 | 1 | cs | TRUE
133 | LV_2054-6_0_4_line_133 | NAYY 4x150 SE | 130 | 133 | 0.0019348 | 0.208 | 0.08 | 261 | 0 | 0.27 | 1 | 1 | cs | TRUE
134 | LV_2054-6_0_4_line_134 | NAYY 4x150 SE | 133 | 134 | 0.03366 | 0.208 | 0.08 | 261 | 0 | 0.27 | 1 | 1 | cs | TRUE
135 | LV_2054-6_0_4_line_135 | NAYY 4x150 SE | 135 | 136 | 0.0035065 | 0.208 | 0.08 | 261 | 0 | 0.27 | 1 | 1 | cs | TRUE

## trafo
| name | std_type | hv_bus | lv_bus | sn_mva | vn_hv_kv | vn_lv_kv | vk_percent | vkr_percent | pfe_kw | i0_percent | shift_degree | tap_side | tap_neutral | tap_min | tap_max | tap_step_percent | tap_step_degree | tap_pos | tap_phase_shifter | parallel | df | in_service
0 | LV_2054-6_0_4_trafo_128 | 0.25 MVA 20/0.4 kV | 137 | 67 | 0.25 | 20 | 0.4 | 6 | 1.44 | 0.8 | 0.32 | 150 | hv | 0 | -2 | 2 | 2.5 | 0 | 0 | FALSE | 1 | 1 | TRUE

## line_geodata
| x0 | y0 | x1 | y1 | x2 | y2 | x3 | y3 | x4 | y4 | x5 | y5 | x6 | y6 | x7 | y7 | x8 | y8 | x9 | y9 | x10 | y10 | x11 | y11 | x12 | y12 | x13 | y13 | x14 | y14 | x15 | y15 | x16 | y16 | x17 | y17 | x18 | y18 | x19 | y19 | x20 | y20 | x21 | y21
0 | 2554270.087 | 1188258.8843 | 2554253.1754 | 1188251.2635
1 | 2554270.087 | 1188258.8843 | 2554277.8549 | 1188262.3847
2 | 2554246.4435 | 1188248.2299 | 2554253.1754 | 1188251.2635
3 | 2554286.8506 | 1188266.3528 | 2554281.8606 | 1188264.1898 | 2554277.8549 | 1188262.3847
4 | 2554246.4435 | 1188248.2299 | 2554224.7716 | 1188238.5536
5 | 2554246.4435 | 1188248.2299 | 2554244.8676 | 1188251.6328 | 2554232.5095 | 1188278.4095
6 | 2554286.8506 | 1188266.3528 | 2554328.953 | 1188284.752
7 | 2554286.8506 | 1188266.3528 | 2554280.7765 | 1188279.0173 | 2554278.5779 | 1188282.5142
8 | 2554219.254 | 1188236.09 | 2554224.7716 | 1188238.5536
9 | 2554229.6605 | 1188284.5824 | 2554232.5095 | 1188278.4095
10 | 2554328.953 | 1188284.752 | 2554348.3255 | 1188293.3864
11 | 2554328.953 | 1188284.752 | 2554348.9272 | 1188248.0917
12 | 2554278.5779 | 1188282.5142 | 2554275.6142 | 1188287.228 | 2554269.3191 | 1188294.936 | 2554265.0764 | 1188301.7055 | 2554260.9393 | 1188310.3086 | 2554257.4319 | 1188320.4521 | 2554256.6512 | 1188326.0723 | 2554257.2283 | 1188334.6948 | 2554258.5417 | 1188341.8554 | 2554260.7966 | 1188345.4401 | 2554264.5156 | 1188348.9802 | 2554266.5825 | 1188351.9327 | 2554266.0131 | 1188357.2622 | 2554261.8364 | 1188367.2068
13 | 2554224.6439 | 1188291.1983 | 2554225.8904 | 1188290.6106 | 2554229.0805 | 1188285.8391 | 2554229.6605 | 1188284.5824
14 | 2554367.748 | 1188303.5881 | 2554348.3255 | 1188293.3864
15 | 2554349.6086 | 1188246.841 | 2554348.9272 | 1188248.0917
16 | 2554261.8364 | 1188367.2068 | 2554260.1249 | 1188371.2816 | 2554256.8995 | 1188381.3896 | 2554253.6177 | 1188384.1385 | 2554249.6447 | 1188391.2506 | 2554244.6583 | 1188405.4744 | 2554239.2143 | 1188419.7128 | 2554236.223 | 1188425.2205
17 | 2554308.6402 | 1188890.8179 | 2554312.3242 | 1188898.3794
18 | 2554308.6402 | 1188890.8179 | 2554303.6246 | 1188878.2605
19 | 2554308.6402 | 1188890.8179 | 2554298.0981 | 1188896.8214
20 | 2554299.2897 | 1188871.7003 | 2554303.6246 | 1188878.2605 | 2554303.6246 | 1188878.2605
21 | 2554241.7111 | 1188907.6951 | 2554265.4871 | 1188905.9676 | 2554272.5667 | 1188905.1685 | 2554277.3754 | 1188908.6225 | 2554298.0981 | 1188896.8214
22 | 2554261.0173 | 1188861.1327 | 2554269.6182 | 1188865.7694 | 2554272.2313 | 1188866.3609 | 2554275.4641 | 1188866.2138 | 2554278.1926 | 1188865.9483 | 2554282.1605 | 1188865.1731 | 2554287.0007 | 1188864.7692 | 2554293.3499 | 1188866.1992 | 2554297.5362 | 1188869.0465 | 2554299.2897 | 1188871.7003
23 | 2554241.7111 | 1188907.6951 | 2554235.0771 | 1188912.8821
24 | 2554261.0173 | 1188861.1327 | 2554260.0424 | 1188863.3081 | 2554249.5028 | 1188875.4065
25 | 2554261.0173 | 1188861.1327 | 2554258.7646 | 1188858.7931 | 2554256.8866 | 1188856.5841 | 2554256.2479 | 1188854.8547 | 2554256.4816 | 1188852.4961 | 2554258.0718 | 1188850.0047 | 2554259.3027 | 1188848.3944 | 2554259.6669 | 1188847.1465 | 2554259.0349 | 1188845.2948 | 2554256.9357 | 1188842.048
26 | 2554250.9094 | 1188878.8087 | 2554249.5155 | 1188877.0629 | 2554249.5074 | 1188876.0179 | 2554249.5028 | 1188875.4065
27 | 2554256.9357 | 1188842.048 | 2554254.257 | 1188837.9051 | 2554246.9843 | 1188829.1539
28 | 2554246.9843 | 1188829.1539 | 2554238.7142 | 1188819.2027 | 2554234.932 | 1188815.394
29 | 2554293.3948 | 1188812.2914 | 2554285.9657 | 1188817.251 | 2554281.2152 | 1188820.4224 | 2554276.5142 | 1188824.2092
30 | 2554251.9226 | 1188776.1334 | 2554254.9323 | 1188776.7218 | 2554262.7999 | 1188774.2269 | 2554289.3038 | 1188806.9531 | 2554293.3948 | 1188812.2914
31 | 2554251.9226 | 1188776.1334 | 2554253.444 | 1188785.5492 | 2554255.5729 | 1188788.9754
32 | 2554251.9226 | 1188776.1334 | 2554251.1358 | 1188775.9727 | 2554247.431 | 1188774.2557 | 2554243.2217 | 1188769.7077
33 | 2554251.9226 | 1188776.1334 | 2554254.9323 | 1188776.7218 | 2554262.7999 | 1188774.2269 | 2554257.6408 | 1188767.8629 | 2554259.6426 | 1188764.3234 | 2554271.2315 | 1188743.7901
34 | 2554285.6117 | 1188711.251 | 2554271.2315 | 1188743.7901
35 | 2554271.2315 | 1188743.7901 | 2554285.3413 | 1188754.6325 | 2554320.3757 | 1188770.8289 | 2554327.0753 | 1188775.169 | 2554333.1214 | 1188779.8475 | 2554341.3879 | 1188786.7541
36 | 2554285.6117 | 1188711.251 | 2554302.2896 | 1188718.6805
37 | 2554285.6117 | 1188711.251 | 2554293.2501 | 1188693.8154
38 | 2554285.6117 | 1188711.251 | 2554271.1425 | 1188704.816
39 | 2554266.5118 | 1188803.7591 | 2554256.2009 | 1188789.9861 | 2554255.5729 | 1188788.9754
40 | 2554220.4415 | 1188752.8618 | 2554227.7588 | 1188756.1965 | 2554237.7249 | 1188763.7687 | 2554243.2217 | 1188769.7077
41 | 2554314.1211 | 1188723.951 | 2554302.2896 | 1188718.6805
42 | 2554293.2501 | 1188693.8154 | 2554305.491 | 1188665.8743
43 | 2554243.6052 | 1188692.5691 | 2554271.1425 | 1188704.816
44 | 2554216.2471 | 1188750.9596 | 2554220.4415 | 1188752.8618
45 | 2554220.4415 | 1188752.8618 | 2554205.6133 | 1188771.8734
46 | 2554234.932 | 1188815.394 | 2554228.9521 | 1188809.3721 | 2554228.3088 | 1188807.0313 | 2554227.0494 | 1188804.9287 | 2554223.8818 | 1188802.2053
47 | 2554223.8818 | 1188802.2053 | 2554222.051 | 1188800.6313 | 2554217.9393 | 1188798.5617 | 2554214.3081 | 1188795.4989 | 2554211.5553 | 1188793.0839
48 | 2554188.8642 | 1188779.5355 | 2554195.7254 | 1188785.2358 | 2554198.4654 | 1188786.4599 | 2554202.2025 | 1188787.4206 | 2554205.0702 | 1188789.3775 | 2554209.6853 | 1188791.4433 | 2554211.5553 | 1188793.0839
49 | 2554188.8642 | 1188779.5355 | 2554183.4741 | 1188775.0574 | 2554177.7254 | 1188770.399 | 2554174.3591 | 1188768.068 | 2554172.1092 | 1188767.0958 | 2554172.1092 | 1188767.0958
50 | 2554157.4232 | 1188754.3766 | 2554157.7356 | 1188754.6993 | 2554157.8757 | 1188757.0551 | 2554161.2534 | 1188759.8751 | 2554161.8806 | 1188761.1043 | 2554162.5212 | 1188763.0783 | 2554165.8866 | 1188765.287 | 2554168.8782 | 1188766.498 | 2554172.1092 | 1188767.0958
51 | 2554147.0603 | 1188744.9185 | 2554147.6034 | 1188745.3719 | 2554150.5998 | 1188747.2055 | 2554153.0995 | 1188749.91 | 2554157.4232 | 1188754.3766
52 | 2554144.736 | 1188727.5619 | 2554145.3728 | 1188730.0362 | 2554144.7778 | 1188733.009 | 2554142.9416 | 1188737.2366 | 2554143.0902 | 1188739.7034 | 2554144.2257 | 1188742.5519 | 2554147.0603 | 1188744.9185
53 | 2554144.736 | 1188727.5619 | 2554144.736 | 1188727.5619 | 2554143.1058 | 1188725.8402 | 2554140.8559 | 1188723.8786 | 2554137.3741 | 1188723.405 | 2554132.8991 | 1188722.7057 | 2554130.0323 | 1188721.8606 | 2554127.9053 | 1188720.0203 | 2554123.6581 | 1188716.2064 | 2554121.4158 | 1188715.2342 | 2554118.6825 | 1188715.8778 | 2554117.1904 | 1188715.2667 | 2554114.1782 | 1188712.3771 | 2554111.8275 | 1188709.2045 | 2554109.3743 | 1188705.6103 | 2554108.5411 | 1188703.3821 | 2554108.8819 | 1188701.0894 | 2554110.137 | 1188699.6456 | 2554109.5952 | 1188698.6159 | 2554107.0282 | 1188696.0897 | 2554106.3423 | 1188693.1934 | 2554106.303 | 1188688.0798
54 | 2554216.2471 | 1188750.9596 | 2554202.0926 | 1188768.1109
55 | 2554216.2471 | 1188750.9596 | 2554209.3157 | 1188747.2329 | 2554208.4346 | 1188746.8857
56 | 2554200.6496 | 1188745.0648 | 2554204.2511 | 1188745.2373 | 2554208.4346 | 1188746.8857
57 | 2554177.3111 | 1188623.9733 | 2554208.7366 | 1188591.7156
58 | 2554177.3111 | 1188623.9733 | 2554168.5776 | 1188632.9381 | 2554150.1216 | 1188644.2081 | 2554114.3678 | 1188678.6071
59 | 2554242.8085 | 1188553.2697 | 2554239.1073 | 1188560.0018 | 2554225.8218 | 1188574.178 | 2554208.7366 | 1188591.7156
60 | 2554114.3678 | 1188678.6071 | 2554106.2899 | 1188686.379
61 | 2554114.3678 | 1188678.6071 | 2554084.6781 | 1188627.446
62 | 2554236.8333 | 1188548.9353 | 2554239.4437 | 1188550.1604 | 2554242.8085 | 1188553.2697
63 | 2554248.1777 | 1188562.1446 | 2554246.9242 | 1188558.819 | 2554245.4588 | 1188555.7174 | 2554242.8085 | 1188553.2697
64 | 2554106.2899 | 1188686.379 | 2554106.2899 | 1188686.379 | 2554106.303 | 1188688.0798
65 | 2554084.6781 | 1188627.446 | 2554084.6781 | 1188627.446 | 2554081.1472 | 1188628.3142
66 | 2554236.8333 | 1188548.9353 | 2554192.6343 | 1188528.1087
67 | 2554248.1777 | 1188562.1446 | 2554250.3675 | 1188562.2278 | 2554255.9449 | 1188562.4408 | 2554261.2855 | 1188563.6005 | 2554269.6678 | 1188567.456
68 | 2554070.7232 | 1188630.8774 | 2554081.1472 | 1188628.3142
69 | 2554069.0958 | 1188630.1043 | 2554070.7232 | 1188630.8774 | 2554070.7232 | 1188630.8774
70 | 2554054.6019 | 1188623.2187 | 2554069.0958 | 1188630.1043
71 | 2554040.7837 | 1188616.6542 | 2554054.6019 | 1188623.2187
72 | 2554025.0662 | 1188609.1873 | 2554040.7837 | 1188616.6542
73 | 2554144.8542 | 1188505.5946 | 2554192.6343 | 1188528.1087
74 | 2554272.0555 | 1188568.5541 | 2554269.6678 | 1188567.456
75 | 2553994.4456 | 1188594.6405 | 2554007.6877 | 1188600.9314
76 | 2554007.6877 | 1188600.9314 | 2554025.0662 | 1188609.1873
77 | 2554213.1392 | 1188456.0881 | 2554222.6206 | 1188448.1444 | 2554227.3217 | 1188442.4831 | 2554231.4595 | 1188433.9911 | 2554236.223 | 1188425.2205
78 | 2554213.1392 | 1188456.0881 | 2554170.3618 | 1188469.8904 | 2554144.8542 | 1188505.5946
79 | 2554222.647 | 1188611.7563 | 2554205.6681 | 1188653.1709
80 | 2554222.647 | 1188611.7563 | 2554241.5821 | 1188620.1154
81 | 2554187.6243 | 1188634.0259 | 2554189.8084 | 1188629.4066 | 2554194.2373 | 1188622.0909 | 2554200.2551 | 1188615.0853 | 2554211.0685 | 1188604.8079 | 2554222.647 | 1188611.7563
82 | 2554241.5821 | 1188620.1154 | 2554254.9164 | 1188626.002
83 | 2554187.6243 | 1188634.0259 | 2554179.524 | 1188636.0336 | 2554169.4314 | 1188643.8042 | 2554158.1003 | 1188655.1751 | 2554156.9291 | 1188656.8304
84 | 2554152.4286 | 1188682.4114 | 2554147.5705 | 1188674.5444 | 2554148.5777 | 1188668.6334 | 2554156.9291 | 1188656.8304
85 | 2554272.0555 | 1188568.5541 | 2554306.6715 | 1188584.9968
86 | 2554227.3569 | 1188294.8351 | 2554224.6439 | 1188291.1983
87 | 2554332.3946 | 1188360.4938 | 2554342.9883 | 1188342.3206
88 | 2554325.4059 | 1188372.4828 | 2554332.3946 | 1188360.4938
89 | 2554350.4026 | 1188329.6015 | 2554342.9883 | 1188342.3206
90 | 2554325.4059 | 1188372.4828 | 2554294.5395 | 1188354.0198
91 | 2554325.4059 | 1188372.4828 | 2554347.0348 | 1188385.2384
92 | 2554325.4059 | 1188372.4828 | 2554315.5955 | 1188389.3458
93 | 2554367.748 | 1188303.5881 | 2554350.4026 | 1188329.6015
94 | 2554350.4026 | 1188329.6015 | 2554340.0174 | 1188323.3787
95 | 2554314.8995 | 1188390.5422 | 2554315.5955 | 1188389.3458
96 | 2554367.748 | 1188303.5881 | 2554382.4339 | 1188313.8482 | 2554389.0886 | 1188319.1993
97 | 2554336.501 | 1188321.2716 | 2554340.0174 | 1188323.3787
98 | 2554314.8995 | 1188390.5422 | 2554307.9691 | 1188402.4548 | 2554307.9691 | 1188402.4548
99 | 2554325.0302 | 1188314.3982 | 2554336.501 | 1188321.2716
100 | 2554307.9691 | 1188402.4548 | 2554324.3825 | 1188412.2013 | 2554325.4976 | 1188417.3734 | 2554316.428 | 1188439.0451
101 | 2554152.4286 | 1188682.4114 | 2554139.0483 | 1188697.0925
102 | 2554152.4286 | 1188682.4114 | 2554165.3585 | 1188703.3261
103 | 2554167.8058 | 1188707.2848 | 2554165.3585 | 1188703.3261
104 | 2554263.8765 | 1188629.9576 | 2554254.9164 | 1188626.002
105 | 2554202.7924 | 1188357.1798 | 2554219.0338 | 1188320.5796 | 2554222.2034 | 1188313.7994
106 | 2554227.3569 | 1188294.8351 | 2554227.1391 | 1188303.2413 | 2554222.2034 | 1188313.7994
107 | 2554202.7924 | 1188357.1798 | 2554220.2583 | 1188364.8723
108 | 2554227.3569 | 1188294.8351 | 2554233.0756 | 1188302.5066 | 2554240.3288 | 1188305.26
109 | 2554220.2583 | 1188364.8723 | 2554223.4363 | 1188361.5239 | 2554226.9674 | 1188354.4819
110 | 2554220.2583 | 1188364.8723 | 2554229.7117 | 1188369.0347
111 | 2554393.7261 | 1188761.1241 | 2554380.9819 | 1188753.7453 | 2554372.0517 | 1188749.7661
112 | 2554335.3825 | 1188733.427 | 2554372.0517 | 1188749.7661
113 | 2554335.3825 | 1188733.427 | 2554340.8657 | 1188720.3334
114 | 2554314.1211 | 1188723.951 | 2554335.3825 | 1188733.427
115 | 2554307.3568 | 1188740.056 | 2554314.1211 | 1188723.951
116 | 2554408.4314 | 1188708.003 | 2554410.3958 | 1188708.8966
117 | 2554393.7139 | 1188688.0898 | 2554392.0463 | 1188694.4504 | 2554393.3695 | 1188698.9206 | 2554396.5018 | 1188702.5764 | 2554408.4314 | 1188708.003
118 | 2554393.7139 | 1188688.0898 | 2554408.2075 | 1188656.4057
119 | 2554393.7139 | 1188688.0898 | 2554381.3072 | 1188682.4892
120 | 2554418.0362 | 1188634.9194 | 2554408.2075 | 1188656.4057
121 | 2554381.3072 | 1188682.4892 | 2554365.6866 | 1188675.4378
122 | 2554418.0362 | 1188634.9194 | 2554376.2448 | 1188616.5687
123 | 2554418.0362 | 1188634.9194 | 2554437.4615 | 1188644.0155
124 | 2554360.8482 | 1188673.2537 | 2554365.6866 | 1188675.4378
125 | 2554335.144 | 1188598.5213 | 2554376.2448 | 1188616.5687
126 | 2554360.8482 | 1188673.2537 | 2554356.7617 | 1188671.409
127 | 2554335.144 | 1188598.5213 | 2554328.4371 | 1188613.7342
128 | 2554335.144 | 1188598.5213 | 2554306.6715 | 1188584.9968
129 | 2554326.31 | 1188618.559 | 2554328.4371 | 1188613.7342
130 | 2554311.9319 | 1188651.1722 | 2554296.4397 | 1188644.333
131 | 2554311.9319 | 1188651.1722 | 2554305.491 | 1188665.8743
132 | 2554311.9319 | 1188651.1722 | 2554326.31 | 1188618.559
133 | 2554296.4397 | 1188644.333 | 2554294.6698 | 1188643.5516
134 | 2554263.8765 | 1188629.9576 | 2554294.6698 | 1188643.5516
135 | 2554243.6052 | 1188692.5691 | 2554240.4012 | 1188691.1442

## bus_geodata
| x | y | coords
0 | 2554270.087 | 1188258.8843
1 | 2554253.1754 | 1188251.2635
2 | 2554277.8549 | 1188262.3847
3 | 2554246.4435 | 1188248.2299
4 | 2554286.8506 | 1188266.3528
5 | 2554224.7716 | 1188238.5536
6 | 2554232.5095 | 1188278.4095
7 | 2554328.953 | 1188284.752
8 | 2554278.5779 | 1188282.5142
9 | 2554219.254 | 1188236.09
10 | 2554229.6605 | 1188284.5824
11 | 2554348.3255 | 1188293.3864
12 | 2554348.9272 | 1188248.0917
13 | 2554261.8364 | 1188367.2068
14 | 2554312.3242 | 1188898.3794
15 | 2554308.6402 | 1188890.8179
16 | 2554303.6246 | 1188878.2605
17 | 2554298.0981 | 1188896.8214
18 | 2554299.2897 | 1188871.7003
19 | 2554241.7111 | 1188907.6951
20 | 2554261.0173 | 1188861.1327
21 | 2554235.0771 | 1188912.8821
22 | 2554249.5028 | 1188875.4065
23 | 2554256.9357 | 1188842.048
24 | 2554250.9094 | 1188878.8087
25 | 2554246.9843 | 1188829.1539
26 | 2554276.5142 | 1188824.2092
27 | 2554293.3948 | 1188812.2914
28 | 2554251.9226 | 1188776.1334
29 | 2554271.2315 | 1188743.7901
30 | 2554285.6117 | 1188711.251
31 | 2554341.3879 | 1188786.7541
32 | 2554255.5729 | 1188788.9754
33 | 2554243.2217 | 1188769.7077
34 | 2554302.2896 | 1188718.6805
35 | 2554293.2501 | 1188693.8154
36 | 2554271.1425 | 1188704.816
37 | 2554266.5118 | 1188803.7591
38 | 2554220.4415 | 1188752.8618
39 | 2554234.932 | 1188815.394
40 | 2554223.8818 | 1188802.2053
41 | 2554211.5553 | 1188793.0839
42 | 2554188.8642 | 1188779.5355
43 | 2554172.1092 | 1188767.0958
44 | 2554157.4232 | 1188754.3766
45 | 2554147.0603 | 1188744.9185
46 | 2554144.736 | 1188727.5619
47 | 2554205.6133 | 1188771.8734
48 | 2554216.2471 | 1188750.9596
49 | 2554202.0926 | 1188768.1109
50 | 2554208.4346 | 1188746.8857
51 | 2554200.6496 | 1188745.0648
52 | 2554177.3111 | 1188623.9733
53 | 2554208.7366 | 1188591.7156
54 | 2554114.3678 | 1188678.6071
55 | 2554242.8085 | 1188553.2697
56 | 2554106.2899 | 1188686.379
57 | 2554084.6781 | 1188627.446
58 | 2554236.8333 | 1188548.9353
59 | 2554248.1777 | 1188562.1446
60 | 2554106.303 | 1188688.0798
61 | 2554081.1472 | 1188628.3142
62 | 2554070.7232 | 1188630.8774
63 | 2554069.0958 | 1188630.1043
64 | 2554054.6019 | 1188623.2187
65 | 2554040.7837 | 1188616.6542
66 | 2554192.6343 | 1188528.1087
67 | 2554269.6678 | 1188567.456
68 | 2553994.4456 | 1188594.6405
69 | 2554007.6877 | 1188600.9314
70 | 2554025.0662 | 1188609.1873
71 | 2554213.1392 | 1188456.0881
72 | 2554236.223 | 1188425.2205
73 | 2554144.8542 | 1188505.5946
74 | 2554222.647 | 1188611.7563
75 | 2554205.6681 | 1188653.1709
76 | 2554241.5821 | 1188620.1154
77 | 2554187.6243 | 1188634.0259
78 | 2554156.9291 | 1188656.8304
79 | 2554272.0555 | 1188568.5541
80 | 2554224.6439 | 1188291.1983
81 | 2554332.3946 | 1188360.4938
82 | 2554342.9883 | 1188342.3206
83 | 2554325.4059 | 1188372.4828
84 | 2554350.4026 | 1188329.6015
85 | 2554294.5395 | 1188354.0198
86 | 2554347.0348 | 1188385.2384
87 | 2554315.5955 | 1188389.3459
88 | 2554367.748 | 1188303.5881
89 | 2554340.0174 | 1188323.3787
90 | 2554314.8995 | 1188390.5422
91 | 2554389.0886 | 1188319.1993
92 | 2554336.501 | 1188321.2716
93 | 2554307.9691 | 1188402.4548
94 | 2554325.0302 | 1188314.3982
95 | 2554349.6086 | 1188246.841
96 | 2554139.0483 | 1188697.0925
97 | 2554152.4286 | 1188682.4114
98 | 2554165.3585 | 1188703.3261
99 | 2554167.8058 | 1188707.2848
100 | 2554254.9164 | 1188626.002
101 | 2554222.2034 | 1188313.7994
102 | 2554202.7924 | 1188357.1798
103 | 2554227.3569 | 1188294.8351
104 | 2554220.2583 | 1188364.8723
105 | 2554240.3288 | 1188305.26
106 | 2554226.9674 | 1188354.4819
107 | 2554229.7117 | 1188369.0347
108 | 2554316.428 | 1188439.0451
109 | 2554393.7261 | 1188761.1241
110 | 2554372.0517 | 1188749.7661
111 | 2554335.3825 | 1188733.427
112 | 2554340.8657 | 1188720.3334
113 | 2554314.1211 | 1188723.951
114 | 2554307.3568 | 1188740.056
115 | 2554408.4314 | 1188708.003
116 | 2554410.3958 | 1188708.8966
117 | 2554393.7139 | 1188688.0898
118 | 2554408.2075 | 1188656.4057
119 | 2554381.3072 | 1188682.4892
120 | 2554418.0362 | 1188634.9194
121 | 2554365.6866 | 1188675.4378
122 | 2554376.2448 | 1188616.5687
123 | 2554437.4615 | 1188644.0155
124 | 2554360.8482 | 1188673.2537
125 | 2554335.144 | 1188598.5213
126 | 2554328.4371 | 1188613.7342
127 | 2554306.6715 | 1188584.9968
128 | 2554356.7617 | 1188671.409
129 | 2554311.9319 | 1188651.1722
130 | 2554296.4397 | 1188644.333
131 | 2554305.491 | 1188665.8743
132 | 2554326.31 | 1188618.559
133 | 2554294.6698 | 1188643.5516
134 | 2554263.8765 | 1188629.9576
135 | 2554240.4012 | 1188691.1442
136 | 2554243.6052 | 1188692.5691
137 | 2554272.0555 | 1188568.5541

## line_std_types
| c_nf_per_km | r_ohm_per_km | x_ohm_per_km | max_i_ka | type | q_mm2 | alpha | voltage_rating
NAYY 4x50 SE | 210 | 0.642 | 0.083 | 0.142 | cs | 50 | 0.00403 | LV
NAYY 4x120 SE | 264 | 0.225 | 0.08 | 0.242 | cs | 120 | 0.00403 | LV
NAYY 4x150 SE | 261 | 0.208 | 0.08 | 0.27 | cs | 150 | 0.00403 | LV
NA2XS2Y 1x95 RM/25 12/20 kV | 216 | 0.313 | 0.132 | 0.252 | cs | 95 | 0.00403 | MV
NA2XS2Y 1x185 RM/25 12/20 kV | 273 | 0.161 | 0.117 | 0.362 | cs | 185 | 0.00403 | MV
NA2XS2Y 1x240 RM/25 12/20 kV | 304 | 0.122 | 0.112 | 0.421 | cs | 240 | 0.00403 | MV
NA2XS2Y 1x95 RM/25 6/10 kV | 315 | 0.313 | 0.123 | 0.249 | cs | 95 | 0.00403 | MV
NA2XS2Y 1x185 RM/25 6/10 kV | 406 | 0.161 | 0.11 | 0.358 | cs | 185 | 0.00403 | MV
NA2XS2Y 1x240 RM/25 6/10 kV | 456 | 0.122 | 0.105 | 0.416 | cs | 240 | 0.00403 | MV
NA2XS2Y 1x150 RM/25 12/20 kV | 250 | 0.206 | 0.116 | 0.319 | cs | 150 | 0.00403 | MV
NA2XS2Y 1x120 RM/25 12/20 kV | 230 | 0.253 | 0.119 | 0.283 | cs | 120 | 0.00403 | MV
NA2XS2Y 1x70 RM/25 12/20 kV | 190 | 0.443 | 0.132 | 0.22 | cs | 70 | 0.00403 | MV
NA2XS2Y 1x150 RM/25 6/10 kV | 360 | 0.206 | 0.11 | 0.315 | cs | 150 | 0.00403 | MV
NA2XS2Y 1x120 RM/25 6/10 kV | 340 | 0.253 | 0.113 | 0.28 | cs | 120 | 0.00403 | MV
NA2XS2Y 1x70 RM/25 6/10 kV | 280 | 0.443 | 0.123 | 0.217 | cs | 70 | 0.00403 | MV
N2XS(FL)2Y 1x120 RM/35 64/110 kV | 112 | 0.153 | 0.166 | 0.366 | cs | 120 | 0.00393 | HV
N2XS(FL)2Y 1x185 RM/35 64/110 kV | 125 | 0.099 | 0.156 | 0.457 | cs | 185 | 0.00393 | HV
N2XS(FL)2Y 1x240 RM/35 64/110 kV | 135 | 0.075 | 0.149 | 0.526 | cs | 240 | 0.00393 | HV
N2XS(FL)2Y 1x300 RM/35 64/110 kV | 144 | 0.06 | 0.144 | 0.588 | cs | 300 | 0.00393 | HV
15-AL1/3-ST1A 0.4 | 11 | 1.8769 | 0.35 | 0.105 | ol | 16 | 0.00403 | LV
24-AL1/4-ST1A 0.4 | 11.25 | 1.2012 | 0.335 | 0.14 | ol | 24 | 0.00403 | LV
48-AL1/8-ST1A 0.4 | 12.2 | 0.5939 | 0.3 | 0.21 | ol | 48 | 0.00403 | LV
94-AL1/15-ST1A 0.4 | 13.2 | 0.306 | 0.29 | 0.35 | ol | 94 | 0.00403 | LV
34-AL1/6-ST1A 10.0 | 9.7 | 0.8342 | 0.36 | 0.17 | ol | 34 | 0.00403 | MV
48-AL1/8-ST1A 10.0 | 10.1 | 0.5939 | 0.35 | 0.21 | ol | 48 | 0.00403 | MV
70-AL1/11-ST1A 10.0 | 10.4 | 0.4132 | 0.339 | 0.29 | ol | 70 | 0.00403 | MV
94-AL1/15-ST1A 10.0 | 10.75 | 0.306 | 0.33 | 0.35 | ol | 94 | 0.00403 | MV
122-AL1/20-ST1A 10.0 | 11.1 | 0.2376 | 0.323 | 0.41 | ol | 122 | 0.00403 | MV
149-AL1/24-ST1A 10.0 | 11.25 | 0.194 | 0.315 | 0.47 | ol | 149 | 0.00403 | MV
34-AL1/6-ST1A 20.0 | 9.15 | 0.8342 | 0.382 | 0.17 | ol | 34 | 0.00403 | MV
48-AL1/8-ST1A 20.0 | 9.5 | 0.5939 | 0.372 | 0.21 | ol | 48 | 0.00403 | MV
70-AL1/11-ST1A 20.0 | 9.7 | 0.4132 | 0.36 | 0.29 | ol | 70 | 0.00403 | MV
94-AL1/15-ST1A 20.0 | 10 | 0.306 | 0.35 | 0.35 | ol | 94 | 0.00403 | MV
122-AL1/20-ST1A 20.0 | 10.3 | 0.2376 | 0.344 | 0.41 | ol | 122 | 0.00403 | MV
149-AL1/24-ST1A 20.0 | 10.5 | 0.194 | 0.337 | 0.47 | ol | 149 | 0.00403 | MV
184-AL1/30-ST1A 20.0 | 10.75 | 0.1571 | 0.33 | 0.535 | ol | 184 | 0.00403 | MV
243-AL1/39-ST1A 20.0 | 11 | 0.1188 | 0.32 | 0.645 | ol | 243 | 0.00403 | MV
48-AL1/8-ST1A 110.0 | 8 | 0.5939 | 0.46 | 0.21 | ol | 48 | 0.00403 | HV
70-AL1/11-ST1A 110.0 | 8.4 | 0.4132 | 0.45 | 0.29 | ol | 70 | 0.00403 | HV
94-AL1/15-ST1A 110.0 | 8.65 | 0.306 | 0.44 | 0.35 | ol | 94 | 0.00403 | HV
122-AL1/20-ST1A 110.0 | 8.5 | 0.2376 | 0.43 | 0.41 | ol | 122 | 0.00403 | HV
149-AL1/24-ST1A 110.0 | 8.75 | 0.194 | 0.41 | 0.47 | ol | 149 | 0.00403 | HV
184-AL1/30-ST1A 110.0 | 8.8 | 0.1571 | 0.4 | 0.535 | ol | 184 | 0.00403 | HV
243-AL1/39-ST1A 110.0 | 9 | 0.1188 | 0.39 | 0.645 | ol | 243 | 0.00403 | HV
305-AL1/39-ST1A 110.0 | 9.2 | 0.0949 | 0.38 | 0.74 | ol | 305 | 0.00403 | HV
490-AL1/64-ST1A 110.0 | 9.75 | 0.059 | 0.37 | 0.96 | ol | 490 | 0.00403 | HV
679-AL1/86-ST1A 110.0 | 9.95 | 0.042 | 0.36 | 1.15 | ol | 679 | 0.00403 | HV
490-AL1/64-ST1A 220.0 | 10 | 0.059 | 0.285 | 0.96 | ol | 490 | 0.00403 | HV
679-AL1/86-ST1A 220.0 | 11.7 | 0.042 | 0.275 | 1.15 | ol | 679 | 0.00403 | HV
490-AL1/64-ST1A 380.0 | 11 | 0.059 | 0.253 | 0.96 | ol | 490 | 0.00403 | HV
679-AL1/86-ST1A 380.0 | 14.6 | 0.042 | 0.25 | 1.15 | ol | 679 | 0.00403 | HV

## trafo_std_types
| i0_percent | pfe_kw | vkr_percent | sn_mva | vn_lv_kv | vn_hv_kv | vk_percent | shift_degree | vector_group | tap_side | tap_neutral | tap_min | tap_max | tap_step_degree | tap_step_percent | tap_phase_shifter
160 MVA 380/110 kV | 0.06 | 60 | 0.25 | 160 | 110 | 380 | 12.2 | 0 | Yy0 | hv | 0 | -9 | 9 | 0 | 1.5 | FALSE
100 MVA 220/110 kV | 0.06 | 55 | 0.26 | 100 | 110 | 220 | 12 | 0 | Yy0 | hv | 0 | -9 | 9 | 0 | 1.5 | FALSE
63 MVA 110/20 kV | 0.04 | 22 | 0.32 | 63 | 20 | 110 | 18 | 150 | YNd5 | hv | 0 | -9 | 9 | 0 | 1.5 | FALSE
40 MVA 110/20 kV | 0.05 | 18 | 0.34 | 40 | 20 | 110 | 16.2 | 150 | YNd5 | hv | 0 | -9 | 9 | 0 | 1.5 | FALSE
25 MVA 110/20 kV | 0.07 | 14 | 0.41 | 25 | 20 | 110 | 12 | 150 | YNd5 | hv | 0 | -9 | 9 | 0 | 1.5 | FALSE
63 MVA 110/10 kV | 0.04 | 22 | 0.32 | 63 | 10 | 110 | 18 | 150 | YNd5 | hv | 0 | -9 | 9 | 0 | 1.5 | FALSE
40 MVA 110/10 kV | 0.05 | 18 | 0.34 | 40 | 10 | 110 | 16.2 | 150 | YNd5 | hv | 0 | -9 | 9 | 0 | 1.5 | FALSE
25 MVA 110/10 kV | 0.07 | 14 | 0.41 | 25 | 10 | 110 | 12 | 150 | YNd5 | hv | 0 | -9 | 9 | 0 | 1.5 | FALSE
0.25 MVA 20/0.4 kV | 0.32 | 0.8 | 1.44 | 0.25 | 0.4 | 20 | 6 | 150 | Yzn5 | hv | 0 | -2 | 2 | 0 | 2.5 | FALSE
0.4 MVA 20/0.4 kV | 0.3375 | 1.35 | 1.425 | 0.4 | 0.4 | 20 | 6 | 150 | Dyn5 | hv | 0 | -2 | 2 | 0 | 2.5 | FALSE
0.63 MVA 20/0.4 kV | 0.2619 | 1.65 | 1.206 | 0.63 | 0.4 | 20 | 6 | 150 | Dyn5 | hv | 0 | -2 | 2 | 0 | 2.5 | FALSE
0.25 MVA 10/0.4 kV | 0.24 | 0.6 | 1.2 | 0.25 | 0.4 | 10 | 4 | 150 | Dyn5 | hv | 0 | -2 | 2 | 0 | 2.5 | FALSE
0.4 MVA 10/0.4 kV | 0.2375 | 0.95 | 1.325 | 0.4 | 0.4 | 10 | 4 | 150 | Dyn5 | hv | 0 | -2 | 2 | 0 | 2.5 | FALSE
0.63 MVA 10/0.4 kV | 0.1873 | 1.18 | 1.0794 | 0.63 | 0.4 | 10 | 4 | 150 | Dyn5 | hv | 0 | -2 | 2 | 0 | 2.5 | FALSE

## trafo3w_std_types
| sn_hv_mva | sn_mv_mva | sn_lv_mva | vn_hv_kv | vn_mv_kv | vn_lv_kv | vk_hv_percent | vk_mv_percent | vk_lv_percent | vkr_hv_percent | vkr_mv_percent | vkr_lv_percent | pfe_kw | i0_percent | shift_mv_degree | shift_lv_degree | vector_group | tap_side | tap_neutral | tap_min | tap_max | tap_step_percent
63/25/38 MVA 110/20/10 kV | 63 | 25 | 38 | 110 | 20 | 10 | 10.4 | 10.4 | 10.4 | 0.28 | 0.32 | 0.35 | 35 | 0.89 | 0 | 0 | YN0yn0yn0 | hv | 0 | -10 | 10 | 1.2
63/25/38 MVA 110/10/10 kV | 63 | 25 | 38 | 110 | 10 | 10 | 10.4 | 10.4 | 10.4 | 0.28 | 0.32 | 0.35 | 35 | 0.89 | 0 | 0 | YN0yn0yn0 | hv | 0 | -10 | 10 | 1.2

## fuse_std_types
| fuse_type | i_rated_a | t_avg | t_min | t_total | x_avg | x_min | x_total
HV 100A | HV 100A | 100 | 0 | [10.0, 3.64, 0.854, 0.281, 0.1, 0.0531, 0.022, 0.01] | [10.0, 4.267, 1.21, 0.403, 0.1, 0.058, 0.022, 0.01] | 0 | [300.0, 350.0, 450.0, 550.0, 700.0, 850.0, 1200.0, 1752.0] | [600.0, 700.0, 900.0, 1150.0, 1665.0, 2000.0, 3000.0, 4313.0]
HV 10A | HV 10A | 10 | 0 | [10.0, 1675.0, 0.344, 0.156, 0.1, 0.0417, 0.0171, 0.01] | [10.0, 1.3, 0.3, 0.155, 0.1, 0.0555, 0.023, 0.01] | 0 | [30.0, 32.0, 35.0, 37.0, 39.0, 50.0, 70.0, 88.0] | [60.0, 70.0, 80.0, 87.0, 94.0, 110.0, 150.0, 216.0]
HV 125A | HV 125A | 125 | 0 | [10.0, 1.82, 0.344, 0.1, 0.0467, 0.0269, 0.01] | [10.0, 2.478, 0.426, 0.1, 0.0427, 0.0211, 0.01] | 0 | [375.0, 500.0, 700.0, 925.0, 1200.0, 1500.0, 2341.0] | [750.0, 1000.0, 1500.0, 2200.0, 3000.0, 4000.0, 5765.0]
HV 160A | HV 160A | 160 | 0 | [10.0, 4.15, 1.03, 0.198, 0.1, 0.051, 0.0172, 0.01] | [10.0, 2.3, 0.734, 0.274, 0.1, 0.046, 0.0177, 0.01] | 0 | [480.0, 550.0, 700.0, 1000.0, 1260.0, 1600.0, 2500.0, 3227.0] | [960.0, 1300.0, 1700.0, 2200.0, 2996.0, 4000.0, 6000.0, 7946.0]
HV 16A | HV 16A | 16 | 0 | [10.0, 0.352, 0.164, 0.1, 0.0649, 0.0342, 0.01] | [10.0, 2.34, 0.722, 0.181, 0.1, 0.055, 0.0296, 0.01] | 0 | [48.0, 60.0, 65.0, 71.0, 80.0, 100.0, 162.0] | [96.0, 110.0, 125.0, 150.0, 168.0, 200.0, 250.0, 398.0]
HV 200A | HV 200A | 200 | 0 | [10.0, 4.267, 1.21, 0.403, 0.1, 0.058, 0.022, 0.01] | [10.0, 3.73, 1.654, 0.328, 0.1, 0.0531, 0.019, 0.01] | 0 | [600.0, 700.0, 900.0, 1150.0, 1665.0, 2000.0, 3000.0, 4313.0] | [1200.0, 1500.0, 1800.0, 2700.0, 3960.0, 5000.0, 7500.0, 10620.0]
HV 20A | HV 20A | 20 | 0 | [10.0, 1.3, 0.3, 0.155, 0.1, 0.0555, 0.023, 0.01] | [10.0, 1.3, 0.161, 0.1, 0.0611, 0.0399, 0.0141, 0.01] | 0 | [60.0, 70.0, 80.0, 87.0, 94.0, 110.0, 150.0, 216.0] | [120.0, 150.0, 200.0, 223.0, 260.0, 300.0, 450.0, 532.0]
HV 25A | HV 25A | 25 | 0 | [10.0, 2.512, 0.833, 0.299, 0.1, 0.0372, 0.0223, 0.01] | [10.0, 3.125, 0.597, 0.198, 0.1, 0.0378, 0.022, 0.01] | 0 | [75.0, 82.0, 90.0, 100.0, 124.0, 170.0, 200.0, 289.0] | [150.0, 170.0, 210.0, 250.0, 294.0, 400.0, 500.0, 711.0]
HV 31.5A | HV 31.5A | 31.5 | 0 | [10.0, 2.34, 0.722, 0.181, 0.1, 0.055, 0.0296, 0.01] | [10.0, 2.84, 0.368, 0.164, 0.1, 0.0621, 0.0378, 0.0195, 0.01] | 0 | [95.0, 110.0, 125.0, 150.0, 165.0, 200.0, 250.0, 390.0] | [189.0, 220.0, 300.0, 350.0, 393.0, 450.0, 530.0, 700.0, 960.0]
HV 40A | HV 40A | 40 | 0 | [10.0, 1.3, 0.161, 0.1, 0.0611, 0.0399, 0.0141, 0.01] | [10.0, 2.05, 0.369, 0.198, 0.1, 0.051, 0.0298, 0.01] | 0 | [120.0, 150.0, 200.0, 223.0, 260.0, 300.0, 450.0, 532.0] | [240.0, 300.0, 400.0, 450.0, 530.0, 650.0, 800.0, 1311.0]
HV 50A | HV 50A | 50 | 0 | [10.0, 3.215, 0.597, 0.198, 0.1, 0.0378, 0.022, 0.01] | [10.0, 3.64, 0.854, 0.281, 0.1, 0.0531, 0.022, 0.01] | 0 | [150.0, 170.0, 210.0, 250.0, 294.0, 400.0, 500.0, 711.0] | [300.0, 350.0, 450.0, 550.0, 700.0, 850.0, 1200.0, 1752.0]
HV 6.3A | HV 6.3A | 6.3 | 0 | [10.0, 1.39, 0.344, 0.168, 0.1, 0.056, 0.0263, 0.01] | [10.0, 1.711, 0.516, 0.198, 0.1, 0.0634, 0.0303, 0.01] | 0 | [19.0, 19.5, 20.4, 20.8, 22.0, 25.0, 32.0, 48.0] | [38.0, 40.0, 43.0, 48.0, 53.0, 60.0, 75.0, 118.0]
HV 63A | HV 63A | 63 | 0 | [10.0, 2.84, 0.368, 0.164, 0.1, 0.0621, 0.0378, 0.0195, 0.01] | [10.0, 1.82, 0.344, 0.1, 0.0467, 0.0269, 0.01] | 0 | [189.0, 220.0, 300.0, 350.0, 393.0, 450.0, 530.0, 700.0, 961.0] | [378.0, 500.0, 700.0, 934.0, 1200.0, 1500.0, 2366.0]
HV 80A | HV 80A | 80 | 0 | [10.0, 2.05, 0.369, 0.198, 0.1, 0.051, 0.0298, 0.01] | [10.0, 4.15, 1.03, 0.198, 0.1, 0.051, 0.0172, 0.01] | 0 | [240.0, 300.0, 400.0, 450.0, 530.0, 650.0, 800.0, 1311.0] | [480.0, 550.0, 700.0, 1000.0, 1260.0, 1600.0, 2500.0, 3227.0]
Siemens NH-1-100 | Siemens NH-1-100 | 100 | [5400.0, 2000.0, 400.0, 20.0, 1.0, 0.2, 0.012, 0.004] | 0 | 0 | [150.0, 190.0, 250.0, 430.0, 900.0, 1250.0, 2700.0, 3600.0] | 0 | 0
Siemens NH-1-125 | Siemens NH-1-125 | 125 | [4800.0, 120.0, 7.0, 0.1, 0.004] | 0 | 0 | [180.0, 400.0, 740.0, 2000.0, 4250.0] | 0 | 0
Siemens NH-1-16 | Siemens NH-1-16 | 16 | [4000.0, 400.0, 2.0, 0.1, 0.04, 0.01] | 0 | 0 | [26.0, 35.0, 75.0, 150.0, 200.0, 300.0] | 0 | 0
Siemens NH-1-160 | Siemens NH-1-160 | 160 | [4800.0, 120.0, 7.0, 0.1, 0.004] | 0 | 0 | [210.0, 500.0, 900.0, 2300.0, 5000.0] | 0 | 0
Siemens NH-1-25 | Siemens NH-1-25 | 25 | [4000.0, 1000.0, 10.0, 0.2, 0.02, 0.01] | 0 | 0 | [40.0, 50.0, 100.0, 210.0, 400.0, 500.0] | 0 | 0
Siemens NH-1-50 | Siemens NH-1-50 | 50 | [4000.0, 40.0, 4.0, 1.0, 0.02, 0.01] | 0 | 0 | [86.0, 200.0, 300.0, 400.0, 1000.0, 1280.0] | 0 | 0
Siemens NH-1-63 | Siemens NH-1-63 | 63 | [4000.0, 100.0, 10.0, 2.0, 0.04, 0.01] | 0 | 0 | [100.0, 200.0, 300.0, 400.0, 1000.0, 1500.0] | 0 | 0
Siemens NH-1-80 | Siemens NH-1-80 | 80 | [4800.0, 120.0, 7.0, 0.1, 0.01] | 0 | 0 | [150.58, 250.0, 450.0, 1150.0, 2470.0] | 0 | 0
Siemens NH-2-1000 | Siemens NH-2-1000 | 1000 | [4800.0, 120.0, 7.0, 0.1, 0.004] | 0 | 0 | [1900.0, 3500.0, 8400.0, 24000.0, 52000.0] | 0 | 0
Siemens NH-2-200 | Siemens NH-2-200 | 200 | [4800.0, 120.0, 7.0, 0.1, 0.004] | 0 | 0 | [280.0, 650.0, 1200.0, 3000.0, 7000.0] | 0 | 0
Siemens NH-2-224 | Siemens NH-2-224 | 224 | [4800.0, 120.0, 7.0, 0.2, 0.04, 0.004] | 0 | 0 | [400.0, 750.0, 1453.0, 3025.0, 4315.0, 7600.0] | 0 | 0
Siemens NH-2-250 | Siemens NH-2-250 | 250 | [4800.0, 120.0, 7.0, 0.1, 0.004] | 0 | 0 | [450.0, 800.0, 1650.0, 4000.0, 8500.0] | 0 | 0
Siemens NH-2-315 | Siemens NH-2-315 | 315 | [4800.0, 120.0, 7.0, 0.1, 0.004] | 0 | 0 | [550.0, 920.0, 1900.0, 5000.0, 11000.0] | 0 | 0
Siemens NH-2-355 | Siemens NH-2-355 | 355 | [4800.0, 120.0, 6.0, 0.1, 0.004] | 0 | 0 | [650.0, 1116.27, 2350.0, 5840.0, 12790.0] | 0 | 0
Siemens NH-2-400 | Siemens NH-2-400 | 400 | [4800.0, 120.0, 7.0, 0.1, 0.004] | 0 | 0 | [720.0, 1350.0, 2800.0, 6500.0, 15000.0] | 0 | 0
Siemens NH-2-425 | Siemens NH-2-425 | 425 | [4800.0, 120.0, 7.0, 0.1, 0.004] | 0 | 0 | [850.0, 1500.0, 3050.0, 7500.0, 16500.0] | 0 | 0
Siemens NH-2-630 | Siemens NH-2-630 | 630 | [4800.0, 120.0, 7.0, 0.1, 0.004] | 0 | 0 | [1200.0, 2000.0, 4800.0, 12000.0, 26000.0] | 0 | 0

## res_bus
| vm_pu | va_degree | p_mw | q_mvar
0 | 0.97565 | -0.17036 | 0.001307 | 0.00032755
1 | 0.97506 | -0.17459 | 0.0016045 | 0.00040213
2 | 0.97594 | -0.16831 | 0.0027759 | 0.00069571
3 | 0.97485 | -0.17614 | 0 | 0
4 | 0.97631 | -0.16565 | 0 | 0
5 | 0.97468 | -0.17734 | 0.0021984 | 0.00055098
6 | 0.9741 | -0.18149 | 0.0045875 | 0.0011497
7 | 0.97459 | -0.17799 | 0 | 0
8 | 0.97722 | -0.15914 | 0.0013045 | 0.00032694
9 | 0.97466 | -0.1775 | 0.0025936 | 0.00065001
10 | 0.974 | -0.18225 | 0.0037287 | 0.0009345
11 | 0.97392 | -0.18278 | 0.013833 | 0.003467
12 | 0.97382 | -0.18352 | 0.0039013 | 0.00097777
13 | 0.98202 | -0.12502 | 0.0010632 | 0.00026647
14 | 0.97777 | -0.15614 | 0.0010991 | 0.00027545
15 | 0.97779 | -0.15605 | 0 | 0
16 | 0.97806 | -0.15407 | 0.00077252 | 0.00019361
17 | 0.97756 | -0.15768 | 0.00062324 | 0.0001562
18 | 0.97823 | -0.15286 | 0.0010056 | 0.00025204
19 | 0.97647 | -0.16549 | 0 | 0
20 | 0.9792 | -0.14593 | 0 | 0
21 | 0.97632 | -0.16657 | 0.012292 | 0.0030806
22 | 0.97917 | -0.14617 | 0.0007122 | 0.00017849
23 | 0.97976 | -0.14194 | 0.00043939 | 0.00011012
24 | 0.97916 | -0.14619 | 0.00055448 | 0.00013897
25 | 0.98018 | -0.13897 | 0.00067088 | 0.00016814
26 | 0.98374 | -0.11425 | 0.0011368 | 0.0002849
27 | 0.98378 | -0.11401 | 0 | 0
28 | 0.98388 | -0.1133 | 0 | 0
29 | 0.98443 | -0.10938 | 0 | 0
30 | 0.98493 | -0.10579 | 0 | 0
31 | 0.98422 | -0.11083 | 0.001696 | 0.00042506
32 | 0.98383 | -0.11365 | 0.0009797 | 0.00024554
33 | 0.98381 | -0.11381 | 0.00087052 | 0.00021817
34 | 0.98468 | -0.10756 | 0.0016526 | 0.00041418
35 | 0.98562 | -0.10091 | 0.0027489 | 0.00068893
36 | 0.9848 | -0.10673 | 0.00205 | 0.00051378
37 | 0.98379 | -0.11394 | 0.0015148 | 0.00037964
38 | 0.98366 | -0.11486 | 0 | 0
39 | 0.98066 | -0.13551 | 0.000625 | 0.00015664
40 | 0.98114 | -0.13208 | 0.00062334 | 0.00015622
41 | 0.98158 | -0.12898 | 0.00083027 | 0.00020809
42 | 0.98237 | -0.12335 | 0.0011803 | 0.00029582
43 | 0.98303 | -0.11871 | 0.00073503 | 0.00018422
44 | 0.98371 | -0.11385 | 0.0010839 | 0.00027166
45 | 0.98419 | -0.11046 | 0.00077301 | 0.00019374
46 | 0.98487 | -0.10565 | 0.00088863 | 0.00022271
47 | 0.98363 | -0.11506 | 0.0008035 | 0.00020138
48 | 0.98364 | -0.11499 | 0 | 0
49 | 0.9836 | -0.11525 | 0.0011075 | 0.00027757
50 | 0.98362 | -0.11514 | 0.00085068 | 0.0002132
51 | 0.98361 | -0.11521 | 0.00079468 | 0.00019917
52 | 0.99178 | -0.056986 | 0.0072768 | 0.0018237
53 | 0.99447 | -0.038251 | 0.00096796 | 0.00024259
54 | 0.98767 | -0.085856 | 0.00083969 | 0.00021045
55 | 0.99761 | -0.016406 | 0 | 0
56 | 0.98724 | -0.088886 | 0.00062501 | 0.00015664
57 | 0.98711 | -0.08984 | 0.00073473 | 0.00018414
58 | 0.99722 | -0.019066 | 0 | 0
59 | 0.99838 | -0.011143 | 0 | 0
60 | 0.98718 | -0.089335 | 0.00082912 | 0.0002078
61 | 0.98708 | -0.090058 | 0.00065045 | 0.00016302
62 | 0.987 | -0.090629 | 0.00060186 | 0.00015084
63 | 0.98699 | -0.090714 | 0.00057774 | 0.0001448
64 | 0.9869 | -0.091373 | 0.00087766 | 0.00021996
65 | 0.98683 | -0.091864 | 0.0010855 | 0.00027206
66 | 0.99468 | -0.03656 | 0.00023274 | 5.8331e-05
67 | 1 | 0 | -0.23267 | -0.058669
68 | 0.98673 | -0.09258 | 0.00071777 | 0.00017989
69 | 0.98674 | -0.092472 | 0.00051461 | 0.00012897
70 | 0.98678 | -0.092228 | 0.00080731 | 0.00020233
71 | 0.98734 | -0.087603 | 0 | 0
72 | 0.9853 | -0.10186 | 0.0012445 | 0.00031189
73 | 0.99194 | -0.055528 | 0 | 0
74 | 0.98577 | -0.099851 | 0 | 0
75 | 0.98562 | -0.10086 | 0.0022009 | 0.00055159
76 | 0.98597 | -0.098386 | 0.0023054 | 0.00057778
77 | 0.98542 | -0.10232 | 0 | 0
78 | 0.98515 | -0.10421 | 0.00087674 | 0.00021973
79 | 0.9997 | -0.0020689 | 0 | 0
80 | 0.97391 | -0.18288 | 0 | 0
81 | 0.97211 | -0.19576 | 0.0034096 | 0.00085452
82 | 0.97243 | -0.19351 | 0.0032773 | 0.00082138
83 | 0.97193 | -0.19709 | 0 | 0
84 | 0.97267 | -0.19176 | 0 | 0
85 | 0.97172 | -0.19862 | 0.0040523 | 0.0010156
86 | 0.97181 | -0.19795 | 0.0032567 | 0.00081622
87 | 0.97174 | -0.19844 | 0.0046912 | 0.0011757
88 | 0.97338 | -0.18667 | 0 | 0
89 | 0.97245 | -0.19336 | 0.0040242 | 0.0010086
90 | 0.97173 | -0.19852 | 0.0050836 | 0.0012741
91 | 0.97321 | -0.18786 | 0.0042513 | 0.0010655
92 | 0.9724 | -0.19372 | 0.0031943 | 0.00080057
93 | 0.97163 | -0.19924 | 0.0014745 | 0.00036955
94 | 0.97229 | -0.19447 | 0.0053012 | 0.0013286
95 | 0.9738 | -0.18365 | 0.0086937 | 0.0021788
96 | 0.98497 | -0.10554 | 0.00084538 | 0.00021187
97 | 0.98499 | -0.10537 | 0 | 0
98 | 0.98489 | -0.10611 | 0.0015856 | 0.00039738
99 | 0.98488 | -0.10618 | 0.0013636 | 0.00034176
100 | 0.98617 | -0.09701 | 0.0027245 | 0.00068283
101 | 0.97369 | -0.18442 | 0.0017485 | 0.00043821
102 | 0.97342 | -0.18643 | 0 | 0
103 | 0.97386 | -0.18321 | 0 | 0
104 | 0.97331 | -0.18723 | 0 | 0
105 | 0.97383 | -0.18343 | 0.0012271 | 0.00030753
106 | 0.97326 | -0.18754 | 0.0023476 | 0.00058836
107 | 0.97328 | -0.18741 | 0.0016436 | 0.00041193
108 | 0.97103 | -0.20355 | 0.008495 | 0.002129
109 | 0.98411 | -0.11165 | 0.0015068 | 0.00037763
110 | 0.98416 | -0.11127 | 0.0013335 | 0.00033419
111 | 0.98432 | -0.1101 | 0.0018571 | 0.00046544
112 | 0.98429 | -0.11033 | 0.0016143 | 0.00040458
113 | 0.98454 | -0.10859 | 0 | 0
114 | 0.9845 | -0.10884 | 0.001403 | 0.00035163
115 | 0.98711 | -0.090342 | 0.00481 | 0.0012055
116 | 0.9871 | -0.090413 | 0.0032374 | 0.00081136
117 | 0.98745 | -0.087939 | 0 | 0
118 | 0.98818 | -0.082721 | 0.0038423 | 0.00096298
119 | 0.98732 | -0.088857 | 0.0025142 | 0.00063011
120 | 0.98881 | -0.078259 | 0 | 0
121 | 0.98722 | -0.089572 | 0.00087482 | 0.00021925
122 | 0.99021 | -0.0684 | 0.0029071 | 0.00072859
123 | 0.98873 | -0.07885 | 0.0026991 | 0.00067645
124 | 0.98719 | -0.089746 | 0.00098648 | 0.00024724
125 | 0.99177 | -0.057404 | 0 | 0
126 | 0.99046 | -0.066598 | 0.0019818 | 0.00049669
127 | 0.99534 | -0.032377 | 0.0003139 | 7.867e-05
128 | 0.98718 | -0.089847 | 0.0022109 | 0.00055411
129 | 0.98754 | -0.087275 | 0 | 0
130 | 0.98708 | -0.090547 | 0.0027584 | 0.00069132
131 | 0.98684 | -0.092243 | 0.002526 | 0.00063308
132 | 0.99006 | -0.069412 | 0.0033411 | 0.00083735
133 | 0.98703 | -0.090867 | 0.0017837 | 0.00044705
134 | 0.98633 | -0.095811 | 0.0023999 | 0.00060148
135 | 0.98462 | -0.10796 | 0.0020129 | 0.00050447
136 | 0.98464 | -0.10789 | 0.0017022 | 0.00042661
137 | 0.99998 | 149.9947 | 0 | 0

## res_line
| p_from_mw | q_from_mvar | p_to_mw | q_to_mvar | pl_mw | ql_mvar | i_from_ka | i_to_ka | i_ka | vm_from_pu | va_from_degree | vm_to_pu | va_to_degree | loading_percent
0 | 0.021713 | 0.0054435 | -0.021701 | -0.0054389 | 1.2694e-05 | 4.651e-06 | 0.033117 | 0.033117 | 0.033117 | 0.97565 | -0.17036 | 0.97506 | -0.17459 | 12.2655
1 | -0.02302 | -0.0057711 | 0.023027 | 0.0057735 | 6.5539e-06 | 2.4143e-06 | 0.03511 | 0.03511 | 0.03511 | 0.97565 | -0.17036 | 0.97594 | -0.16831 | 13.0038
2 | 0.020096 | 0.0050367 | -0.020092 | -0.0050352 | 4.3336e-06 | 1.5747e-06 | 0.030668 | 0.030668 | 0.030668 | 0.97506 | -0.17459 | 0.97485 | -0.17614 | 11.3586
3 | -0.025803 | -0.0064692 | 0.025812 | 0.0064727 | 9.4964e-06 | 3.5296e-06 | 0.039343 | 0.039343 | 0.039343 | 0.97594 | -0.16831 | 0.97631 | -0.16565 | 14.5713
4 | 0.0047929 | 0.0012009 | -0.0047921 | -0.0012009 | 7.9265e-07 | 9.0113e-09 | 0.0073158 | 0.0073159 | 0.0073159 | 0.97485 | -0.17614 | 0.97468 | -0.17734 | 2.7096
5 | 0.015299 | 0.0038342 | -0.015288 | -0.0038303 | 1.1312e-05 | 3.9366e-06 | 0.023353 | 0.023353 | 0.023353 | 0.97485 | -0.17614 | 0.9741 | -0.18149 | 8.6491
6 | 0.077223 | 0.019382 | -0.077091 | -0.019333 | 0.0001321 | 4.909e-05 | 0.11771 | 0.11771 | 0.11771 | 0.97631 | -0.16565 | 0.97459 | -0.17799 | 14.5318
7 | -0.10303 | -0.025854 | 0.10313 | 0.02589 | 9.3249e-05 | 3.5182e-05 | 0.15705 | 0.15705 | 0.15705 | 0.97631 | -0.16565 | 0.97722 | -0.15914 | 19.3888
8 | 0.0025936 | 0.00064996 | -0.0025936 | -0.00065001 | 5.9117e-08 | -5.2571e-08 | 0.0039596 | 0.0039596 | 0.0039596 | 0.97468 | -0.17734 | 0.97466 | -0.1775 | 1.4665
9 | 0.0107 | 0.0026805 | -0.010699 | -0.0026802 | 1.1334e-06 | 3.5129e-07 | 0.016345 | 0.016345 | 0.016345 | 0.9741 | -0.18149 | 0.974 | -0.18225 | 6.0537
10 | 0.064486 | 0.016173 | -0.064443 | -0.016157 | 4.2769e-05 | 1.5657e-05 | 0.098462 | 0.098462 | 0.098462 | 0.97459 | -0.17799 | 0.97392 | -0.18278 | 12.1558
11 | 0.012605 | 0.0031598 | -0.012595 | -0.0031567 | 9.6492e-06 | 3.1914e-06 | 0.019246 | 0.019246 | 0.019246 | 0.97459 | -0.17799 | 0.97382 | -0.18352 | 7.1281
12 | -0.10443 | -0.026217 | 0.10493 | 0.026404 | 0.00049716 | 0.00018765 | 0.15904 | 0.15903 | 0.15904 | 0.97722 | -0.15914 | 0.98202 | -0.12502 | 19.634
13 | 0.0069704 | 0.0017457 | -0.0069698 | -0.0017456 | 6.0156e-07 | 1.2557e-07 | 0.010649 | 0.010649 | 0.010649 | 0.974 | -0.18225 | 0.97391 | -0.18288 | 3.9439
14 | 0.05061 | 0.01269 | -0.050582 | -0.01268 | 2.7286e-05 | 9.676e-06 | 0.077327 | 0.077327 | 0.077327 | 0.97392 | -0.18278 | 0.97338 | -0.18667 | 9.5466
15 | 0.0086938 | 0.0021789 | -0.0086937 | -0.0021788 | 1.5684e-07 | 4.2604e-08 | 0.013284 | 0.013284 | 0.013284 | 0.97382 | -0.18352 | 0.9738 | -0.18365 | 4.9202
16 | -0.10599 | -0.026671 | 0.10634 | 0.0268 | 0.00034376 | 0.00012978 | 0.16065 | 0.16064 | 0.16065 | 0.98202 | -0.12502 | 0.9853 | -0.10186 | 19.8328
17 | -0.0010991 | -0.00027545 | 0.0010991 | 0.00027535 | 1.4683e-08 | -9.9851e-08 | 0.0016726 | 0.0016726 | 0.0016726 | 0.97777 | -0.15614 | 0.97779 | -0.15605 | 0.61948
18 | -0.014032 | -0.0035181 | 0.014036 | 0.0035194 | 3.8479e-06 | 1.3103e-06 | 0.021355 | 0.021355 | 0.021355 | 0.97779 | -0.15605 | 0.97806 | -0.15407 | 7.9092
19 | 0.012933 | 0.0032427 | -0.01293 | -0.0032418 | 2.9327e-06 | 9.7582e-07 | 0.019682 | 0.019682 | 0.019682 | 0.97779 | -0.15605 | 0.97756 | -0.15768 | 7.2898
20 | -0.014808 | -0.003713 | 0.014811 | 0.0037139 | 2.4906e-06 | 8.5922e-07 | 0.02253 | 0.02253 | 0.02253 | 0.97806 | -0.15407 | 0.97823 | -0.15286 | 8.3445
21 | 0.012307 | 0.0030856 | -0.012294 | -0.0030812 | 1.33e-05 | 4.3548e-06 | 0.018734 | 0.018734 | 0.018734 | 0.97756 | -0.15768 | 0.97647 | -0.16549 | 6.9385
22 | -0.015817 | -0.0039659 | 0.015832 | 0.0039712 | 1.52e-05 | 5.3173e-06 | 0.02406 | 0.02406 | 0.02406 | 0.97823 | -0.15286 | 0.9792 | -0.14593 | 8.911
23 | 0.012294 | 0.0030812 | -0.012292 | -0.0030806 | 1.8409e-06 | 6.0291e-07 | 0.018734 | 0.018734 | 0.018734 | 0.97647 | -0.16549 | 0.97632 | -0.16657 | 6.9385
24 | 0.0012667 | 0.0003172 | -0.0012667 | -0.00031741 | 4.2609e-08 | -2.1543e-07 | 0.0019249 | 0.0019249 | 0.0019249 | 0.9792 | -0.14593 | 0.97917 | -0.14617 | 0.71294
25 | -0.017099 | -0.0042884 | 0.017108 | 0.0042918 | 9.4655e-06 | 3.3578e-06 | 0.025984 | 0.025984 | 0.025984 | 0.9792 | -0.14593 | 0.97976 | -0.14194 | 9.6239
26 | 0.00055449 | 0.00013892 | -0.00055448 | -0.00013897 | 1.7237e-09 | -4.8272e-08 | 0.00084262 | 0.00084264 | 0.00084264 | 0.97917 | -0.14617 | 0.97916 | -0.14619 | 0.31209
27 | -0.017547 | -0.0044019 | 0.017555 | 0.0044045 | 7.2301e-06 | 2.5753e-06 | 0.026652 | 0.026652 | 0.026652 | 0.97976 | -0.14194 | 0.98018 | -0.13897 | 9.871
28 | -0.018226 | -0.0045726 | 0.018234 | 0.0045757 | 8.7461e-06 | 3.133e-06 | 0.02767 | 0.02767 | 0.02767 | 0.98018 | -0.13897 | 0.98066 | -0.13551 | 10.2482
29 | -0.0011368 | -0.0002849 | 0.0011368 | 0.00028465 | 3.8153e-08 | -2.479e-07 | 0.0017195 | 0.0017194 | 0.0017195 | 0.98374 | -0.11425 | 0.98378 | -0.11401 | 0.63685
30 | -0.0011368 | -0.00028465 | 0.0011369 | 0.00028393 | 1.1096e-07 | -7.2124e-07 | 0.0017194 | 0.0017191 | 0.0017194 | 0.98378 | -0.11401 | 0.98388 | -0.1133 | 0.63681
31 | 0.0024946 | 0.00062484 | -0.0024945 | -0.00062496 | 1.2054e-07 | -1.2598e-07 | 0.0037728 | 0.0037728 | 0.0037728 | 0.98388 | -0.1133 | 0.98383 | -0.11365 | 1.3973
32 | 0.0044279 | 0.0011085 | -0.0044276 | -0.0011085 | 3.1012e-07 | -2.1468e-08 | 0.0066963 | 0.0066963 | 0.0066963 | 0.98388 | -0.1133 | 0.98381 | -0.11381 | 2.4801
33 | -0.0080594 | -0.0020173 | 0.0080638 | 0.0020183 | 4.3712e-06 | 1.082e-06 | 0.012188 | 0.012188 | 0.012188 | 0.98388 | -0.1133 | 0.98443 | -0.10938 | 4.5141
34 | -0.0097602 | -0.0024425 | 0.009765 | 0.0024439 | 4.8292e-06 | 1.405e-06 | 0.014752 | 0.014752 | 0.014752 | 0.98443 | -0.10938 | 0.98493 | -0.10579 | 5.4636
35 | 0.0016963 | 0.00042414 | -0.001696 | -0.00042506 | 3.3962e-07 | -9.2175e-07 | 0.0025638 | 0.0025641 | 0.0025641 | 0.98443 | -0.10938 | 0.98422 | -0.11083 | 0.94968
36 | 0.0093726 | 0.0023478 | -0.0093703 | -0.0023471 | 2.2842e-06 | 6.4623e-07 | 0.01416 | 0.01416 | 0.01416 | 0.98493 | -0.10579 | 0.98468 | -0.10756 | 5.2443
37 | -0.024904 | -0.0062364 | 0.024921 | 0.0062427 | 1.6813e-05 | 6.2242e-06 | 0.037623 | 0.037623 | 0.037623 | 0.98493 | -0.10579 | 0.98562 | -0.10091 | 13.9344
38 | 0.0057664 | 0.0014448 | -0.0057657 | -0.0014447 | 7.4994e-07 | 8.6929e-08 | 0.0087117 | 0.0087118 | 0.0087118 | 0.98493 | -0.10579 | 0.9848 | -0.10673 | 3.2266
39 | 0.0015148 | 0.00037942 | -0.0015148 | -0.00037964 | 6.0252e-08 | -2.104e-07 | 0.0022911 | 0.0022911 | 0.0022911 | 0.98383 | -0.11365 | 0.98379 | -0.11394 | 0.84857
40 | 0.003557 | 0.00089034 | -0.0035565 | -0.00089051 | 5.1741e-07 | -1.6474e-07 | 0.0053797 | 0.0053798 | 0.0053798 | 0.98381 | -0.11381 | 0.98366 | -0.11486 | 1.9925
41 | 0.0077177 | 0.001933 | -0.0077166 | -0.0019327 | 1.0993e-06 | 2.5806e-07 | 0.011662 | 0.011662 | 0.011662 | 0.98468 | -0.10756 | 0.98454 | -0.10859 | 4.3194
42 | -0.02767 | -0.0069316 | 0.027703 | 0.006944 | 3.3215e-05 | 1.2386e-05 | 0.041773 | 0.041773 | 0.041773 | 0.98562 | -0.10091 | 0.98684 | -0.092243 | 15.4714
43 | 0.0037157 | 0.00093089 | -0.0037151 | -0.00093104 | 5.9277e-07 | -1.5541e-07 | 0.0056142 | 0.0056143 | 0.0056143 | 0.9848 | -0.10673 | 0.98464 | -0.10789 | 2.0794
44 | 0.002753 | 0.00068943 | -0.002753 | -0.00068947 | 4.9725e-08 | -3.9203e-08 | 0.0041644 | 0.0041644 | 0.0041644 | 0.98366 | -0.11486 | 0.98364 | -0.11499 | 1.5424
45 | 0.00080352 | 0.00020108 | -0.0008035 | -0.00020138 | 2.2227e-08 | -2.975e-07 | 0.0012154 | 0.0012155 | 0.0012155 | 0.98366 | -0.11486 | 0.98363 | -0.11506 | 0.45019
46 | -0.018859 | -0.0047324 | 0.018868 | 0.0047356 | 8.9653e-06 | 3.2268e-06 | 0.028618 | 0.028618 | 0.028618 | 0.98066 | -0.13551 | 0.98114 | -0.13208 | 10.5994
47 | -0.019492 | -0.0048918 | 0.0195 | 0.0048949 | 8.4152e-06 | 3.0417e-06 | 0.029564 | 0.029564 | 0.029564 | 0.98114 | -0.13208 | 0.98158 | -0.12898 | 10.9495
48 | -0.02033 | -0.005103 | 0.020346 | 0.0051087 | 1.5885e-05 | 5.7705e-06 | 0.030822 | 0.030822 | 0.030822 | 0.98158 | -0.12898 | 0.98237 | -0.12335 | 11.4156
49 | -0.021526 | -0.0054046 | 0.02154 | 0.0054096 | 1.3903e-05 | 5.082e-06 | 0.03261 | 0.03261 | 0.03261 | 0.98237 | -0.12335 | 0.98303 | -0.11871 | 12.0778
50 | -0.022275 | -0.0055938 | 0.02229 | 0.0055994 | 1.5046e-05 | 5.518e-06 | 0.033722 | 0.033722 | 0.033722 | 0.98303 | -0.11871 | 0.98371 | -0.11385 | 12.4898
51 | -0.023374 | -0.005871 | 0.023385 | 0.0058751 | 1.1017e-05 | 4.0581e-06 | 0.035362 | 0.035362 | 0.035362 | 0.98371 | -0.11385 | 0.98419 | -0.11046 | 13.097
52 | -0.024158 | -0.0060688 | 0.024175 | 0.0060748 | 1.6177e-05 | 5.9748e-06 | 0.036531 | 0.036531 | 0.036531 | 0.98419 | -0.11046 | 0.98487 | -0.10565 | 13.5299
53 | -0.025063 | -0.0062975 | 0.02512 | 0.0063186 | 5.7026e-05 | 2.112e-05 | 0.037873 | 0.037873 | 0.037873 | 0.98487 | -0.10565 | 0.98718 | -0.089335 | 14.0271
54 | 0.0011076 | 0.0002773 | -0.0011075 | -0.00027757 | 3.891e-08 | -2.67e-07 | 0.0016754 | 0.0016755 | 0.0016755 | 0.98364 | -0.11499 | 0.9836 | -0.11525 | 0.62055
55 | 0.0016454 | 0.00041217 | -0.0016454 | -0.00041227 | 3.4085e-08 | -9.8803e-08 | 0.002489 | 0.0024891 | 0.0024891 | 0.98364 | -0.11499 | 0.98362 | -0.11514 | 0.92188
56 | 0.00079469 | 0.00019907 | -0.00079468 | -0.00019917 | 7.3068e-09 | -1.0003e-07 | 0.0012022 | 0.0012022 | 0.0012022 | 0.98362 | -0.11514 | 0.98361 | -0.11521 | 0.44526
57 | -0.041414 | -0.01042 | 0.041522 | 0.010461 | 0.00010854 | 4.1164e-05 | 0.062149 | 0.062149 | 0.062149 | 0.99178 | -0.056986 | 0.99447 | -0.038251 | 23.0181
58 | 0.034137 | 0.0085959 | -0.034 | -0.0085442 | 0.00013717 | 5.1682e-05 | 0.051231 | 0.051231 | 0.051231 | 0.99178 | -0.056986 | 0.98767 | -0.085856 | 18.9746
59 | -0.04249 | -0.010703 | 0.04262 | 0.010753 | 0.00013022 | 4.9411e-05 | 0.063597 | 0.063597 | 0.063597 | 0.99447 | -0.038251 | 0.99761 | -0.016406 | 23.5544
60 | 0.026587 | 0.0066878 | -0.026576 | -0.0066837 | 1.1228e-05 | 4.175e-06 | 0.040065 | 0.040065 | 0.040065 | 0.98767 | -0.085856 | 0.98724 | -0.088886 | 14.8388
61 | 0.0065726 | 0.0016459 | -0.006569 | -0.0016453 | 3.619e-06 | 6.3534e-07 | 0.0099018 | 0.0099021 | 0.0099021 | 0.98767 | -0.085856 | 0.98711 | -0.08984 | 3.6674
62 | 0.10912 | 0.027663 | -0.10908 | -0.027647 | 4.1116e-05 | 1.5522e-05 | 0.16287 | 0.16287 | 0.16287 | 0.99761 | -0.016406 | 0.99722 | -0.019066 | 20.1073
63 | -0.15174 | -0.038415 | 0.15185 | 0.038458 | 0.00011292 | 4.3015e-05 | 0.22647 | 0.22647 | 0.22647 | 0.99761 | -0.016406 | 0.99838 | -0.011143 | 27.9587
64 | 0.025951 | 0.006527 | -0.025949 | -0.0065264 | 1.6245e-06 | 6.0306e-07 | 0.039123 | 0.039123 | 0.039123 | 0.98724 | -0.088886 | 0.98718 | -0.089335 | 14.4899
65 | 0.0058343 | 0.0014611 | -0.0058341 | -0.0014611 | 1.7548e-07 | 2.1014e-08 | 0.0087945 | 0.0087945 | 0.0087945 | 0.98711 | -0.08984 | 0.98708 | -0.090058 | 3.2572
66 | 0.10908 | 0.027647 | -0.10881 | -0.027545 | 0.00026958 | 0.00010178 | 0.16287 | 0.16287 | 0.16287 | 0.99722 | -0.019066 | 0.99468 | -0.03656 | 20.1074
67 | -0.15185 | -0.038458 | 0.15209 | 0.03855 | 0.00023964 | 9.1287e-05 | 0.22647 | 0.22647 | 0.22647 | 0.99838 | -0.011143 | 1 | 0 | 27.9587
68 | 0.0051837 | 0.0012981 | -0.0051833 | -0.0012981 | 4.0899e-07 | 2.0101e-08 | 0.007814 | 0.007814 | 0.007814 | 0.98708 | -0.090058 | 0.987 | -0.090629 | 2.8941
69 | 0.0045814 | 0.0011472 | -0.0045814 | -0.0011472 | 5.3628e-08 | -2.3996e-09 | 0.0069066 | 0.0069067 | 0.0069067 | 0.987 | -0.090629 | 0.98699 | -0.090714 | 2.558
70 | 0.0040036 | 0.0010024 | -0.0040033 | -0.0010025 | 3.6476e-07 | -6.4761e-08 | 0.0060356 | 0.0060357 | 0.0060357 | 0.98699 | -0.090714 | 0.9869 | -0.091373 | 2.2354
71 | 0.0031256 | 0.00078255 | -0.0031254 | -0.00078266 | 2.1199e-07 | -1.1393e-07 | 0.0047124 | 0.0047125 | 0.0047125 | 0.9869 | -0.091373 | 0.98683 | -0.091864 | 1.7454
72 | 0.0020398 | 0.0005106 | -0.0020397 | -0.00051078 | 1.0271e-07 | -1.828e-07 | 0.0030756 | 0.0030757 | 0.0030757 | 0.98683 | -0.091864 | 0.98678 | -0.092228 | 1.1391
73 | 0.10857 | 0.027487 | -0.10828 | -0.027378 | 0.00029018 | 0.00010956 | 0.16252 | 0.16252 | 0.16252 | 0.99468 | -0.03656 | 0.99194 | -0.055528 | 20.0645
74 | 0.079781 | 0.02012 | -0.079758 | -0.020111 | 2.313e-05 | 8.8615e-06 | 0.11876 | 0.11876 | 0.11876 | 1 | 0 | 0.9997 | -0.0020689 | 43.985
75 | -0.00071777 | -0.00017989 | 0.00071778 | 0.00017971 | 1.0717e-08 | -1.8314e-07 | 0.0010824 | 0.0010823 | 0.0010824 | 0.98673 | -0.09258 | 0.98674 | -0.092472 | 0.40089
76 | -0.0012324 | -0.00030868 | 0.0012324 | 0.00030845 | 4.1461e-08 | -2.2983e-07 | 0.0018584 | 0.0018583 | 0.0018584 | 0.98674 | -0.092472 | 0.98678 | -0.092228 | 0.68829
77 | 0.1078 | 0.027194 | -0.10758 | -0.027112 | 0.00021512 | 8.124e-05 | 0.16252 | 0.16252 | 0.16252 | 0.98734 | -0.087603 | 0.9853 | -0.10186 | 20.0647
78 | -0.1078 | -0.027194 | 0.10828 | 0.027378 | 0.00048717 | 0.00018396 | 0.16252 | 0.16252 | 0.16252 | 0.98734 | -0.087603 | 0.99194 | -0.055528 | 20.0646
79 | 0.0022012 | 0.00055113 | -0.0022009 | -0.00055159 | 3.0833e-07 | -4.5195e-07 | 0.0033225 | 0.0033227 | 0.0033227 | 0.98577 | -0.099851 | 0.98562 | -0.10086 | 1.2306
80 | -0.0068763 | -0.0017212 | 0.0068776 | 0.0017214 | 1.3913e-06 | 2.7119e-07 | 0.010379 | 0.010379 | 0.010379 | 0.98577 | -0.099851 | 0.98597 | -0.098386 | 3.8441
81 | 0.0046751 | 0.00117 | -0.0046735 | -0.0011701 | 1.5946e-06 | -4.07e-08 | 0.0070565 | 0.0070567 | 0.0070567 | 0.98577 | -0.099851 | 0.98542 | -0.10232 | 2.6136
82 | -0.009183 | -0.0022992 | 0.0091847 | 0.0022997 | 1.7467e-06 | 4.8588e-07 | 0.013858 | 0.013858 | 0.013858 | 0.98597 | -0.098386 | 0.98617 | -0.09701 | 5.1326
83 | 0.0046735 | 0.0011701 | -0.0046723 | -0.0011701 | 1.217e-06 | -3.0723e-08 | 0.0070567 | 0.0070569 | 0.0070569 | 0.98542 | -0.10232 | 0.98515 | -0.10421 | 2.6137
84 | 0.0037955 | 0.00095038 | -0.0037949 | -0.00095052 | 6.0908e-07 | -1.4385e-07 | 0.0057326 | 0.0057328 | 0.0057328 | 0.98515 | -0.10421 | 0.98499 | -0.10537 | 2.1232
85 | 0.079758 | 0.020111 | -0.079421 | -0.019981 | 0.00033727 | 0.00012922 | 0.11876 | 0.11876 | 0.11876 | 0.9997 | -0.0020689 | 0.99534 | -0.032377 | 43.9851
86 | 0.0069698 | 0.0017456 | -0.0069695 | -0.0017455 | 3.2074e-07 | 6.6957e-08 | 0.010649 | 0.010649 | 0.010649 | 0.97391 | -0.18288 | 0.97386 | -0.18321 | 3.9439
87 | -0.030479 | -0.007638 | 0.030489 | 0.0076408 | 9.5234e-06 | 2.8802e-06 | 0.046654 | 0.046654 | 0.046654 | 0.97211 | -0.19576 | 0.97243 | -0.19351 | 5.7598
88 | 0.02707 | 0.0067834 | -0.027065 | -0.0067821 | 4.9557e-06 | 1.39e-06 | 0.041435 | 0.041435 | 0.041435 | 0.97211 | -0.19576 | 0.97193 | -0.19709 | 5.1155
89 | -0.033766 | -0.0084622 | 0.033774 | 0.0084648 | 8.1751e-06 | 2.5962e-06 | 0.051669 | 0.051669 | 0.051669 | 0.97243 | -0.19351 | 0.97267 | -0.19176 | 6.3789
90 | 0.0040532 | 0.0010155 | -0.0040523 | -0.0010156 | 8.6244e-07 | -1.1302e-07 | 0.0062053 | 0.0062055 | 0.0062055 | 0.97193 | -0.19709 | 0.97172 | -0.19862 | 2.2983
91 | 0.0032571 | 0.00081605 | -0.0032567 | -0.00081622 | 3.8962e-07 | -1.613e-07 | 0.0049865 | 0.0049866 | 0.0049866 | 0.97193 | -0.19709 | 0.97181 | -0.19795 | 1.8469
92 | 0.019754 | 0.0049505 | -0.019751 | -0.0049498 | 3.7116e-06 | 7.0236e-07 | 0.030243 | 0.030244 | 0.030244 | 0.97193 | -0.19709 | 0.97174 | -0.19844 | 3.7338
93 | -0.046298 | -0.011604 | 0.04633 | 0.011615 | 3.2599e-05 | 1.1374e-05 | 0.070827 | 0.070827 | 0.070827 | 0.97267 | -0.19176 | 0.97338 | -0.18667 | 8.7441
94 | 0.012524 | 0.0031388 | -0.012521 | -0.0031379 | 2.773e-06 | 9.1631e-07 | 0.019159 | 0.019159 | 0.019159 | 0.97267 | -0.19176 | 0.97245 | -0.19336 | 7.0959
95 | 0.015059 | 0.0037741 | -0.015059 | -0.0037741 | 1.5309e-07 | 7.4416e-09 | 0.02306 | 0.02306 | 0.02306 | 0.97174 | -0.19844 | 0.97173 | -0.19852 | 2.8469
96 | 0.004252 | 0.0010654 | -0.0042513 | -0.0010655 | 6.9747e-07 | -6.0515e-08 | 0.0065001 | 0.0065002 | 0.0065002 | 0.97338 | -0.18667 | 0.97321 | -0.18786 | 2.4075
97 | 0.0084965 | 0.0021293 | -0.0084961 | -0.0021292 | 4.3238e-07 | 1.1544e-07 | 0.013001 | 0.013001 | 0.013001 | 0.97245 | -0.19336 | 0.9724 | -0.19372 | 4.8152
98 | 0.0099755 | 0.0025 | -0.0099745 | -0.0024999 | 1.0034e-06 | 4.4483e-08 | 0.015276 | 0.015276 | 0.015276 | 0.97173 | -0.19852 | 0.97163 | -0.19924 | 2.8288
99 | 0.0053018 | 0.0013287 | -0.0053012 | -0.0013286 | 5.4925e-07 | 4.538e-08 | 0.008113 | 0.0081131 | 0.0081131 | 0.9724 | -0.19372 | 0.97229 | -0.19447 | 3.0049
100 | 0.0085 | 0.0021304 | -0.008495 | -0.002129 | 5.0622e-06 | 1.3544e-06 | 0.013017 | 0.013018 | 0.013018 | 0.97163 | -0.19924 | 0.97103 | -0.20355 | 4.8214
101 | -0.00084538 | -0.00021187 | 0.0008454 | 0.00021163 | 2.0216e-08 | -2.4505e-07 | 0.0012771 | 0.001277 | 0.0012771 | 0.98497 | -0.10554 | 0.98499 | -0.10537 | 0.47301
102 | 0.0029495 | 0.00073889 | -0.0029492 | -0.00073909 | 3.0462e-07 | -1.9578e-07 | 0.0044557 | 0.0044558 | 0.0044558 | 0.98499 | -0.10537 | 0.98489 | -0.10611 | 1.6503
103 | 0.0013637 | 0.00034171 | -0.0013636 | -0.00034176 | 1.2327e-08 | -5.4486e-08 | 0.0020603 | 0.0020603 | 0.0020603 | 0.98489 | -0.10611 | 0.98488 | -0.10618 | 0.76307
104 | -0.011909 | -0.0029825 | 0.011911 | 0.0029832 | 1.9734e-06 | 6.34e-07 | 0.017969 | 0.017969 | 0.017969 | 0.98617 | -0.09701 | 0.98633 | -0.095811 | 6.6552
105 | 0.0039929 | 0.00099983 | -0.0039918 | -0.001 | 1.1042e-06 | -1.6629e-07 | 0.0061017 | 0.0061019 | 0.0061019 | 0.97369 | -0.18442 | 0.97342 | -0.18643 | 2.26
106 | -0.0057414 | -0.001438 | 0.0057424 | 0.0014382 | 9.6376e-07 | 1.2108e-07 | 0.0087738 | 0.0087737 | 0.0087738 | 0.97369 | -0.18442 | 0.97386 | -0.18321 | 3.2496
107 | 0.0039918 | 0.001 | -0.0039914 | -0.0010001 | 4.4235e-07 | -6.6512e-08 | 0.0061019 | 0.006102 | 0.006102 | 0.97342 | -0.18643 | 0.97331 | -0.18723 | 2.26
108 | 0.0012271 | 0.00030733 | -0.0012271 | -0.00030753 | 3.8007e-08 | -2.0096e-07 | 0.0018749 | 0.001875 | 0.001875 | 0.97386 | -0.18321 | 0.97383 | -0.18343 | 0.69443
109 | 0.0023477 | 0.00058825 | -0.0023476 | -0.00058836 | 1.0036e-07 | -1.1656e-07 | 0.0035892 | 0.0035892 | 0.0035892 | 0.97331 | -0.18723 | 0.97326 | -0.18754 | 1.3293
110 | 0.0016437 | 0.00041182 | -0.0016436 | -0.00041193 | 4.07e-08 | -1.1272e-07 | 0.0025129 | 0.0025129 | 0.0025129 | 0.97331 | -0.18723 | 0.97328 | -0.18741 | 0.9307
111 | -0.0015068 | -0.00037763 | 0.0015068 | 0.00037735 | 7.936e-08 | -2.8082e-07 | 0.0022783 | 0.0022782 | 0.0022783 | 0.98411 | -0.11165 | 0.98416 | -0.11127 | 0.84381
112 | -0.0028403 | -0.00071154 | 0.0028408 | 0.00071121 | 4.6194e-07 | -3.3253e-07 | 0.0042943 | 0.0042941 | 0.0042943 | 0.98416 | -0.11127 | 0.98432 | -0.1101 | 1.5905
113 | 0.0016144 | 0.00040442 | -0.0016143 | -0.00040458 | 5.2742e-08 | -1.6011e-07 | 0.0024404 | 0.0024405 | 0.0024405 | 0.98432 | -0.1101 | 0.98429 | -0.11033 | 0.90387
114 | -0.0063122 | -0.0015811 | 0.0063136 | 0.0015813 | 1.3193e-06 | 2.1219e-07 | 0.009542 | 0.0095419 | 0.009542 | 0.98432 | -0.1101 | 0.98454 | -0.10859 | 3.5341
115 | 0.001403 | 0.00035142 | -0.001403 | -0.00035163 | 4.8999e-08 | -2.0322e-07 | 0.0021205 | 0.0021206 | 0.0021206 | 0.98454 | -0.10859 | 0.9845 | -0.10884 | 0.78539
116 | 0.0032374 | 0.00081135 | -0.0032374 | -0.00081136 | 3.2073e-08 | -1.5252e-08 | 0.0048802 | 0.0048802 | 0.0048802 | 0.98711 | -0.090342 | 0.9871 | -0.090413 | 1.8075
117 | -0.0080474 | -0.0020169 | 0.0080501 | 0.0020175 | 2.6775e-06 | 6.5695e-07 | 0.012131 | 0.012131 | 0.012131 | 0.98711 | -0.090342 | 0.98745 | -0.087939 | 4.493
118 | -0.014638 | -0.0036682 | 0.014648 | 0.0036718 | 1.0578e-05 | 3.6226e-06 | 0.022058 | 0.022058 | 0.022058 | 0.98745 | -0.087939 | 0.98818 | -0.082721 | 8.1697
119 | 0.0065877 | 0.0016507 | -0.0065869 | -0.0016506 | 8.3707e-07 | 1.4785e-07 | 0.0099271 | 0.0099272 | 0.0099272 | 0.98745 | -0.087939 | 0.98732 | -0.088857 | 3.6767
120 | -0.018491 | -0.0046348 | 0.018502 | 0.0046389 | 1.143e-05 | 4.0934e-06 | 0.027844 | 0.027844 | 0.027844 | 0.98818 | -0.082721 | 0.98881 | -0.078259 | 10.3125
121 | 0.0040727 | 0.0010204 | -0.0040723 | -0.0010205 | 4.0292e-07 | -6.4187e-08 | 0.006138 | 0.0061381 | 0.0061381 | 0.98732 | -0.088857 | 0.98722 | -0.089572 | 2.2734
122 | -0.021201 | -0.0053152 | 0.02123 | 0.0053257 | 2.8993e-05 | 1.0565e-05 | 0.031906 | 0.031905 | 0.031906 | 0.98881 | -0.078259 | 0.99021 | -0.0684 | 11.8169
123 | 0.0026993 | 0.00067626 | -0.0026991 | -0.00067645 | 2.2084e-07 | -1.9018e-07 | 0.004062 | 0.004062 | 0.004062 | 0.98881 | -0.078259 | 0.98873 | -0.07885 | 1.5045
124 | 0.0031975 | 0.00080126 | -0.0031974 | -0.0008013 | 7.6942e-08 | -3.828e-08 | 0.0048195 | 0.0048195 | 0.0048195 | 0.98722 | -0.089572 | 0.98719 | -0.089746 | 1.785
125 | -0.024138 | -0.0060543 | 0.024174 | 0.0060679 | 3.6856e-05 | 1.3597e-05 | 0.036274 | 0.036274 | 0.036274 | 0.99021 | -0.0684 | 0.99177 | -0.057404 | 13.4348
126 | 0.0022109 | 0.00055406 | -0.0022109 | -0.00055411 | 3.1072e-08 | -4.5373e-08 | 0.0033326 | 0.0033326 | 0.0033326 | 0.98719 | -0.089746 | 0.98718 | -0.089847 | 1.2343
127 | 0.054657 | 0.013729 | -0.054587 | -0.013703 | 6.9786e-05 | 2.6627e-05 | 0.082017 | 0.082017 | 0.082017 | 0.99177 | -0.057404 | 0.99046 | -0.066598 | 30.3766
128 | -0.078832 | -0.019797 | 0.079107 | 0.019903 | 0.00027523 | 0.00010545 | 0.11829 | 0.11829 | 0.11829 | 0.99177 | -0.057404 | 0.99534 | -0.032377 | 43.8113
129 | 0.052606 | 0.013206 | -0.052585 | -0.013198 | 2.0555e-05 | 7.838e-06 | 0.07904 | 0.07904 | 0.07904 | 0.99046 | -0.066598 | 0.99006 | -0.069412 | 29.2739
130 | 0.018872 | 0.0047297 | -0.018864 | -0.0047266 | 8.5452e-06 | 3.07e-06 | 0.028437 | 0.028437 | 0.028437 | 0.98754 | -0.087275 | 0.98708 | -0.090547 | 10.5322
131 | 0.03025 | 0.0075849 | -0.030229 | -0.0075771 | 2.081e-05 | 7.7985e-06 | 0.045581 | 0.045582 | 0.045582 | 0.98754 | -0.087275 | 0.98684 | -0.092243 | 16.8821
132 | -0.049122 | -0.012315 | 0.049244 | 0.012361 | 0.00012185 | 4.6408e-05 | 0.074018 | 0.074018 | 0.074018 | 0.98754 | -0.087275 | 0.99006 | -0.069412 | 27.4142
133 | 0.016105 | 0.0040353 | -0.016105 | -0.004035 | 7.1164e-07 | 2.4898e-07 | 0.024279 | 0.024279 | 0.024279 | 0.98708 | -0.090547 | 0.98703 | -0.090867 | 8.9921
134 | 0.014321 | 0.003588 | -0.014311 | -0.0035847 | 9.7902e-06 | 3.3355e-06 | 0.021589 | 0.02159 | 0.02159 | 0.98703 | -0.090867 | 0.98633 | -0.095811 | 7.9961
135 | -0.0020129 | -0.00050447 | 0.0020129 | 0.00050443 | 2.0247e-08 | -3.6813e-08 | 0.0030419 | 0.0030419 | 0.0030419 | 0.98462 | -0.10796 | 0.98464 | -0.10789 | 1.1266

## res_trafo
| p_hv_mw | q_hv_mvar | p_lv_mw | q_lv_mvar | pl_mw | ql_mvar | i_hv_ka | i_lv_ka | vm_hv_pu | va_hv_degree | vm_lv_pu | va_lv_degree | loading_percent
0 | 2.5187e-16 | 8.8016e-16 | 0.00079998 | 7.4552e-08 | 0.00079998 | 7.4552e-08 | 2.6429e-17 | 0.0011547 | 0.99998 | 149.9947 | 1 | 0 | 0.31999

## res_ext_grid
| p_mw | q_mvar
0 | 0.23318 | 0.058796

## res_load
| p_mw | q_mvar
0 | 0.001307 | 0.00032755
1 | 0.0016045 | 0.00040213
2 | 0.0027759 | 0.00069571
3 | 0.0021984 | 0.00055098
4 | 0.0045875 | 0.0011497
5 | 0.0013045 | 0.00032694
6 | 0.0025936 | 0.00065001
7 | 0.0037287 | 0.0009345
8 | 0.013833 | 0.003467
9 | 0.0039013 | 0.00097777
10 | 0.0010632 | 0.00026647
11 | 0.0010991 | 0.00027545
12 | 0.00077252 | 0.00019361
13 | 0.00062324 | 0.0001562
14 | 0.0010056 | 0.00025204
15 | 0.012292 | 0.0030806
16 | 0.0007122 | 0.00017849
17 | 0.00043939 | 0.00011012
18 | 0.00055448 | 0.00013897
19 | 0.00067088 | 0.00016814
20 | 0.0011368 | 0.0002849
21 | 0.001696 | 0.00042506
22 | 0.0009797 | 0.00024554
23 | 0.00087052 | 0.00021817
24 | 0.0016526 | 0.00041418
25 | 0.0027489 | 0.00068893
26 | 0.00205 | 0.00051378
27 | 0.0015148 | 0.00037964
28 | 0.000625 | 0.00015664
29 | 0.00062334 | 0.00015622
30 | 0.00083027 | 0.00020809
31 | 0.0011803 | 0.00029582
32 | 0.00073503 | 0.00018422
33 | 0.0010839 | 0.00027166
34 | 0.00077301 | 0.00019374
35 | 0.00088863 | 0.00022271
36 | 0.0008035 | 0.00020138
37 | 0.0011075 | 0.00027757
38 | 0.00085068 | 0.0002132
39 | 0.00079468 | 0.00019917
40 | 0.0072768 | 0.0018237
41 | 0.00096796 | 0.00024259
42 | 0.00083969 | 0.00021045
43 | 0.00062501 | 0.00015664
44 | 0.00073473 | 0.00018414
45 | 0.00082912 | 0.0002078
46 | 0.00065045 | 0.00016302
47 | 0.00060186 | 0.00015084
48 | 0.00057774 | 0.0001448
49 | 0.00087766 | 0.00021996
50 | 0.0010855 | 0.00027206
51 | 0.00023274 | 5.8331e-05
52 | 0.00050551 | 0.00012669
53 | 0.00071777 | 0.00017989
54 | 0.00051461 | 0.00012897
55 | 0.00080731 | 0.00020233
56 | 0.0012445 | 0.00031189
57 | 0.0022009 | 0.00055159
58 | 0.0023054 | 0.00057778
59 | 0.00087674 | 0.00021973
60 | 0.0034096 | 0.00085452
61 | 0.0032773 | 0.00082138
62 | 0.0040523 | 0.0010156
63 | 0.0032567 | 0.00081622
64 | 0.0046912 | 0.0011757
65 | 0.0040242 | 0.0010086
66 | 0.0050836 | 0.0012741
67 | 0.0042513 | 0.0010655
68 | 0.0031943 | 0.00080057
69 | 0.0014745 | 0.00036955
70 | 0.0053012 | 0.0013286
71 | 0.0086937 | 0.0021788
72 | 0.00084538 | 0.00021187
73 | 0.0015856 | 0.00039738
74 | 0.0013636 | 0.00034176
75 | 0.0027245 | 0.00068283
76 | 0.0017485 | 0.00043821
77 | 0.0012271 | 0.00030753
78 | 0.0023476 | 0.00058836
79 | 0.0016436 | 0.00041193
80 | 0.008495 | 0.002129
81 | 0.0015068 | 0.00037763
82 | 0.0013335 | 0.00033419
83 | 0.0018571 | 0.00046544
84 | 0.0016143 | 0.00040458
85 | 0.001403 | 0.00035163
86 | 0.00481 | 0.0012055
87 | 0.0032374 | 0.00081136
88 | 0.0038423 | 0.00096298
89 | 0.0025142 | 0.00063011
90 | 0.00087482 | 0.00021925
91 | 0.0029071 | 0.00072859
92 | 0.0026991 | 0.00067645
93 | 0.00098648 | 0.00024724
94 | 0.0019818 | 0.00049669
95 | 0.0003139 | 7.867e-05
96 | 0.0022109 | 0.00055411
97 | 0.0027584 | 0.00069132
98 | 0.002526 | 0.00063308
99 | 0.0033411 | 0.00083735
100 | 0.0017837 | 0.00044705
101 | 0.0023999 | 0.00060148
102 | 0.0020129 | 0.00050447
103 | 0.0017022 | 0.00042661

## dtypes
| element | column | dtype
0 | bus | name | object
1 | bus | vn_kv | float64
2 | bus | type | object
3 | bus | zone | object
4 | bus | in_service | bool
5 | load | name | object
6 | load | bus | uint32
7 | load | p_mw | float64
8 | load | q_mvar | float64
9 | load | const_z_percent | float64
10 | load | const_i_percent | float64
11 | load | sn_mva | float64
12 | load | scaling | float64
13 | load | in_service | bool
14 | load | type | object
15 | ext_grid | name | object
16 | ext_grid | bus | uint32
17 | ext_grid | vm_pu | float64
18 | ext_grid | va_degree | float64
19 | ext_grid | slack_weight | float64
20 | ext_grid | in_service | bool
21 | line | name | object
22 | line | std_type | object
23 | line | from_bus | uint32
24 | line | to_bus | uint32
25 | line | length_km | float64
26 | line | r_ohm_per_km | float64
27 | line | x_ohm_per_km | float64
28 | line | c_nf_per_km | float64
29 | line | g_us_per_km | float64
30 | line | max_i_ka | float64
31 | line | df | float64
32 | line | parallel | uint32
33 | line | type | object
34 | line | in_service | bool
35 | trafo | name | object
36 | trafo | std_type | object
37 | trafo | hv_bus | uint32
38 | trafo | lv_bus | uint32
39 | trafo | sn_mva | float64
40 | trafo | vn_hv_kv | float64
41 | trafo | vn_lv_kv | float64
42 | trafo | vk_percent | float64
43 | trafo | vkr_percent | float64
44 | trafo | pfe_kw | float64
45 | trafo | i0_percent | float64
46 | trafo | shift_degree | float64
47 | trafo | tap_side | object
48 | trafo | tap_neutral | int32
49 | trafo | tap_min | int32
50 | trafo | tap_max | int32
51 | trafo | tap_step_percent | float64
52 | trafo | tap_step_degree | float64
53 | trafo | tap_pos | int32
54 | trafo | tap_phase_shifter | bool
55 | trafo | parallel | uint32
56 | trafo | df | float64
57 | trafo | in_service | bool
58 | line_geodata | coords | object
59 | bus_geodata | x | float64
60 | bus_geodata | y | float64
61 | bus_geodata | coords | object
62 | res_bus | vm_pu | float64
63 | res_bus | va_degree | float64
64 | res_bus | p_mw | float64
65 | res_bus | q_mvar | float64
66 | res_line | p_from_mw | float64
67 | res_line | q_from_mvar | float64
68 | res_line | p_to_mw | float64
69 | res_line | q_to_mvar | float64
70 | res_line | pl_mw | float64
71 | res_line | ql_mvar | float64
72 | res_line | i_from_ka | float64
73 | res_line | i_to_ka | float64
74 | res_line | i_ka | float64
75 | res_line | vm_from_pu | float64
76 | res_line | va_from_degree | float64
77 | res_line | vm_to_pu | float64
78 | res_line | va_to_degree | float64
79 | res_line | loading_percent | float64
80 | res_trafo | p_hv_mw | float64
81 | res_trafo | q_hv_mvar | float64
82 | res_trafo | p_lv_mw | float64
83 | res_trafo | q_lv_mvar | float64
84 | res_trafo | pl_mw | float64
85 | res_trafo | ql_mvar | float64
86 | res_trafo | i_hv_ka | float64
87 | res_trafo | i_lv_ka | float64
88 | res_trafo | vm_hv_pu | float64
89 | res_trafo | va_hv_degree | float64
90 | res_trafo | vm_lv_pu | float64
91 | res_trafo | va_lv_degree | float64
92 | res_trafo | loading_percent | float64
93 | res_ext_grid | p_mw | float64
94 | res_ext_grid | q_mvar | float64
95 | res_load | p_mw | float64
96 | res_load | q_mvar | float64

## parameters
| version | format_version | converged | OPF_converged | name | f_hz | sn_mva
0 | 2.14.6 | 2.14.0 | TRUE | FALSE |  | 50 | 1