## bus
| name | vn_kv | type | zone | in_service
0 | bus_LV_2055-2_1_3_node_145 | 0.4 | n |  | TRUE
1 | bus_LV_2055-2_1_3_node_146 | 0.4 | n |  | TRUE
2 | bus_LV_2055-2_1_3_node_147 | 0.4 | n |  | TRUE
3 | bus_LV_2055-2_1_3_node_148 | 0.4 | n |  | TRUE
4 | bus_LV_2055-2_1_3_node_40 | 0.4 | n |  | TRUE
5 | bus_LV_2055-2_1_3_node_41 | 0.4 | n |  | TRUE
6 | bus_LV_2055-2_1_3_node_42 | 0.4 | n |  | TRUE
7 | bus_LV_2055-2_1_3_node_43 | 0.4 | n |  | TRUE
8 | bus_LV_2055-2_1_3_node_44 | 0.4 | n |  | TRUE
9 | bus_LV_2055-2_1_3_node_45 | 0.4 | n |  | TRUE
10 | bus_LV_2055-2_1_3_node_46 | 0.4 | n |  | TRUE
11 | bus_LV_2055-2_1_3_node_47 | 0.4 | n |  | TRUE
12 | bus_LV_2055-2_1_3_node_48 | 0.4 | n |  | TRUE
13 | bus_LV_2055-2_1_3_node_49 | 0.4 | n |  | TRUE
14 | bus_LV_2055-2_1_3_node_50 | 0.4 | n |  | TRUE
15 | bus_LV_2055-2_1_3_node_51 | 0.4 | n |  | TRUE
16 | bus_LV_2055-2_1_3_node_56 | 0.4 | n |  | TRUE
17 | bus_LV_2055-2_1_3_node_57 | 0.4 | n |  | TRUE
18 | bus_LV_2055-2_1_3_node_58 | 0.4 | n |  | TRUE
19 | bus_LV_2055-2_1_3_node_52 | 0.4 | n |  | TRUE
20 | bus_LV_2055-2_1_3_node_53 | 0.4 | n |  | TRUE
21 | bus_LV_2055-2_1_3_node_54 | 0.4 | n |  | TRUE
22 | bus_LV_2055-2_1_3_node_55 | 0.4 | n |  | TRUE
23 | bus_LV_2055-2_1_3_node_59 | 0.4 | n |  | TRUE
24 | bus_LV_2055-2_1_3_node_77 | 0.4 | n |  | TRUE
25 | bus_LV_2055-2_1_3_node_74 | 0.4 | n |  | TRUE
26 | bus_LV_2055-2_1_3_node_60 | 0.4 | n |  | TRUE
27 | bus_LV_2055-2_1_3_node_75 | 0.4 | n |  | TRUE
28 | bus_LV_2055-2_1_3_node_61 | 0.4 | n |  | TRUE
29 | bus_LV_2055-2_1_3_node_62 | 0.4 | n |  | TRUE
30 | bus_LV_2055-2_1_3_node_65 | 0.4 | n |  | TRUE
31 | bus_LV_2055-2_1_3_node_63 | 0.4 | n |  | TRUE
32 | bus_LV_2055-2_1_3_node_64 | 0.4 | n |  | TRUE
33 | bus_LV_2055-2_1_3_node_66 | 0.4 | n |  | TRUE
34 | bus_LV_2055-2_1_3_node_67 | 0.4 | n |  | TRUE
35 | bus_LV_2055-2_1_3_node_68 | 0.4 | n |  | TRUE
36 | bus_LV_2055-2_1_3_node_69 | 0.4 | n |  | TRUE
37 | bus_LV_2055-2_1_3_node_70 | 0.4 | n |  | TRUE
38 | bus_LV_2055-2_1_3_node_71 | 0.4 | n |  | TRUE
39 | bus_LV_2055-2_1_3_node_72 | 0.4 | n |  | TRUE
40 | bus_LV_2055-2_1_3_node_73 | 0.4 | n |  | TRUE
41 | bus_LV_2055-2_1_3_node_102 | 0.4 | n |  | TRUE
42 | bus_LV_2055-2_1_3_node_155 | 0.4 | n |  | TRUE
43 | bus_LV_2055-2_1_3_node_81 | 0.4 | n |  | TRUE
44 | bus_LV_2055-2_1_3_node_101 | 0.4 | n |  | TRUE
45 | bus_LV_2055-2_1_3_node_99 | 0.4 | n |  | TRUE
46 | bus_LV_2055-2_1_3_node_103 | 0.4 | n |  | TRUE
47 | bus_LV_2055-2_1_3_node_156 | 0.4 | n |  | TRUE
48 | bus_LV_2055-2_1_3_node_79 | 0.4 | n |  | TRUE
49 | bus_LV_2055-2_1_3_node_160 | 0.4 | n |  | TRUE
50 | bus_LV_2055-2_1_3_node_97 | 0.4 | n |  | TRUE
51 | bus_LV_2055-2_1_3_node_100 | 0.4 | n |  | TRUE
52 | bus_LV_2055-2_1_3_node_85 | 0.4 | n |  | TRUE
53 | bus_LV_2055-2_1_3_node_76 | 0.4 | n |  | TRUE
54 | bus_LV_2055-2_1_3_node_78 | 0.4 | n |  | TRUE
55 | bus_LV_2055-2_1_3_node_80 | 0.4 | n |  | TRUE
56 | bus_LV_2055-2_1_3_node_82 | 0.4 | n |  | TRUE
57 | bus_LV_2055-2_1_3_node_83 | 0.4 | n |  | TRUE
58 | bus_LV_2055-2_1_3_node_84 | 0.4 | n |  | TRUE
59 | bus_LV_2055-2_1_3_node_86 | 0.4 | n |  | TRUE
60 | bus_LV_2055-2_1_3_node_87 | 0.4 | n |  | TRUE
61 | bus_LV_2055-2_1_3_node_88 | 0.4 | n |  | TRUE
62 | bus_LV_2055-2_1_3_node_89 | 0.4 | n |  | TRUE
63 | bus_LV_2055-2_1_3_node_90 | 0.4 | n |  | TRUE
64 | bus_LV_2055-2_1_3_node_91 | 0.4 | n |  | TRUE
65 | bus_LV_2055-2_1_3_node_92 | 0.4 | n |  | TRUE
66 | bus_LV_2055-2_1_3_node_93 | 0.4 | n |  | TRUE
67 | bus_LV_2055-2_1_3_node_190 | 0.4 | n |  | TRUE
68 | bus_LV_2055-2_1_3_node_96 | 0.4 | n |  | TRUE
69 | bus_LV_2055-2_1_3_node_191 | 0.4 | n |  | TRUE
70 | bus_LV_2055-2_1_3_node_98 | 0.4 | n |  | TRUE
71 | bus_LV_2055-2_1_3_node_94 | 0.4 | n |  | TRUE
72 | bus_LV_2055-2_1_3_node_95 | 0.4 | n |  | TRUE
73 | bus_LV_2055-2_1_3_node_161 | 0.4 | n |  | TRUE
74 | bus_LV_2055-2_1_3_node_154 | 0.4 | n |  | TRUE
75 | bus_LV_2055-2_1_3_node_144 | 0.4 | n |  | TRUE
76 | bus_LV_2055-2_1_3_node_114 | 0.4 | n |  | TRUE
77 | bus_LV_2055-2_1_3_node_136 | 0.4 | n |  | TRUE
78 | bus_LV_2055-2_1_3_node_104 | 0.4 | n |  | TRUE
79 | bus_LV_2055-2_1_3_node_105 | 0.4 | n |  | TRUE
80 | bus_LV_2055-2_1_3_node_157 | 0.4 | n |  | TRUE
81 | bus_LV_2055-2_1_3_node_158 | 0.4 | n |  | TRUE
82 | bus_LV_2055-2_1_3_node_106 | 0.4 | n |  | TRUE
83 | bus_LV_2055-2_1_3_node_107 | 0.4 | n |  | TRUE
84 | bus_LV_2055-2_1_3_node_108 | 0.4 | n |  | TRUE
85 | bus_LV_2055-2_1_3_node_109 | 0.4 | n |  | TRUE
86 | bus_LV_2055-2_1_3_node_110 | 0.4 | n |  | TRUE
87 | bus_LV_2055-2_1_3_node_111 | 0.4 | n |  | TRUE
88 | bus_LV_2055-2_1_3_node_139 | 0.4 | n |  | TRUE
89 | bus_LV_2055-2_1_3_node_138 | 0.4 | n |  | TRUE
90 | bus_LV_2055-2_1_3_node_112 | 0.4 | n |  | TRUE
91 | bus_LV_2055-2_1_3_node_116 | 0.4 | n |  | TRUE
92 | bus_LV_2055-2_1_3_node_115 | 0.4 | n |  | TRUE
93 | bus_LV_2055-2_1_3_node_117 | 0.4 | n |  | TRUE
94 | bus_LV_2055-2_1_3_node_173 | 0.4 | n |  | TRUE
95 | bus_LV_2055-2_1_3_node_172 | 0.4 | n |  | TRUE
96 | bus_LV_2055-2_1_3_node_113 | 0.4 | n |  | TRUE
97 | bus_LV_2055-2_1_3_node_143 | 0.4 | n |  | TRUE
98 | bus_LV_2055-2_1_3_node_142 | 0.4 | n |  | TRUE
99 | bus_LV_2055-2_1_3_node_159 | 0.4 | n |  | TRUE
100 | bus_LV_2055-2_1_3_node_134 | 0.4 | n |  | TRUE
101 | bus_LV_2055-2_1_3_node_123 | 0.4 | n |  | TRUE
102 | bus_LV_2055-2_1_3_node_127 | 0.4 | n |  | TRUE
103 | bus_LV_2055-2_1_3_node_121 | 0.4 | n |  | TRUE
104 | bus_LV_2055-2_1_3_node_124 | 0.4 | n |  | TRUE
105 | bus_LV_2055-2_1_3_node_125 | 0.4 | n |  | TRUE
106 | bus_LV_2055-2_1_3_node_126 | 0.4 | n |  | TRUE
107 | bus_LV_2055-2_1_3_node_119 | 0.4 | n |  | TRUE
108 | bus_LV_2055-2_1_3_node_118 | 0.4 | n |  | TRUE
109 | bus_LV_2055-2_1_3_node_120 | 0.4 | n |  | TRUE
110 | bus_LV_2055-2_1_3_node_122 | 0.4 | n |  | TRUE
111 | bus_LV_2055-2_1_3_node_133 | 0.4 | n |  | TRUE
112 | bus_LV_2055-2_1_3_node_135 | 0.4 | n |  | TRUE
113 | bus_LV_2055-2_1_3_node_189 | 0.4 | n |  | TRUE
114 | bus_LV_2055-2_1_3_node_141 | 0.4 | n |  | TRUE
115 | bus_LV_2055-2_1_3_node_137 | 0.4 | n |  | TRUE
116 | bus_LV_2055-2_1_3_node_140 | 0.4 | n |  | TRUE
117 | bus_LV_2055-2_1_3_node_169 | 0.4 | n |  | TRUE
118 | bus_MV_454_0_node_260 | 20 | n |  | TRUE

## load
| name | bus | p_mw | q_mvar | const_z_percent | const_i_percent | sn_mva | scaling | in_service | type
0 | LV_2055-2_1_3_load_145 | 0 | 0.0043087 | 0.0010799 | 0 | 0 |  | 1 | TRUE | wye
1 | LV_2055-2_1_3_load_40 | 4 | 0.0011324 | 0.00028381 | 0 | 0 |  | 1 | TRUE | wye
2 | LV_2055-2_1_3_load_41 | 5 | 0.0023053 | 0.00057776 | 0 | 0 |  | 1 | TRUE | wye
3 | LV_2055-2_1_3_load_42 | 6 | 0.001154 | 0.00028922 | 0 | 0 |  | 1 | TRUE | wye
4 | LV_2055-2_1_3_load_43 | 7 | 0.0026177 | 0.00065605 | 0 | 0 |  | 1 | TRUE | wye
5 | LV_2055-2_1_3_load_45 | 9 | 0.003152 | 0.00078997 | 0 | 0 |  | 1 | TRUE | wye
6 | LV_2055-2_1_3_load_46 | 10 | 0.0020907 | 0.00052399 | 0 | 0 |  | 1 | TRUE | wye
7 | LV_2055-2_1_3_load_47 | 11 | 0.0005582 | 0.0001399 | 0 | 0 |  | 1 | TRUE | wye
8 | LV_2055-2_1_3_load_48 | 12 | 0.00044357 | 0.00011117 | 0 | 0 |  | 1 | TRUE | wye
9 | LV_2055-2_1_3_load_49 | 13 | 0.0034182 | 0.00085669 | 0 | 0 |  | 1 | TRUE | wye
10 | LV_2055-2_1_3_load_50 | 14 | 0.003248 | 0.00081402 | 0 | 0 |  | 1 | TRUE | wye
11 | LV_2055-2_1_3_load_56 | 16 | 0.0034625 | 0.00086779 | 0 | 0 |  | 1 | TRUE | wye
12 | LV_2055-2_1_3_load_57 | 17 | 0.0016383 | 0.00041059 | 0 | 0 |  | 1 | TRUE | wye
13 | LV_2055-2_1_3_load_52 | 19 | 0.0021528 | 0.00053953 | 0 | 0 |  | 1 | TRUE | wye
14 | LV_2055-2_1_3_load_59 | 23 | 0.0024354 | 0.00061036 | 0 | 0 |  | 1 | TRUE | wye
15 | LV_2055-2_1_3_load_77 | 24 | 0.00098106 | 0.00024588 | 0 | 0 |  | 1 | TRUE | wye
16 | LV_2055-2_1_3_load_74 | 25 | 0.0011631 | 0.00029151 | 0 | 0 |  | 1 | TRUE | wye
17 | LV_2055-2_1_3_load_75 | 27 | 0.0024479 | 0.0006135 | 0 | 0 |  | 1 | TRUE | wye
18 | LV_2055-2_1_3_load_61 | 28 | 0.0018397 | 0.00046107 | 0 | 0 |  | 1 | TRUE | wye
19 | LV_2055-2_1_3_load_65 | 30 | 0.0011666 | 0.00029239 | 0 | 0 |  | 1 | TRUE | wye
20 | LV_2055-2_1_3_load_63 | 31 | 0.0010767 | 0.00026986 | 0 | 0 |  | 1 | TRUE | wye
21 | LV_2055-2_1_3_load_64 | 32 | 0.0012097 | 0.00030318 | 0 | 0 |  | 1 | TRUE | wye
22 | LV_2055-2_1_3_load_66 | 33 | 0.0024932 | 0.00062485 | 0 | 0 |  | 1 | TRUE | wye
23 | LV_2055-2_1_3_load_67 | 34 | 0.0012314 | 0.00030862 | 0 | 0 |  | 1 | TRUE | wye
24 | LV_2055-2_1_3_load_70 | 37 | 0.001442 | 0.00036141 | 0 | 0 |  | 1 | TRUE | wye
25 | LV_2055-2_1_3_load_72 | 39 | 0.0018927 | 0.00047436 | 0 | 0 |  | 1 | TRUE | wye
26 | LV_2055-2_1_3_load_73 | 40 | 0.0010979 | 0.00027515 | 0 | 0 |  | 1 | TRUE | wye
27 | LV_2055-2_1_3_load_102 | 41 | 0.0011611 | 0.000291 | 0 | 0 |  | 1 | TRUE | wye
28 | LV_2055-2_1_3_load_155 | 42 | 0.0012125 | 0.00030389 | 0 | 0 |  | 1 | TRUE | wye
29 | LV_2055-2_1_3_load_156 | 47 | 0.0019627 | 0.0004919 | 0 | 0 |  | 1 | TRUE | wye
30 | LV_2055-2_1_3_load_160 | 49 | 0.0010463 | 0.00026223 | 0 | 0 |  | 1 | TRUE | wye
31 | LV_2055-2_1_3_load_85 | 52 | 0.0018801 | 0.0004712 | 0 | 0 |  | 1 | TRUE | wye
32 | LV_2055-2_1_3_load_76 | 53 | 0.0011206 | 0.00028084 | 0 | 0 |  | 1 | TRUE | wye
33 | LV_2055-2_1_3_load_78 | 54 | 0.0012888 | 0.00032301 | 0 | 0 |  | 1 | TRUE | wye
34 | LV_2055-2_1_3_load_80 | 55 | 0.0017783 | 0.00044568 | 0 | 0 |  | 1 | TRUE | wye
35 | LV_2055-2_1_3_load_82 | 56 | 0.0012407 | 0.00031095 | 0 | 0 |  | 1 | TRUE | wye
36 | LV_2055-2_1_3_load_83 | 57 | 0.0012394 | 0.00031061 | 0 | 0 |  | 1 | TRUE | wye
37 | LV_2055-2_1_3_load_86 | 59 | 0.0016852 | 0.00042236 | 0 | 0 |  | 1 | TRUE | wye
38 | LV_2055-2_1_3_load_87 | 60 | 0.00061729 | 0.00015471 | 0 | 0 |  | 1 | TRUE | wye
39 | LV_2055-2_1_3_load_91 | 64 | 0.0015896 | 0.00039839 | 0 | 0 |  | 1 | TRUE | wye
40 | LV_2055-2_1_3_load_93 | 66 | 0.00078555 | 0.00019688 | 0 | 0 |  | 1 | TRUE | wye
41 | LV_2055-2_1_3_load_190 | 67 | 0.0012507 | 0.00031346 | 0 | 0 |  | 1 | TRUE | wye
42 | LV_2055-2_1_3_load_191 | 69 | 0.00067128 | 0.00016824 | 0 | 0 |  | 1 | TRUE | wye
43 | LV_2055-2_1_3_load_98 | 70 | 0.0014172 | 0.00035518 | 0 | 0 |  | 1 | TRUE | wye
44 | LV_2055-2_1_3_load_94 | 71 | 0.0009971 | 0.0002499 | 0 | 0 |  | 1 | TRUE | wye
45 | LV_2055-2_1_3_load_161 | 73 | 0.0012768 | 0.00031999 | 0 | 0 |  | 1 | TRUE | wye
46 | LV_2055-2_1_3_load_154 | 74 | 0.0032435 | 0.00081291 | 0 | 0 |  | 1 | TRUE | wye
47 | LV_2055-2_1_3_load_136 | 77 | 0.0014314 | 0.00035874 | 0 | 0 |  | 1 | TRUE | wye
48 | LV_2055-2_1_3_load_104 | 78 | 0.0012782 | 0.00032036 | 0 | 0 |  | 1 | TRUE | wye
49 | LV_2055-2_1_3_load_157 | 80 | 0.0018919 | 0.00047417 | 0 | 0 |  | 1 | TRUE | wye
50 | LV_2055-2_1_3_load_158 | 81 | 0.00096831 | 0.00024268 | 0 | 0 |  | 1 | TRUE | wye
51 | LV_2055-2_1_3_load_106 | 82 | 0.00038374 | 9.6174e-05 | 0 | 0 |  | 1 | TRUE | wye
52 | LV_2055-2_1_3_load_107 | 83 | 0.00050226 | 0.00012588 | 0 | 0 |  | 1 | TRUE | wye
53 | LV_2055-2_1_3_load_109 | 85 | 0.00035673 | 8.9405e-05 | 0 | 0 |  | 1 | TRUE | wye
54 | LV_2055-2_1_3_load_110 | 86 | 0.00025873 | 6.4844e-05 | 0 | 0 |  | 1 | TRUE | wye
55 | LV_2055-2_1_3_load_139 | 88 | 0.0018036 | 0.00045203 | 0 | 0 |  | 1 | TRUE | wye
56 | LV_2055-2_1_3_load_112 | 90 | 0.00058457 | 0.00014651 | 0 | 0 |  | 1 | TRUE | wye
57 | LV_2055-2_1_3_load_115 | 92 | 0.0027385 | 0.00068633 | 0 | 0 |  | 1 | TRUE | wye
58 | LV_2055-2_1_3_load_117 | 93 | 0.0005811 | 0.00014564 | 0 | 0 |  | 1 | TRUE | wye
59 | LV_2055-2_1_3_load_173 | 94 | 0.00032999 | 8.2703e-05 | 0 | 0 |  | 1 | TRUE | wye
60 | LV_2055-2_1_3_load_172 | 95 | 0.00036148 | 9.0597e-05 | 0 | 0 |  | 1 | TRUE | wye
61 | LV_2055-2_1_3_load_113 | 96 | 0.00023742 | 5.9503e-05 | 0 | 0 |  | 1 | TRUE | wye
62 | LV_2055-2_1_3_load_143 | 97 | 0.0013821 | 0.00034638 | 0 | 0 |  | 1 | TRUE | wye
63 | LV_2055-2_1_3_load_159 | 99 | 0.0014595 | 0.00036578 | 0 | 0 |  | 1 | TRUE | wye
64 | LV_2055-2_1_3_load_127 | 102 | 0.00030707 | 7.6958e-05 | 0 | 0 |  | 1 | TRUE | wye
65 | LV_2055-2_1_3_load_121 | 103 | 0.00033943 | 8.5069e-05 | 0 | 0 |  | 1 | TRUE | wye
66 | LV_2055-2_1_3_load_124 | 104 | 0.00023624 | 5.9208e-05 | 0 | 0 |  | 1 | TRUE | wye
67 | LV_2055-2_1_3_load_125 | 105 | 0.000244 | 6.1153e-05 | 0 | 0 |  | 1 | TRUE | wye
68 | LV_2055-2_1_3_load_119 | 107 | 0.00032287 | 8.092e-05 | 0 | 0 |  | 1 | TRUE | wye
69 | LV_2055-2_1_3_load_118 | 108 | 0.00063421 | 0.00015895 | 0 | 0 |  | 1 | TRUE | wye
70 | LV_2055-2_1_3_load_133 | 111 | 0.0018707 | 0.00046884 | 0 | 0 |  | 1 | TRUE | wye
71 | LV_2055-2_1_3_load_189 | 113 | 0.0017648 | 0.00044229 | 0 | 0 |  | 1 | TRUE | wye
72 | LV_2055-2_1_3_load_141 | 114 | 0.0013379 | 0.00033531 | 0 | 0 |  | 1 | TRUE | wye
73 | LV_2055-2_1_3_load_137 | 115 | 0.0019118 | 0.00047914 | 0 | 0 |  | 1 | TRUE | wye
74 | LV_2055-2_1_3_load_140 | 116 | 0.0015773 | 0.00039531 | 0 | 0 |  | 1 | TRUE | wye
75 | LV_2055-2_1_3_load_169 | 117 | 0.00078696 | 0.00019723 | 0 | 0 |  | 1 | TRUE | wye

## ext_grid
| name | bus | vm_pu | va_degree | slack_weight | in_service
0 |  | 48 | 1 | 0 | 1 | TRUE

## line
| name | std_type | from_bus | to_bus | length_km | r_ohm_per_km | x_ohm_per_km | c_nf_per_km | g_us_per_km | max_i_ka | df | parallel | type | in_service
0 | LV_2055-2_1_3_line_0 | NAYY 4x150 SE | 0 | 1 | 0.018369 | 0.208 | 0.08 | 261 | 0 | 0.27 | 1 | 1 | cs | TRUE
1 | LV_2055-2_1_3_line_1 | NAYY 4x150 SE | 0 | 2 | 0.0040577 | 0.208 | 0.08 | 261 | 0 | 0.27 | 1 | 1 | cs | TRUE
2 | LV_2055-2_1_3_line_2 | NAYY 4x150 SE | 1 | 3 | 0.035267 | 0.208 | 0.08 | 261 | 0 | 0.27 | 1 | 1 | cs | TRUE
3 | LV_2055-2_1_3_line_3 | NAYY 4x150 SE | 2 | 49 | 0.12989 | 0.208 | 0.08 | 261 | 0 | 0.27 | 1 | 1 | cs | TRUE
4 | LV_2055-2_1_3_line_4 | NAYY 4x150 SE | 3 | 117 | 0.005712 | 0.208 | 0.08 | 261 | 0 | 0.27 | 1 | 1 | cs | TRUE
5 | LV_2055-2_1_3_line_5 | NAYY 4x150 SE | 4 | 5 | 0.013729 | 0.208 | 0.08 | 261 | 0 | 0.27 | 1 | 1 | cs | TRUE
6 | LV_2055-2_1_3_line_6 | NAYY 4x150 SE | 5 | 6 | 0.013053 | 0.208 | 0.08 | 261 | 0 | 0.27 | 1 | 1 | cs | TRUE
7 | LV_2055-2_1_3_line_7 | NAYY 4x150 SE | 6 | 7 | 0.019178 | 0.208 | 0.08 | 261 | 0 | 0.27 | 1 | 1 | cs | TRUE
8 | LV_2055-2_1_3_line_8 | NAYY 4x150 SE | 7 | 8 | 0.014126 | 0.208 | 0.08 | 261 | 0 | 0.27 | 1 | 1 | cs | TRUE
9 | LV_2055-2_1_3_line_9 | NAYY 4x150 SE | 8 | 9 | 0.009326 | 0.208 | 0.08 | 261 | 0 | 0.27 | 1 | 1 | cs | TRUE
10 | LV_2055-2_1_3_line_10 | NAYY 4x150 SE | 8 | 10 | 0.020131 | 0.208 | 0.08 | 261 | 0 | 0.27 | 1 | 1 | cs | TRUE
11 | LV_2055-2_1_3_line_11 | NAYY 4x150 SE | 10 | 11 | 0.016376 | 0.208 | 0.08 | 261 | 0 | 0.27 | 1 | 1 | cs | TRUE
12 | LV_2055-2_1_3_line_12 | NAYY 4x150 SE | 11 | 12 | 0.025486 | 0.208 | 0.08 | 261 | 0 | 0.27 | 1 | 1 | cs | TRUE
13 | LV_2055-2_1_3_line_13 | NAYY 4x150 SE | 12 | 13 | 0.015494 | 0.208 | 0.08 | 261 | 0 | 0.27 | 1 | 1 | cs | TRUE
14 | LV_2055-2_1_3_line_14 | NAYY 4x150 SE | 13 | 14 | 0.027406 | 0.208 | 0.08 | 261 | 0 | 0.27 | 1 | 1 | cs | TRUE
15 | LV_2055-2_1_3_line_15 | NAYY 4x150 SE | 14 | 15 | 0.0060284 | 0.208 | 0.08 | 261 | 0 | 0.27 | 1 | 1 | cs | TRUE
16 | LV_2055-2_1_3_line_16 | NAYY 4x150 SE | 15 | 16 | 0.008176 | 0.208 | 0.08 | 261 | 0 | 0.27 | 1 | 1 | cs | TRUE
17 | LV_2055-2_1_3_line_17 | NAYY 4x150 SE | 15 | 17 | 0.014059 | 0.208 | 0.08 | 261 | 0 | 0.27 | 1 | 1 | cs | TRUE
18 | LV_2055-2_1_3_line_18 | NAYY 4x150 SE | 17 | 18 | 0.015184 | 0.208 | 0.08 | 261 | 0 | 0.27 | 1 | 1 | cs | TRUE
19 | LV_2055-2_1_3_line_19 | NAYY 4x150 SE | 18 | 21 | 0.006557 | 0.208 | 0.08 | 261 | 0 | 0.27 | 1 | 1 | cs | TRUE
20 | LV_2055-2_1_3_line_20 | NAYY 4x150 SE | 19 | 20 | 0.0054869 | 0.208 | 0.08 | 261 | 0 | 0.27 | 1 | 1 | cs | TRUE
21 | LV_2055-2_1_3_line_21 | NAYY 4x150 SE | 20 | 21 | 0.012736 | 0.208 | 0.08 | 261 | 0 | 0.27 | 1 | 1 | cs | TRUE
22 | LV_2055-2_1_3_line_22 | NAYY 4x150 SE | 20 | 22 | 0.020826 | 0.208 | 0.08 | 261 | 0 | 0.27 | 1 | 1 | cs | TRUE
23 | LV_2055-2_1_3_line_23 | NAYY 4x150 SE | 21 | 23 | 0.01172 | 0.208 | 0.08 | 261 | 0 | 0.27 | 1 | 1 | cs | TRUE
24 | LV_2055-2_1_3_line_24 | NAYY 4x150 SE | 22 | 24 | 0.0052 | 0.208 | 0.08 | 261 | 0 | 0.27 | 1 | 1 | cs | TRUE
25 | LV_2055-2_1_3_line_25 | NAYY 4x150 SE | 22 | 25 | 0.012575 | 0.208 | 0.08 | 261 | 0 | 0.27 | 1 | 1 | cs | TRUE
26 | LV_2055-2_1_3_line_26 | NAYY 4x150 SE | 23 | 26 | 0.012805 | 0.208 | 0.08 | 261 | 0 | 0.27 | 1 | 1 | cs | TRUE
27 | LV_2055-2_1_3_line_27 | NAYY 4x150 SE | 25 | 27 | 0.016792 | 0.208 | 0.08 | 261 | 0 | 0.27 | 1 | 1 | cs | TRUE
28 | LV_2055-2_1_3_line_28 | NAYY 4x150 SE | 26 | 28 | 0.00876 | 0.208 | 0.08 | 261 | 0 | 0.27 | 1 | 1 | cs | TRUE
29 | LV_2055-2_1_3_line_29 | NAYY 4x150 SE | 26 | 29 | 0.020645 | 0.208 | 0.08 | 261 | 0 | 0.27 | 1 | 1 | cs | TRUE
30 | LV_2055-2_1_3_line_30 | NAYY 4x150 SE | 27 | 53 | 0.0087064 | 0.208 | 0.08 | 261 | 0 | 0.27 | 1 | 1 | cs | TRUE
31 | LV_2055-2_1_3_line_31 | NAYY 4x150 SE | 29 | 30 | 0.006631 | 0.208 | 0.08 | 261 | 0 | 0.27 | 1 | 1 | cs | TRUE
32 | LV_2055-2_1_3_line_32 | NAYY 4x150 SE | 29 | 31 | 0.0074838 | 0.208 | 0.08 | 261 | 0 | 0.27 | 1 | 1 | cs | TRUE
33 | LV_2055-2_1_3_line_33 | NAYY 4x150 SE | 31 | 32 | 0.020128 | 0.208 | 0.08 | 261 | 0 | 0.27 | 1 | 1 | cs | TRUE
34 | LV_2055-2_1_3_line_34 | NAYY 4x150 SE | 33 | 34 | 0.00065752 | 0.208 | 0.08 | 261 | 0 | 0.27 | 1 | 1 | cs | TRUE
35 | LV_2055-2_1_3_line_35 | NAYY 4x150 SE | 33 | 35 | 0.020764 | 0.208 | 0.08 | 261 | 0 | 0.27 | 1 | 1 | cs | TRUE
36 | LV_2055-2_1_3_line_36 | NAYY 4x150 SE | 34 | 36 | 0.013969 | 0.208 | 0.08 | 261 | 0 | 0.27 | 1 | 1 | cs | TRUE
37 | LV_2055-2_1_3_line_37 | NAYY 4x150 SE | 35 | 37 | 0.013949 | 0.208 | 0.08 | 261 | 0 | 0.27 | 1 | 1 | cs | TRUE
38 | LV_2055-2_1_3_line_38 | NAYY 4x150 SE | 35 | 38 | 0.050913 | 0.208 | 0.08 | 261 | 0 | 0.27 | 1 | 1 | cs | TRUE
39 | LV_2055-2_1_3_line_39 | NAYY 4x150 SE | 36 | 39 | 0.01434 | 0.208 | 0.08 | 261 | 0 | 0.27 | 1 | 1 | cs | TRUE
40 | LV_2055-2_1_3_line_40 | NAYY 4x150 SE | 36 | 40 | 0.017027 | 0.208 | 0.08 | 261 | 0 | 0.27 | 1 | 1 | cs | TRUE
41 | LV_2055-2_1_3_line_41 | NAYY 4x150 SE | 37 | 41 | 0.029687 | 0.208 | 0.08 | 261 | 0 | 0.27 | 1 | 1 | cs | TRUE
42 | LV_2055-2_1_3_line_42 | NAYY 4x150 SE | 38 | 42 | 0.009992 | 0.208 | 0.08 | 261 | 0 | 0.27 | 1 | 1 | cs | TRUE
43 | LV_2055-2_1_3_line_43 | NAYY 4x150 SE | 38 | 43 | 0.019871 | 0.208 | 0.08 | 261 | 0 | 0.27 | 1 | 1 | cs | TRUE
44 | LV_2055-2_1_3_line_44 | NAYY 4x150 SE | 38 | 44 | 0.070883 | 0.208 | 0.08 | 261 | 0 | 0.27 | 1 | 1 | cs | TRUE
45 | LV_2055-2_1_3_line_45 | NAYY 4x150 SE | 38 | 45 | 0.028029 | 0.208 | 0.08 | 261 | 0 | 0.27 | 1 | 1 | cs | TRUE
46 | LV_2055-2_1_3_line_46 | NAYY 4x150 SE | 41 | 46 | 0.0082806 | 0.208 | 0.08 | 261 | 0 | 0.27 | 1 | 1 | cs | TRUE
47 | LV_2055-2_1_3_line_47 | NAYY 4x150 SE | 43 | 47 | 0.004849 | 0.208 | 0.08 | 261 | 0 | 0.27 | 1 | 1 | cs | TRUE
48 | LV_2055-2_1_3_line_48 | NAYY 4x150 SE | 43 | 48 | 0.018211 | 0.208 | 0.08 | 261 | 0 | 0.27 | 1 | 1 | cs | TRUE
49 | LV_2055-2_1_3_line_49 | NAYY 4x150 SE | 44 | 49 | 0.00794 | 0.208 | 0.08 | 261 | 0 | 0.27 | 1 | 1 | cs | TRUE
50 | LV_2055-2_1_3_line_50 | NAYY 4x150 SE | 44 | 50 | 0.009535 | 0.208 | 0.08 | 261 | 0 | 0.27 | 1 | 1 | cs | TRUE
51 | LV_2055-2_1_3_line_51 | NAYY 4x150 SE | 45 | 51 | 0.003272 | 0.208 | 0.08 | 261 | 0 | 0.27 | 1 | 1 | cs | TRUE
52 | LV_2055-2_1_3_line_52 | NAYY 4x150 SE | 45 | 52 | 0.024135 | 0.208 | 0.08 | 261 | 0 | 0.27 | 1 | 1 | cs | TRUE
53 | LV_2055-2_1_3_line_53 | NAYY 4x150 SE | 46 | 78 | 0.016417 | 0.208 | 0.08 | 261 | 0 | 0.27 | 1 | 1 | cs | TRUE
54 | LV_2055-2_1_3_line_54 | NAYY 4x150 SE | 46 | 79 | 0.055405 | 0.208 | 0.08 | 261 | 0 | 0.27 | 1 | 1 | cs | TRUE
55 | LV_2055-2_1_3_line_55 | NAYY 4x150 SE | 48 | 55 | 0.010124 | 0.208 | 0.08 | 261 | 0 | 0.27 | 1 | 1 | cs | TRUE
56 | LV_2055-2_1_3_line_56 | NAYY 4x150 SE | 48 | 54 | 0.0083589 | 0.208 | 0.08 | 261 | 0 | 0.27 | 1 | 1 | cs | TRUE
57 | LV_2055-2_1_3_line_57 | NAYY 4x150 SE | 50 | 73 | 0.006936 | 0.208 | 0.08 | 261 | 0 | 0.27 | 1 | 1 | cs | TRUE
58 | LV_2055-2_1_3_line_58 | NAYY 4x150 SE | 50 | 72 | 0.011967 | 0.208 | 0.08 | 261 | 0 | 0.27 | 1 | 1 | cs | TRUE
59 | LV_2055-2_1_3_line_59 | NAYY 4x150 SE | 51 | 74 | 0.008967 | 0.208 | 0.08 | 261 | 0 | 0.27 | 1 | 1 | cs | TRUE
60 | LV_2055-2_1_3_line_60 | NAYY 4x150 SE | 51 | 75 | 0.02816 | 0.208 | 0.08 | 261 | 0 | 0.27 | 1 | 1 | cs | TRUE
61 | LV_2055-2_1_3_line_61 | NAYY 4x150 SE | 52 | 58 | 0.022428 | 0.208 | 0.08 | 261 | 0 | 0.27 | 1 | 1 | cs | TRUE
62 | LV_2055-2_1_3_line_62 | NAYY 4x150 SE | 53 | 54 | 0.016558 | 0.208 | 0.08 | 261 | 0 | 0.27 | 1 | 1 | cs | TRUE
63 | LV_2055-2_1_3_line_63 | NAYY 4x150 SE | 56 | 57 | 0.02754 | 0.208 | 0.08 | 261 | 0 | 0.27 | 1 | 1 | cs | TRUE
64 | LV_2055-2_1_3_line_64 | NAYY 4x150 SE | 56 | 58 | 0.0060547 | 0.208 | 0.08 | 261 | 0 | 0.27 | 1 | 1 | cs | TRUE
65 | LV_2055-2_1_3_line_65 | NAYY 4x150 SE | 58 | 59 | 0.008674 | 0.208 | 0.08 | 261 | 0 | 0.27 | 1 | 1 | cs | TRUE
66 | LV_2055-2_1_3_line_66 | NAYY 4x150 SE | 60 | 61 | 0.040815 | 0.208 | 0.08 | 261 | 0 | 0.27 | 1 | 1 | cs | TRUE
67 | LV_2055-2_1_3_line_67 | NAYY 4x150 SE | 60 | 62 | 0.0021865 | 0.208 | 0.08 | 261 | 0 | 0.27 | 1 | 1 | cs | TRUE
68 | LV_2055-2_1_3_line_68 | NAYY 4x150 SE | 61 | 63 | 0.002029 | 0.208 | 0.08 | 261 | 0 | 0.27 | 1 | 1 | cs | TRUE
69 | LV_2055-2_1_3_line_69 | NAYY 4x150 SE | 61 | 64 | 0.010553 | 0.208 | 0.08 | 261 | 0 | 0.27 | 1 | 1 | cs | TRUE
70 | LV_2055-2_1_3_line_70 | NAYY 4x150 SE | 62 | 65 | 0.020455 | 0.208 | 0.08 | 261 | 0 | 0.27 | 1 | 1 | cs | TRUE
71 | LV_2055-2_1_3_line_71 | NAYY 4x150 SE | 62 | 66 | 0.00671 | 0.208 | 0.08 | 261 | 0 | 0.27 | 1 | 1 | cs | TRUE
72 | LV_2055-2_1_3_line_72 | NAYY 4x150 SE | 63 | 67 | 0.007609 | 0.208 | 0.08 | 261 | 0 | 0.27 | 1 | 1 | cs | TRUE
73 | LV_2055-2_1_3_line_73 | NAYY 4x150 SE | 63 | 68 | 0.018031 | 0.208 | 0.08 | 261 | 0 | 0.27 | 1 | 1 | cs | TRUE
74 | LV_2055-2_1_3_line_74 | NAYY 4x150 SE | 65 | 69 | 0.017857 | 0.208 | 0.08 | 261 | 0 | 0.27 | 1 | 1 | cs | TRUE
75 | LV_2055-2_1_3_line_75 | NAYY 4x150 SE | 68 | 70 | 0.006806 | 0.208 | 0.08 | 261 | 0 | 0.27 | 1 | 1 | cs | TRUE
76 | LV_2055-2_1_3_line_76 | NAYY 4x150 SE | 68 | 71 | 0.010425 | 0.208 | 0.08 | 261 | 0 | 0.27 | 1 | 1 | cs | TRUE
77 | LV_2055-2_1_3_line_77 | NAYY 4x150 SE | 71 | 72 | 0.0049449 | 0.208 | 0.08 | 261 | 0 | 0.27 | 1 | 1 | cs | TRUE
78 | LV_2055-2_1_3_line_78 | NAYY 4x150 SE | 75 | 76 | 0.12481 | 0.208 | 0.08 | 261 | 0 | 0.27 | 1 | 1 | cs | TRUE
79 | LV_2055-2_1_3_line_79 | NAYY 4x150 SE | 75 | 77 | 0.029361 | 0.208 | 0.08 | 261 | 0 | 0.27 | 1 | 1 | cs | TRUE
80 | LV_2055-2_1_3_line_80 | NAYY 4x150 SE | 76 | 96 | 0.040646 | 0.208 | 0.08 | 261 | 0 | 0.27 | 1 | 1 | cs | TRUE
81 | LV_2055-2_1_3_line_81 | NAYY 4x150 SE | 77 | 100 | 0.0057634 | 0.208 | 0.08 | 261 | 0 | 0.27 | 1 | 1 | cs | TRUE
82 | LV_2055-2_1_3_line_82 | NAYY 4x150 SE | 79 | 80 | 0.032319 | 0.208 | 0.08 | 261 | 0 | 0.27 | 1 | 1 | cs | TRUE
83 | LV_2055-2_1_3_line_83 | NAYY 4x150 SE | 79 | 81 | 0.016665 | 0.208 | 0.08 | 261 | 0 | 0.27 | 1 | 1 | cs | TRUE
84 | LV_2055-2_1_3_line_84 | NAYY 4x150 SE | 82 | 83 | 0.024594 | 0.208 | 0.08 | 261 | 0 | 0.27 | 1 | 1 | cs | TRUE
85 | LV_2055-2_1_3_line_85 | NAYY 4x150 SE | 82 | 84 | 0.023357 | 0.208 | 0.08 | 261 | 0 | 0.27 | 1 | 1 | cs | TRUE
86 | LV_2055-2_1_3_line_86 | NAYY 4x150 SE | 83 | 85 | 0.019392 | 0.208 | 0.08 | 261 | 0 | 0.27 | 1 | 1 | cs | TRUE
87 | LV_2055-2_1_3_line_87 | NAYY 4x150 SE | 84 | 86 | 0.005078 | 0.208 | 0.08 | 261 | 0 | 0.27 | 1 | 1 | cs | TRUE
88 | LV_2055-2_1_3_line_88 | NAYY 4x150 SE | 84 | 87 | 0.024223 | 0.208 | 0.08 | 261 | 0 | 0.27 | 1 | 1 | cs | TRUE
89 | LV_2055-2_1_3_line_89 | NAYY 4x150 SE | 85 | 90 | 0.022435 | 0.208 | 0.08 | 261 | 0 | 0.27 | 1 | 1 | cs | TRUE
90 | LV_2055-2_1_3_line_90 | NAYY 4x150 SE | 85 | 91 | 0.078032 | 0.208 | 0.08 | 261 | 0 | 0.27 | 1 | 1 | cs | TRUE
91 | LV_2055-2_1_3_line_91 | NAYY 4x150 SE | 87 | 94 | 0.00823 | 0.208 | 0.08 | 261 | 0 | 0.27 | 1 | 1 | cs | TRUE
92 | LV_2055-2_1_3_line_92 | NAYY 4x150 SE | 87 | 95 | 0.023565 | 0.208 | 0.08 | 261 | 0 | 0.27 | 1 | 1 | cs | TRUE
93 | LV_2055-2_1_3_line_93 | NAYY 4x150 SE | 88 | 89 | 0.008048 | 0.208 | 0.08 | 261 | 0 | 0.27 | 1 | 1 | cs | TRUE
94 | LV_2055-2_1_3_line_94 | NAYY 4x150 SE | 89 | 116 | 0.017197 | 0.208 | 0.08 | 261 | 0 | 0.27 | 1 | 1 | cs | TRUE
95 | LV_2055-2_1_3_line_95 | NAYY 4x150 SE | 89 | 115 | 0.00095238 | 0.208 | 0.08 | 261 | 0 | 0.27 | 1 | 1 | cs | TRUE
96 | LV_2055-2_1_3_line_96 | NAYY 4x150 SE | 90 | 96 | 0.023611 | 0.208 | 0.08 | 261 | 0 | 0.27 | 1 | 1 | cs | TRUE
97 | LV_2055-2_1_3_line_97 | NAYY 4x150 SE | 91 | 92 | 0.057833 | 0.208 | 0.08 | 261 | 0 | 0.27 | 1 | 1 | cs | TRUE
98 | LV_2055-2_1_3_line_98 | NAYY 4x150 SE | 92 | 93 | 0.0046977 | 0.208 | 0.08 | 261 | 0 | 0.27 | 1 | 1 | cs | TRUE
99 | LV_2055-2_1_3_line_99 | NAYY 4x150 SE | 95 | 99 | 0.089641 | 0.208 | 0.08 | 261 | 0 | 0.27 | 1 | 1 | cs | TRUE
100 | LV_2055-2_1_3_line_100 | NAYY 4x150 SE | 97 | 98 | 0.004497 | 0.208 | 0.08 | 261 | 0 | 0.27 | 1 | 1 | cs | TRUE
101 | LV_2055-2_1_3_line_101 | NAYY 4x150 SE | 98 | 114 | 0.012584 | 0.208 | 0.08 | 261 | 0 | 0.27 | 1 | 1 | cs | TRUE
102 | LV_2055-2_1_3_line_102 | NAYY 4x150 SE | 98 | 112 | 0.005127 | 0.208 | 0.08 | 261 | 0 | 0.27 | 1 | 1 | cs | TRUE
103 | LV_2055-2_1_3_line_103 | NAYY 4x150 SE | 99 | 110 | 0.022474 | 0.208 | 0.08 | 261 | 0 | 0.27 | 1 | 1 | cs | TRUE
104 | LV_2055-2_1_3_line_104 | NAYY 4x150 SE | 100 | 112 | 0.024527 | 0.208 | 0.08 | 261 | 0 | 0.27 | 1 | 1 | cs | TRUE
105 | LV_2055-2_1_3_line_105 | NAYY 4x150 SE | 100 | 111 | 0.01013 | 0.208 | 0.08 | 261 | 0 | 0.27 | 1 | 1 | cs | TRUE
106 | LV_2055-2_1_3_line_106 | NAYY 4x150 SE | 101 | 102 | 0.15449 | 0.208 | 0.08 | 261 | 0 | 0.27 | 1 | 1 | cs | TRUE
107 | LV_2055-2_1_3_line_107 | NAYY 4x150 SE | 101 | 103 | 0.085753 | 0.208 | 0.08 | 261 | 0 | 0.27 | 1 | 1 | cs | TRUE
108 | LV_2055-2_1_3_line_108 | NAYY 4x150 SE | 102 | 106 | 0.084463 | 0.208 | 0.08 | 261 | 0 | 0.27 | 1 | 1 | cs | TRUE
109 | LV_2055-2_1_3_line_109 | NAYY 4x150 SE | 103 | 107 | 0.073612 | 0.208 | 0.08 | 261 | 0 | 0.27 | 1 | 1 | cs | TRUE
110 | LV_2055-2_1_3_line_110 | NAYY 4x150 SE | 104 | 105 | 0.021624 | 0.208 | 0.08 | 261 | 0 | 0.27 | 1 | 1 | cs | TRUE
111 | LV_2055-2_1_3_line_111 | NAYY 4x150 SE | 104 | 106 | 0.035433 | 0.208 | 0.08 | 261 | 0 | 0.27 | 1 | 1 | cs | TRUE
112 | LV_2055-2_1_3_line_112 | NAYY 4x150 SE | 107 | 108 | 0.018055 | 0.208 | 0.08 | 261 | 0 | 0.27 | 1 | 1 | cs | TRUE
113 | LV_2055-2_1_3_line_113 | NAYY 4x150 SE | 108 | 109 | 0.070174 | 0.208 | 0.08 | 261 | 0 | 0.27 | 1 | 1 | cs | TRUE
114 | LV_2055-2_1_3_line_114 | NAYY 4x150 SE | 109 | 110 | 0.11692 | 0.208 | 0.08 | 261 | 0 | 0.27 | 1 | 1 | cs | TRUE
115 | LV_2055-2_1_3_line_115 | NAYY 4x150 SE | 112 | 113 | 0.00516 | 0.208 | 0.08 | 261 | 0 | 0.27 | 1 | 1 | cs | TRUE
116 | LV_2055-2_1_3_line_116 | NAYY 4x150 SE | 114 | 116 | 0.0048899 | 0.208 | 0.08 | 261 | 0 | 0.27 | 1 | 1 | cs | TRUE

## trafo
| name | std_type | hv_bus | lv_bus | sn_mva | vn_hv_kv | vn_lv_kv | vk_percent | vkr_percent | pfe_kw | i0_percent | shift_degree | tap_side | tap_neutral | tap_min | tap_max | tap_step_percent | tap_step_degree | tap_pos | tap_phase_shifter | parallel | df | in_service
0 | LV_2055-2_1_3_trafo_79 | 0.25 MVA 20/0.4 kV | 118 | 48 | 0.25 | 20 | 0.4 | 6 | 1.44 | 0.8 | 0.32 | 150 | hv | 0 | -2 | 2 | 2.5 | 0 | 0 | FALSE | 1 | 1 | TRUE

## line_geodata
| x0 | y0 | x1 | y1 | x2 | y2 | x3 | y3 | x4 | y4 | x5 | y5 | x6 | y6 | x7 | y7 | x8 | y8
0 | 2549234.0297 | 1184505.9805 | 2549246.5973 | 1184519.3777
1 | 2549249.3734 | 1184522.3371 | 2549246.5973 | 1184519.3777
2 | 2549234.0297 | 1184505.9805 | 2549239.7903 | 1184500.3174 | 2549254.0313 | 1184487.5006 | 2549259.4021 | 1184493.4694
3 | 2549349.1607 | 1184605.4811 | 2549249.3734 | 1184522.3371
4 | 2549263.7133 | 1184489.7085 | 2549259.4021 | 1184493.4694
5 | 2549137.3076 | 1184612.9761 | 2549146.3717 | 1184623.2874
6 | 2549154.9893 | 1184633.0908 | 2549146.3717 | 1184623.2874
7 | 2549154.9893 | 1184633.0908 | 2549167.6514 | 1184647.4951
8 | 2549176.9776 | 1184658.1046 | 2549167.6514 | 1184647.4951
9 | 2549176.9776 | 1184658.1046 | 2549178.0428 | 1184655.0161 | 2549180.1146 | 1184651.8189 | 2549181.6654 | 1184650.1826
10 | 2549176.9776 | 1184658.1046 | 2549190.2845 | 1184673.2104
11 | 2549190.2845 | 1184673.2104 | 2549201.1095 | 1184685.4989
12 | 2549201.1095 | 1184685.4989 | 2549217.9564 | 1184704.6233
13 | 2549217.9564 | 1184704.6233 | 2549225.1622 | 1184712.8031 | 2549229.1093 | 1184715.1516
14 | 2549229.1093 | 1184715.1516 | 2549252.6616 | 1184729.165
15 | 2549257.8424 | 1184732.2475 | 2549252.6616 | 1184729.165
16 | 2549257.8424 | 1184732.2475 | 2549261.9727 | 1184725.1863
17 | 2549257.8424 | 1184732.2475 | 2549269.9242 | 1184739.4359
18 | 2549283.6967 | 1184745.1463 | 2549278.2175 | 1184744.3702 | 2549269.9242 | 1184739.4359
19 | 2549289.6183 | 1184742.2945 | 2549283.6967 | 1184745.1463
20 | 2549298.4705 | 1184733.1144 | 2549294.8937 | 1184728.9536
21 | 2549289.6183 | 1184742.2945 | 2549298.4705 | 1184733.1144
22 | 2549312.9367 | 1184718.0946 | 2549298.4705 | 1184733.1144
23 | 2549289.6183 | 1184742.2945 | 2549297.3143 | 1184747.9657 | 2549299.168 | 1184749.0749
24 | 2549309.083 | 1184714.592 | 2549312.9367 | 1184718.0946
25 | 2549312.9367 | 1184718.0946 | 2549321.1762 | 1184709.5534 | 2549321.6676 | 1184709.0441
26 | 2549310.1564 | 1184755.65 | 2549299.168 | 1184749.0749
27 | 2549321.6676 | 1184709.0441 | 2549333.3282 | 1184696.9607
28 | 2549310.1564 | 1184755.65 | 2549314.4498 | 1184748.0093
29 | 2549327.9083 | 1184766.272 | 2549310.1564 | 1184755.65
30 | 2549339.374 | 1184690.6957 | 2549333.3282 | 1184696.9607
31 | 2549327.9083 | 1184766.272 | 2549331.0339 | 1184760.4201
32 | 2549327.9083 | 1184766.272 | 2549332.2887 | 1184768.8919 | 2549334.1287 | 1184770.4011
33 | 2549350.7004 | 1184781.7207 | 2549340.874 | 1184775.9341 | 2549334.1287 | 1184770.4011
34 | 2549384.3908 | 1184717.0624 | 2549383.9354 | 1184717.5367
35 | 2549398.7675 | 1184702.0809 | 2549392.7905 | 1184708.3127 | 2549384.3908 | 1184717.0624
36 | 2549374.2616 | 1184727.6136 | 2549383.9354 | 1184717.5367
37 | 2549398.7675 | 1184702.0809 | 2549405.1605 | 1184711.621 | 2549406.6623 | 1184713.575
38 | 2549398.7675 | 1184702.0809 | 2549393.5455 | 1184691.1191 | 2549388.6475 | 1184679.6653 | 2549384.2948 | 1184663.2042 | 2549382.6603 | 1184654.0575
39 | 2549374.2616 | 1184727.6136 | 2549367.9287 | 1184734.1708 | 2549364.2184 | 1184730.4668
40 | 2549381.0341 | 1184742.3087 | 2549376.9267 | 1184738.5748 | 2549374.7284 | 1184734.0576 | 2549374.2616 | 1184727.6136
41 | 2549406.6623 | 1184713.575 | 2549411.3577 | 1184719.6841 | 2549417.9178 | 1184728.2222 | 2549425.4209 | 1184736.557
42 | 2549382.6603 | 1184654.0575 | 2549392.681 | 1184653.9281
43 | 2549369.3351 | 1184659.64 | 2549370.3257 | 1184658.5533 | 2549381.9474 | 1184650.0947 | 2549382.6603 | 1184654.0575
44 | 2549354.3031 | 1184611.5409 | 2549360.5699 | 1184605.2732 | 2549365.6964 | 1184601.3387 | 2549371.7589 | 1184614.1945 | 2549381.9474 | 1184650.0947 | 2549382.6603 | 1184654.0575
45 | 2549399.825 | 1184634.079 | 2549381.9474 | 1184650.0947 | 2549382.6603 | 1184654.0575
46 | 2549431.0609 | 1184742.6189 | 2549427.7109 | 1184739.1009 | 2549425.4209 | 1184736.557
47 | 2549365.7883 | 1184656.3238 | 2549367.3732 | 1184657.8112 | 2549369.3351 | 1184659.64
48 | 2549369.3351 | 1184659.64 | 2549356.6768 | 1184672.7656
49 | 2549354.3031 | 1184611.5409 | 2549352.8768 | 1184609.8631 | 2549349.1607 | 1184605.4811
50 | 2549347.5057 | 1184618.2466 | 2549354.3031 | 1184611.5409
51 | 2549399.825 | 1184634.079 | 2549402.2642 | 1184631.8904
52 | 2549399.825 | 1184634.079 | 2549411.5204 | 1184655.1912
53 | 2549419.1892 | 1184753.9923 | 2549431.0609 | 1184742.6189
54 | 2549407.8843 | 1184789.0294 | 2549430.1316 | 1184752.7657 | 2549434.5109 | 1184746.2362 | 2549431.0609 | 1184742.6189
55 | 2549363.8133 | 1184679.9647 | 2549356.6768 | 1184672.7656
56 | 2549356.6768 | 1184672.7656 | 2549350.8723 | 1184678.7805
57 | 2549347.5057 | 1184618.2466 | 2549352.4776 | 1184623.096
58 | 2549347.5057 | 1184618.2466 | 2549339.1366 | 1184626.8222
59 | 2549402.2642 | 1184631.8904 | 2549396.4815 | 1184625.0245
60 | 2549423.2783 | 1184613.08 | 2549402.2642 | 1184631.8904
61 | 2549422.3887 | 1184674.8105 | 2549411.5204 | 1184655.1912
62 | 2549339.374 | 1184690.6957 | 2549350.8723 | 1184678.7805
63 | 2549440.8758 | 1184702.8584 | 2549425.6808 | 1184679.8896
64 | 2549422.3887 | 1184674.8105 | 2549422.7452 | 1184675.4522 | 2549425.6808 | 1184679.8896
65 | 2549415.0473 | 1184679.464 | 2549422.3887 | 1184674.8105
66 | 2549314.085 | 1184651.915 | 2549285.2576 | 1184680.8082
67 | 2549283.7133 | 1184682.356 | 2549285.2576 | 1184680.8082
68 | 2549314.085 | 1184651.915 | 2549315.5231 | 1184650.4798
69 | 2549321.2115 | 1184659.7145 | 2549314.085 | 1184651.915
70 | 2549283.7133 | 1184682.356 | 2549269.2658 | 1184696.8755
71 | 2549279.0544 | 1184677.5151 | 2549283.7133 | 1184682.356
72 | 2549315.5231 | 1184650.4798 | 2549310.2783 | 1184644.9546
73 | 2549328.2758 | 1184637.698 | 2549315.5231 | 1184650.4798
74 | 2549255.0208 | 1184697.4856 | 2549263.7108 | 1184702.4591 | 2549269.2658 | 1184696.8755
75 | 2549332.8222 | 1184642.7734 | 2549328.2758 | 1184637.698
76 | 2549328.2758 | 1184637.698 | 2549335.6425 | 1184630.3212
77 | 2549339.1366 | 1184626.8222 | 2549335.6425 | 1184630.3212
78 | 2549423.2783 | 1184613.08 | 2549498.5893 | 1184513.5553
79 | 2549423.2783 | 1184613.08 | 2549427.779 | 1184615.4766 | 2549443.0614 | 1184634.3199
80 | 2549498.5893 | 1184513.5553 | 2549499.9346 | 1184518.3021 | 2549528.0898 | 1184540.2721
81 | 2549446.6918 | 1184638.7962 | 2549443.0614 | 1184634.3199
82 | 2549389.5779 | 1184815.6435 | 2549399.6707 | 1184802.4286 | 2549407.8843 | 1184789.0294
83 | 2549393.8177 | 1184780.0324 | 2549407.8843 | 1184789.0294
84 | 2549599.0696 | 1184595.6588 | 2549579.6799 | 1184580.5287
85 | 2549617.4836 | 1184610.0275 | 2549599.0696 | 1184595.6588
86 | 2549579.6799 | 1184580.5287 | 2549564.3917 | 1184568.599
87 | 2549617.4836 | 1184610.0275 | 2549620.5099 | 1184605.9442
88 | 2549617.4836 | 1184610.0275 | 2549636.6149 | 1184624.9523
89 | 2549546.7042 | 1184554.7972 | 2549564.3917 | 1184568.599
90 | 2549564.3917 | 1184568.599 | 2549613.6932 | 1184508.1145
91 | 2549636.6149 | 1184624.9523 | 2549639.7566 | 1184617.3439
92 | 2549658.1124 | 1184622.6589 | 2549656.4481 | 1184624.4294 | 2549651.0491 | 1184626.8318 | 2549645.2556 | 1184627.7144 | 2549640.9879 | 1184627.5947 | 2549638.7433 | 1184626.6242 | 2549636.6149 | 1184624.9523
93 | 2549486.663 | 1184689.1861 | 2549493.8215 | 1184685.468
94 | 2549486.663 | 1184689.1861 | 2549483.4218 | 1184684.0884 | 2549476.3949 | 1184675.4233
95 | 2549487.1733 | 1184689.9902 | 2549486.663 | 1184689.1861
96 | 2549546.7042 | 1184554.7972 | 2549528.0898 | 1184540.2721
97 | 2549613.6932 | 1184508.1145 | 2549618.1362 | 1184501.8514 | 2549625.4516 | 1184494.9748 | 2549631.1769 | 1184490.513 | 2549637.5929 | 1184488.3133 | 2549648.4501 | 1184486.8878 | 2549654.7469 | 1184486.8347 | 2549656.6255 | 1184486.9523 | 2549657.0026 | 1184493.8848
98 | 2549657.2578 | 1184498.5756 | 2549657.0026 | 1184493.8848
99 | 2549658.1124 | 1184622.6589 | 2549745.6821 | 1184603.5005
100 | 2549465.3885 | 1184661.8508 | 2549468.6597 | 1184658.7548
101 | 2549465.3885 | 1184661.8508 | 2549473.315 | 1184671.6252
102 | 2549462.1567 | 1184657.8648 | 2549465.3885 | 1184661.8508
103 | 2549745.6821 | 1184603.5005 | 2549758.8863 | 1184585.2906
104 | 2549446.6918 | 1184638.7962 | 2549462.1567 | 1184657.8648
105 | 2549446.6918 | 1184638.7962 | 2549438.9773 | 1184645.3616
106 | 2549758.646 | 1184407.8284 | 2549678.5166 | 1184275.7407
107 | 2549758.646 | 1184407.8284 | 2549761.2736 | 1184441.636 | 2549774.508 | 1184491.7617
108 | 2549631.621 | 1184213.5792 | 2549673.3434 | 1184245.1674 | 2549679.1615 | 1184255.324 | 2549678.5166 | 1184275.7407
109 | 2549794.4233 | 1184562.5704 | 2549792.6005 | 1184558.048 | 2549790.1149 | 1184551.1095 | 2549785.4063 | 1184533.0391 | 2549774.508 | 1184491.7617
110 | 2549596.8548 | 1184206.735 | 2549596.8548 | 1184206.735 | 2549578.1761 | 1184195.8391
111 | 2549631.621 | 1184213.5792 | 2549596.8548 | 1184206.735
112 | 2549801.173 | 1184579.3164 | 2549794.4233 | 1184562.5704
113 | 2549843.6905 | 1184634.8503 | 2549812.4863 | 1184597.4027 | 2549807.139 | 1184590.5216 | 2549802.2199 | 1184581.9137 | 2549801.173 | 1184579.3164
114 | 2549758.8863 | 1184585.2906 | 2549769.2452 | 1184593.5971 | 2549803.5499 | 1184620.3014 | 2549838.2068 | 1184648.993 | 2549839.3169 | 1184645.7485 | 2549843.6905 | 1184634.8503
115 | 2549458.2468 | 1184661.2442 | 2549462.1567 | 1184657.8648
116 | 2549473.315 | 1184671.6252 | 2549476.3949 | 1184675.4233

## bus_geodata
| x | y | coords
0 | 2549246.5973 | 1184519.3777
1 | 2549234.0297 | 1184505.9805
2 | 2549249.3734 | 1184522.3371
3 | 2549259.4021 | 1184493.4694
4 | 2549137.3076 | 1184612.9761
5 | 2549146.3717 | 1184623.2874
6 | 2549154.9894 | 1184633.0908
7 | 2549167.6514 | 1184647.4951
8 | 2549176.9776 | 1184658.1046
9 | 2549181.6654 | 1184650.1826
10 | 2549190.2845 | 1184673.2104
11 | 2549201.1095 | 1184685.4989
12 | 2549217.9564 | 1184704.6233
13 | 2549229.1093 | 1184715.1516
14 | 2549252.6616 | 1184729.165
15 | 2549257.8424 | 1184732.2475
16 | 2549261.9727 | 1184725.1863
17 | 2549269.9242 | 1184739.4359
18 | 2549283.6967 | 1184745.1463
19 | 2549294.8937 | 1184728.9536
20 | 2549298.4705 | 1184733.1144
21 | 2549289.6183 | 1184742.2945
22 | 2549312.9367 | 1184718.0946
23 | 2549299.168 | 1184749.0749
24 | 2549309.083 | 1184714.592
25 | 2549321.6676 | 1184709.0441
26 | 2549310.1564 | 1184755.65
27 | 2549333.3282 | 1184696.9607
28 | 2549314.4498 | 1184748.0093
29 | 2549327.9083 | 1184766.272
30 | 2549331.0339 | 1184760.4201
31 | 2549334.1287 | 1184770.4011
32 | 2549350.7004 | 1184781.7207
33 | 2549384.3908 | 1184717.0624
34 | 2549383.9354 | 1184717.5367
35 | 2549398.7675 | 1184702.0809
36 | 2549374.2616 | 1184727.6136
37 | 2549406.6623 | 1184713.575
38 | 2549382.6603 | 1184654.0575
39 | 2549364.2184 | 1184730.4668
40 | 2549381.0341 | 1184742.3087
41 | 2549425.4209 | 1184736.557
42 | 2549392.681 | 1184653.9281
43 | 2549369.3351 | 1184659.64
44 | 2549354.3031 | 1184611.5409
45 | 2549399.825 | 1184634.079
46 | 2549431.0609 | 1184742.6189
47 | 2549365.7883 | 1184656.3238
48 | 2549356.6768 | 1184672.7656
49 | 2549349.1607 | 1184605.4811
50 | 2549347.5057 | 1184618.2466
51 | 2549402.2642 | 1184631.8904
52 | 2549411.5204 | 1184655.1912
53 | 2549339.374 | 1184690.6957
54 | 2549350.8723 | 1184678.7805
55 | 2549363.8133 | 1184679.9647
56 | 2549425.6808 | 1184679.8896
57 | 2549440.8758 | 1184702.8584
58 | 2549422.3887 | 1184674.8105
59 | 2549415.0473 | 1184679.464
60 | 2549285.2576 | 1184680.8082
61 | 2549314.085 | 1184651.915
62 | 2549283.7133 | 1184682.356
63 | 2549315.5231 | 1184650.4798
64 | 2549321.2115 | 1184659.7145
65 | 2549269.2658 | 1184696.8755
66 | 2549279.0544 | 1184677.5151
67 | 2549310.2783 | 1184644.9546
68 | 2549328.2758 | 1184637.698
69 | 2549255.0208 | 1184697.4856
70 | 2549332.8222 | 1184642.7734
71 | 2549335.6425 | 1184630.3212
72 | 2549339.1366 | 1184626.8222
73 | 2549352.4776 | 1184623.096
74 | 2549396.4815 | 1184625.0245
75 | 2549423.2783 | 1184613.08
76 | 2549498.5893 | 1184513.5553
77 | 2549443.0614 | 1184634.3199
78 | 2549419.1892 | 1184753.9923
79 | 2549407.8843 | 1184789.0294
80 | 2549389.5779 | 1184815.6435
81 | 2549393.8177 | 1184780.0324
82 | 2549599.0696 | 1184595.6588
83 | 2549579.6799 | 1184580.5287
84 | 2549617.4836 | 1184610.0275
85 | 2549564.3917 | 1184568.599
86 | 2549620.5099 | 1184605.9442
87 | 2549636.6149 | 1184624.9523
88 | 2549493.8215 | 1184685.468
89 | 2549486.663 | 1184689.1861
90 | 2549546.7042 | 1184554.7972
91 | 2549613.6932 | 1184508.1145
92 | 2549657.0026 | 1184493.8848
93 | 2549657.2578 | 1184498.5756
94 | 2549639.7566 | 1184617.3439
95 | 2549658.1123 | 1184622.6589
96 | 2549528.0898 | 1184540.2721
97 | 2549468.6597 | 1184658.7548
98 | 2549465.3885 | 1184661.8508
99 | 2549745.6821 | 1184603.5005
100 | 2549446.6918 | 1184638.7962
101 | 2549758.646 | 1184407.8284
102 | 2549678.5166 | 1184275.7407
103 | 2549774.508 | 1184491.7617
104 | 2549596.8548 | 1184206.735
105 | 2549578.1761 | 1184195.8391
106 | 2549631.621 | 1184213.5792
107 | 2549794.4233 | 1184562.5704
108 | 2549801.173 | 1184579.3164
109 | 2549843.6905 | 1184634.8503
110 | 2549758.8863 | 1184585.2906
111 | 2549438.9773 | 1184645.3616
112 | 2549462.1567 | 1184657.8648
113 | 2549458.2468 | 1184661.2442
114 | 2549473.315 | 1184671.6252
115 | 2549487.1733 | 1184689.9902
116 | 2549476.3949 | 1184675.4233
117 | 2549263.7133 | 1184489.7085
118 | 2549363.8133 | 1184679.9647

## line_std_types
| c_nf_per_km | r_ohm_per_km | x_ohm_per_km | max_i_ka | type | q_mm2 | alpha | voltage_rating
NAYY 4x50 SE | 210 | 0.642 | 0.083 | 0.142 | cs | 50 | 0.00403 | LV
NAYY 4x120 SE | 264 | 0.225 | 0.08 | 0.242 | cs | 120 | 0.00403 | LV
NAYY 4x150 SE | 261 | 0.208 | 0.08 | 0.27 | cs | 150 | 0.00403 | LV
NA2XS2Y 1x95 RM/25 12/20 kV | 216 | 0.313 | 0.132 | 0.252 | cs | 95 | 0.00403 | MV
NA2XS2Y 1x185 RM/25 12/20 kV | 273 | 0.161 | 0.117 | 0.362 | cs | 185 | 0.00403 | MV
NA2XS2Y 1x240 RM/25 12/20 kV | 304 | 0.122 | 0.112 | 0.421 | cs | 240 | 0.00403 | MV
NA2XS2Y 1x95 RM/25 6/10 kV | 315 | 0.313 | 0.123 | 0.249 | cs | 95 | 0.00403 | MV
NA2XS2Y 1x185 RM/25 6/10 kV | 406 | 0.161 | 0.11 | 0.358 | cs | 185 | 0.00403 | MV
NA2XS2Y 1x240 RM/25 6/10 kV | 456 | 0.122 | 0.105 | 0.416 | cs | 240 | 0.00403 | MV
NA2XS2Y 1x150 RM/25 12/20 kV | 250 | 0.206 | 0.116 | 0.319 | cs | 150 | 0.00403 | MV
NA2XS2Y 1x120 RM/25 12/20 kV | 230 | 0.253 | 0.119 | 0.283 | cs | 120 | 0.00403 | MV
NA2XS2Y 1x70 RM/25 12/20 kV | 190 | 0.443 | 0.132 | 0.22 | cs | 70 | 0.00403 | MV
NA2XS2Y 1x150 RM/25 6/10 kV | 360 | 0.206 | 0.11 | 0.315 | cs | 150 | 0.00403 | MV
NA2XS2Y 1x120 RM/25 6/10 kV | 340 | 0.253 | 0.113 | 0.28 | cs | 120 | 0.00403 | MV
NA2XS2Y 1x70 RM/25 6/10 kV | 280 | 0.443 | 0.123 | 0.217 | cs | 70 | 0.00403 | MV
N2XS(FL)2Y 1x120 RM/35 64/110 kV | 112 | 0.153 | 0.166 | 0.366 | cs | 120 | 0.00393 | HV
N2XS(FL)2Y 1x185 RM/35 64/110 kV | 125 | 0.099 | 0.156 | 0.457 | cs | 185 | 0.00393 | HV
N2XS(FL)2Y 1x240 RM/35 64/110 kV | 135 | 0.075 | 0.149 | 0.526 | cs | 240 | 0.00393 | HV
N2XS(FL)2Y 1x300 RM/35 64/110 kV | 144 | 0.06 | 0.144 | 0.588 | cs | 300 | 0.00393 | HV
15-AL1/3-ST1A 0.4 | 11 | 1.8769 | 0.35 | 0.105 | ol | 16 | 0.00403 | LV
24-AL1/4-ST1A 0.4 | 11.25 | 1.2012 | 0.335 | 0.14 | ol | 24 | 0.00403 | LV
48-AL1/8-ST1A 0.4 | 12.2 | 0.5939 | 0.3 | 0.21 | ol | 48 | 0.00403 | LV
94-AL1/15-ST1A 0.4 | 13.2 | 0.306 | 0.29 | 0.35 | ol | 94 | 0.00403 | LV
34-AL1/6-ST1A 10.0 | 9.7 | 0.8342 | 0.36 | 0.17 | ol | 34 | 0.00403 | MV
48-AL1/8-ST1A 10.0 | 10.1 | 0.5939 | 0.35 | 0.21 | ol | 48 | 0.00403 | MV
70-AL1/11-ST1A 10.0 | 10.4 | 0.4132 | 0.339 | 0.29 | ol | 70 | 0.00403 | MV
94-AL1/15-ST1A 10.0 | 10.75 | 0.306 | 0.33 | 0.35 | ol | 94 | 0.00403 | MV
122-AL1/20-ST1A 10.0 | 11.1 | 0.2376 | 0.323 | 0.41 | ol | 122 | 0.00403 | MV
149-AL1/24-ST1A 10.0 | 11.25 | 0.194 | 0.315 | 0.47 | ol | 149 | 0.00403 | MV
34-AL1/6-ST1A 20.0 | 9.15 | 0.8342 | 0.382 | 0.17 | ol | 34 | 0.00403 | MV
48-AL1/8-ST1A 20.0 | 9.5 | 0.5939 | 0.372 | 0.21 | ol | 48 | 0.00403 | MV
70-AL1/11-ST1A 20.0 | 9.7 | 0.4132 | 0.36 | 0.29 | ol | 70 | 0.00403 | MV
94-AL1/15-ST1A 20.0 | 10 | 0.306 | 0.35 | 0.35 | ol | 94 | 0.00403 | MV
122-AL1/20-ST1A 20.0 | 10.3 | 0.2376 | 0.344 | 0.41 | ol | 122 | 0.00403 | MV
149-AL1/24-ST1A 20.0 | 10.5 | 0.194 | 0.337 | 0.47 | ol | 149 | 0.00403 | MV
184-AL1/30-ST1A 20.0 | 10.75 | 0.1571 | 0.33 | 0.535 | ol | 184 | 0.00403 | MV
243-AL1/39-ST1A 20.0 | 11 | 0.1188 | 0.32 | 0.645 | ol | 243 | 0.00403 | MV
48-AL1/8-ST1A 110.0 | 8 | 0.5939 | 0.46 | 0.21 | ol | 48 | 0.00403 | HV
70-AL1/11-ST1A 110.0 | 8.4 | 0.4132 | 0.45 | 0.29 | ol | 70 | 0.00403 | HV
94-AL1/15-ST1A 110.0 | 8.65 | 0.306 | 0.44 | 0.35 | ol | 94 | 0.00403 | HV
122-AL1/20-ST1A 110.0 | 8.5 | 0.2376 | 0.43 | 0.41 | ol | 122 | 0.00403 | HV
149-AL1/24-ST1A 110.0 | 8.75 | 0.194 | 0.41 | 0.47 | ol | 149 | 0.00403 | HV
184-AL1/30-ST1A 110.0 | 8.8 | 0.1571 | 0.4 | 0.535 | ol | 184 | 0.00403 | HV
243-AL1/39-ST1A 110.0 | 9 | 0.1188 | 0.39 | 0.645 | ol | 243 | 0.00403 | HV
305-AL1/39-ST1A 110.0 | 9.2 | 0.0949 | 0.38 | 0.74 | ol | 305 | 0.00403 | HV
490-AL1/64-ST1A 110.0 | 9.75 | 0.059 | 0.37 | 0.96 | ol | 490 | 0.00403 | HV
679-AL1/86-ST1A 110.0 | 9.95 | 0.042 | 0.36 | 1.15 | ol | 679 | 0.00403 | HV
490-AL1/64-ST1A 220.0 | 10 | 0.059 | 0.285 | 0.96 | ol | 490 | 0.00403 | HV
679-AL1/86-ST1A 220.0 | 11.7 | 0.042 | 0.275 | 1.15 | ol | 679 | 0.00403 | HV
490-AL1/64-ST1A 380.0 | 11 | 0.059 | 0.253 | 0.96 | ol | 490 | 0.00403 | HV
679-AL1/86-ST1A 380.0 | 14.6 | 0.042 | 0.25 | 1.15 | ol | 679 | 0.00403 | HV

## trafo_std_types
| i0_percent | pfe_kw | vkr_percent | sn_mva | vn_lv_kv | vn_hv_kv | vk_percent | shift_degree | vector_group | tap_side | tap_neutral | tap_min | tap_max | tap_step_degree | tap_step_percent | tap_phase_shifter
160 MVA 380/110 kV | 0.06 | 60 | 0.25 | 160 | 110 | 380 | 12.2 | 0 | Yy0 | hv | 0 | -9 | 9 | 0 | 1.5 | FALSE
100 MVA 220/110 kV | 0.06 | 55 | 0.26 | 100 | 110 | 220 | 12 | 0 | Yy0 | hv | 0 | -9 | 9 | 0 | 1.5 | FALSE
63 MVA 110/20 kV | 0.04 | 22 | 0.32 | 63 | 20 | 110 | 18 | 150 | YNd5 | hv | 0 | -9 | 9 | 0 | 1.5 | FALSE
40 MVA 110/20 kV | 0.05 | 18 | 0.34 | 40 | 20 | 110 | 16.2 | 150 | YNd5 | hv | 0 | -9 | 9 | 0 | 1.5 | FALSE
25 MVA 110/20 kV | 0.07 | 14 | 0.41 | 25 | 20 | 110 | 12 | 150 | YNd5 | hv | 0 | -9 | 9 | 0 | 1.5 | FALSE
63 MVA 110/10 kV | 0.04 | 22 | 0.32 | 63 | 10 | 110 | 18 | 150 | YNd5 | hv | 0 | -9 | 9 | 0 | 1.5 | FALSE
40 MVA 110/10 kV | 0.05 | 18 | 0.34 | 40 | 10 | 110 | 16.2 | 150 | YNd5 | hv | 0 | -9 | 9 | 0 | 1.5 | FALSE
25 MVA 110/10 kV | 0.07 | 14 | 0.41 | 25 | 10 | 110 | 12 | 150 | YNd5 | hv | 0 | -9 | 9 | 0 | 1.5 | FALSE
0.25 MVA 20/0.4 kV | 0.32 | 0.8 | 1.44 | 0.25 | 0.4 | 20 | 6 | 150 | Yzn5 | hv | 0 | -2 | 2 | 0 | 2.5 | FALSE
0.4 MVA 20/0.4 kV | 0.3375 | 1.35 | 1.425 | 0.4 | 0.4 | 20 | 6 | 150 | Dyn5 | hv | 0 | -2 | 2 | 0 | 2.5 | FALSE
0.63 MVA 20/0.4 kV | 0.2619 | 1.65 | 1.206 | 0.63 | 0.4 | 20 | 6 | 150 | Dyn5 | hv | 0 | -2 | 2 | 0 | 2.5 | FALSE
0.25 MVA 10/0.4 kV | 0.24 | 0.6 | 1.2 | 0.25 | 0.4 | 10 | 4 | 150 | Dyn5 | hv | 0 | -2 | 2 | 0 | 2.5 | FALSE
0.4 MVA 10/0.4 kV | 0.2375 | 0.95 | 1.325 | 0.4 | 0.4 | 10 | 4 | 150 | Dyn5 | hv | 0 | -2 | 2 | 0 | 2.5 | FALSE
0.63 MVA 10/0.4 kV | 0.1873 | 1.18 | 1.0794 | 0.63 | 0.4 | 10 | 4 | 150 | Dyn5 | hv | 0 | -2 | 2 | 0 | 2.5 | FALSE

## trafo3w_std_types
| sn_hv_mva | sn_mv_mva | sn_lv_mva | vn_hv_kv | vn_mv_kv | vn_lv_kv | vk_hv_percent | vk_mv_percent | vk_lv_percent | vkr_hv_percent | vkr_mv_percent | vkr_lv_percent | pfe_kw | i0_percent | shift_mv_degree | shift_lv_degree | vector_group | tap_side | tap_neutral | tap_min | tap_max | tap_step_percent
63/25/38 MVA 110/20/10 kV | 63 | 25 | 38 | 110 | 20 | 10 | 10.4 | 10.4 | 10.4 | 0.28 | 0.32 | 0.35 | 35 | 0.89 | 0 | 0 | YN0yn0yn0 | hv | 0 | -10 | 10 | 1.2
63/25/38 MVA 110/10/10 kV | 63 | 25 | 38 | 110 | 10 | 10 | 10.4 | 10.4 | 10.4 | 0.28 | 0.32 | 0.35 | 35 | 0.89 | 0 | 0 | YN0yn0yn0 | hv | 0 | -10 | 10 | 1.2

## fuse_std_types
| fuse_type | i_rated_a | t_avg | t_min | t_total | x_avg | x_min | x_total
HV 100A | HV 100A | 100 | 0 | [10.0, 3.64, 0.854, 0.281, 0.1, 0.0531, 0.022, 0.01] | [10.0, 4.267, 1.21, 0.403, 0.1, 0.058, 0.022, 0.01] | 0 | [300.0, 350.0, 450.0, 550.0, 700.0, 850.0, 1200.0, 1752.0] | [600.0, 700.0, 900.0, 1150.0, 1665.0, 2000.0, 3000.0, 4313.0]
HV 10A | HV 10A | 10 | 0 | [10.0, 1675.0, 0.344, 0.156, 0.1, 0.0417, 0.0171, 0.01] | [10.0, 1.3, 0.3, 0.155, 0.1, 0.0555, 0.023, 0.01] | 0 | [30.0, 32.0, 35.0, 37.0, 39.0, 50.0, 70.0, 88.0] | [60.0, 70.0, 80.0, 87.0, 94.0, 110.0, 150.0, 216.0]
HV 125A | HV 125A | 125 | 0 | [10.0, 1.82, 0.344, 0.1, 0.0467, 0.0269, 0.01] | [10.0, 2.478, 0.426, 0.1, 0.0427, 0.0211, 0.01] | 0 | [375.0, 500.0, 700.0, 925.0, 1200.0, 1500.0, 2341.0] | [750.0, 1000.0, 1500.0, 2200.0, 3000.0, 4000.0, 5765.0]
HV 160A | HV 160A | 160 | 0 | [10.0, 4.15, 1.03, 0.198, 0.1, 0.051, 0.0172, 0.01] | [10.0, 2.3, 0.734, 0.274, 0.1, 0.046, 0.0177, 0.01] | 0 | [480.0, 550.0, 700.0, 1000.0, 1260.0, 1600.0, 2500.0, 3227.0] | [960.0, 1300.0, 1700.0, 2200.0, 2996.0, 4000.0, 6000.0, 7946.0]
HV 16A | HV 16A | 16 | 0 | [10.0, 0.352, 0.164, 0.1, 0.0649, 0.0342, 0.01] | [10.0, 2.34, 0.722, 0.181, 0.1, 0.055, 0.0296, 0.01] | 0 | [48.0, 60.0, 65.0, 71.0, 80.0, 100.0, 162.0] | [96.0, 110.0, 125.0, 150.0, 168.0, 200.0, 250.0, 398.0]
HV 200A | HV 200A | 200 | 0 | [10.0, 4.267, 1.21, 0.403, 0.1, 0.058, 0.022, 0.01] | [10.0, 3.73, 1.654, 0.328, 0.1, 0.0531, 0.019, 0.01] | 0 | [600.0, 700.0, 900.0, 1150.0, 1665.0, 2000.0, 3000.0, 4313.0] | [1200.0, 1500.0, 1800.0, 2700.0, 3960.0, 5000.0, 7500.0, 10620.0]
HV 20A | HV 20A | 20 | 0 | [10.0, 1.3, 0.3, 0.155, 0.1, 0.0555, 0.023, 0.01] | [10.0, 1.3, 0.161, 0.1, 0.0611, 0.0399, 0.0141, 0.01] | 0 | [60.0, 70.0, 80.0, 87.0, 94.0, 110.0, 150.0, 216.0] | [120.0, 150.0, 200.0, 223.0, 260.0, 300.0, 450.0, 532.0]
HV 25A | HV 25A | 25 | 0 | [10.0, 2.512, 0.833, 0.299, 0.1, 0.0372, 0.0223, 0.01] | [10.0, 3.125, 0.597, 0.198, 0.1, 0.0378, 0.022, 0.01] | 0 | [75.0, 82.0, 90.0, 100.0, 124.0, 170.0, 200.0, 289.0] | [150.0, 170.0, 210.0, 250.0, 294.0, 400.0, 500.0, 711.0]
HV 31.5A | HV 31.5A | 31.5 | 0 | [10.0, 2.34, 0.722, 0.181, 0.1, 0.055, 0.0296, 0.01] | [10.0, 2.84, 0.368, 0.164, 0.1, 0.0621, 0.0378, 0.0195, 0.01] | 0 | [95.0, 110.0, 125.0, 150.0, 165.0, 200.0, 250.0, 390.0] | [189.0, 220.0, 300.0, 350.0, 393.0, 450.0, 530.0, 700.0, 960.0]
HV 40A | HV 40A | 40 | 0 | [10.0, 1.3, 0.161, 0.1, 0.0611, 0.0399, 0.0141, 0.01] | [10.0, 2.05, 0.369, 0.198, 0.1, 0.051, 0.0298, 0.01] | 0 | [120.0, 150.0, 200.0, 223.0, 260.0, 300.0, 450.0, 532.0] | [240.0, 300.0, 400.0, 450.0, 530.0, 650.0, 800.0, 1311.0]
HV 50A | HV 50A | 50 | 0 | [10.0, 3.215, 0.597, 0.198, 0.1, 0.0378, 0.022, 0.01] | [10.0, 3.64, 0.854, 0.281, 0.1, 0.0531, 0.022, 0.01] | 0 | [150.0, 170.0, 210.0, 250.0, 294.0, 400.0, 500.0, 711.0] | [300.0, 350.0, 450.0, 550.0, 700.0, 850.0, 1200.0, 1752.0]
HV 6.3A | HV 6.3A | 6.3 | 0 | [10.0, 1.39, 0.344, 0.168, 0.1, 0.056, 0.0263, 0.01] | [10.0, 1.711, 0.516, 0.198, 0.1, 0.0634, 0.0303, 0.01] | 0 | [19.0, 19.5, 20.4, 20.8, 22.0, 25.0, 32.0, 48.0] | [38.0, 40.0, 43.0, 48.0, 53.0, 60.0, 75.0, 118.0]
HV 63A | HV 63A | 63 | 0 | [10.0, 2.84, 0.368, 0.164, 0.1, 0.0621, 0.0378, 0.0195, 0.01] | [10.0, 1.82, 0.344, 0.1, 0.0467, 0.0269, 0.01] | 0 | [189.0, 220.0, 300.0, 350.0, 393.0, 450.0, 530.0, 700.0, 961.0] | [378.0, 500.0, 700.0, 934.0, 1200.0, 1500.0, 2366.0]
HV 80A | HV 80A | 80 | 0 | [10.0, 2.05, 0.369, 0.198, 0.1, 0.051, 0.0298, 0.01] | [10.0, 4.15, 1.03, 0.198, 0.1, 0.051, 0.0172, 0.01] | 0 | [240.0, 300.0, 400.0, 450.0, 530.0, 650.0, 800.0, 1311.0] | [480.0, 550.0, 700.0, 1000.0, 1260.0, 1600.0, 2500.0, 3227.0]
Siemens NH-1-100 | Siemens NH-1-100 | 100 | [5400.0, 2000.0, 400.0, 20.0, 1.0, 0.2, 0.012, 0.004] | 0 | 0 | [150.0, 190.0, 250.0, 430.0, 900.0, 1250.0, 2700.0, 3600.0] | 0 | 0
Siemens NH-1-125 | Siemens NH-1-125 | 125 | [4800.0, 120.0, 7.0, 0.1, 0.004] | 0 | 0 | [180.0, 400.0, 740.0, 2000.0, 4250.0] | 0 | 0
Siemens NH-1-16 | Siemens NH-1-16 | 16 | [4000.0, 400.0, 2.0, 0.1, 0.04, 0.01] | 0 | 0 | [26.0, 35.0, 75.0, 150.0, 200.0, 300.0] | 0 | 0
Siemens NH-1-160 | Siemens NH-1-160 | 160 | [4800.0, 120.0, 7.0, 0.1, 0.004] | 0 | 0 | [210.0, 500.0, 900.0, 2300.0, 5000.0] | 0 | 0
Siemens NH-1-25 | Siemens NH-1-25 | 25 | [4000.0, 1000.0, 10.0, 0.2, 0.02, 0.01] | 0 | 0 | [40.0, 50.0, 100.0, 210.0, 400.0, 500.0] | 0 | 0
Siemens NH-1-50 | Siemens NH-1-50 | 50 | [4000.0, 40.0, 4.0, 1.0, 0.02, 0.01] | 0 | 0 | [86.0, 200.0, 300.0, 400.0, 1000.0, 1280.0] | 0 | 0
Siemens NH-1-63 | Siemens NH-1-63 | 63 | [4000.0, 100.0, 10.0, 2.0, 0.04, 0.01] | 0 | 0 | [100.0, 200.0, 300.0, 400.0, 1000.0, 1500.0] | 0 | 0
Siemens NH-1-80 | Siemens NH-1-80 | 80 | [4800.0, 120.0, 7.0, 0.1, 0.01] | 0 | 0 | [150.58, 250.0, 450.0, 1150.0, 2470.0] | 0 | 0
Siemens NH-2-1000 | Siemens NH-2-1000 | 1000 | [4800.0, 120.0, 7.0, 0.1, 0.004] | 0 | 0 | [1900.0, 3500.0, 8400.0, 24000.0, 52000.0] | 0 | 0
Siemens NH-2-200 | Siemens NH-2-200 | 200 | [4800.0, 120.0, 7.0, 0.1, 0.004] | 0 | 0 | [280.0, 650.0, 1200.0, 3000.0, 7000.0] | 0 | 0
Siemens NH-2-224 | Siemens NH-2-224 | 224 | [4800.0, 120.0, 7.0, 0.2, 0.04, 0.004] | 0 | 0 | [400.0, 750.0, 1453.0, 3025.0, 4315.0, 7600.0] | 0 | 0
Siemens NH-2-250 | Siemens NH-2-250 | 250 | [4800.0, 120.0, 7.0, 0.1, 0.004] | 0 | 0 | [450.0, 800.0, 1650.0, 4000.0, 8500.0] | 0 | 0
Siemens NH-2-315 | Siemens NH-2-315 | 315 | [4800.0, 120.0, 7.0, 0.1, 0.004] | 0 | 0 | [550.0, 920.0, 1900.0, 5000.0, 11000.0] | 0 | 0
Siemens NH-2-355 | Siemens NH-2-355 | 355 | [4800.0, 120.0, 6.0, 0.1, 0.004] | 0 | 0 | [650.0, 1116.27, 2350.0, 5840.0, 12790.0] | 0 | 0
Siemens NH-2-400 | Siemens NH-2-400 | 400 | [4800.0, 120.0, 7.0, 0.1, 0.004] | 0 | 0 | [720.0, 1350.0, 2800.0, 6500.0, 15000.0] | 0 | 0
Siemens NH-2-425 | Siemens NH-2-425 | 425 | [4800.0, 120.0, 7.0, 0.1, 0.004] | 0 | 0 | [850.0, 1500.0, 3050.0, 7500.0, 16500.0] | 0 | 0
Siemens NH-2-630 | Siemens NH-2-630 | 630 | [4800.0, 120.0, 7.0, 0.1, 0.004] | 0 | 0 | [1200.0, 2000.0, 4800.0, 12000.0, 26000.0] | 0 | 0

## res_bus
| vm_pu | va_degree | p_mw | q_mvar
0 | 0.99403 | -0.041905 | 0.0043087 | 0.0010799
1 | 0.99401 | -0.042052 | 0 | 0
2 | 0.99406 | -0.041696 | 0 | 0
3 | 0.99397 | -0.042333 | 0 | 0
4 | 0.991 | -0.063198 | 0.0011324 | 0.00028381
5 | 0.99102 | -0.06304 | 0.0023053 | 0.00057776
6 | 0.99108 | -0.062584 | 0.001154 | 0.00028922
7 | 0.99121 | -0.061689 | 0.0026177 | 0.00065605
8 | 0.99136 | -0.060654 | 0 | 0
9 | 0.99131 | -0.060952 | 0.003152 | 0.00078997
10 | 0.99166 | -0.058534 | 0.0020907 | 0.00052399
11 | 0.99195 | -0.056464 | 0.0005582 | 0.0001399
12 | 0.99243 | -0.053099 | 0.00044357 | 0.00011117
13 | 0.99273 | -0.050986 | 0.0034182 | 0.00085669
14 | 0.99339 | -0.046302 | 0.003248 | 0.00081402
15 | 0.99357 | -0.045074 | 0 | 0
16 | 0.99352 | -0.04536 | 0.0034625 | 0.00086779
17 | 0.99404 | -0.041721 | 0.0016383 | 0.00041059
18 | 0.99459 | -0.037852 | 0 | 0
19 | 0.99541 | -0.032069 | 0.0021528 | 0.00053953
20 | 0.99543 | -0.03195 | 0 | 0
21 | 0.99483 | -0.036183 | 0 | 0
22 | 0.99648 | -0.024587 | 0 | 0
23 | 0.9947 | -0.037097 | 0.0024354 | 0.00061036
24 | 0.99647 | -0.024639 | 0.00098106 | 0.00024588
25 | 0.99713 | -0.020025 | 0.0011631 | 0.00029151
26 | 0.9946 | -0.037782 | 0 | 0
27 | 0.99803 | -0.013747 | 0.0024479 | 0.0006135
28 | 0.99458 | -0.037944 | 0.0018397 | 0.00046107
29 | 0.9945 | -0.038502 | 0 | 0
30 | 0.99449 | -0.03858 | 0.0011666 | 0.00029239
31 | 0.99448 | -0.038675 | 0.0010767 | 0.00026986
32 | 0.99444 | -0.038921 | 0.0012097 | 0.00030318
33 | 0.9954 | -0.03227 | 0.0024932 | 0.00062485
34 | 0.9954 | -0.032298 | 0.0012314 | 0.00030862
35 | 0.9956 | -0.030864 | 0 | 0
36 | 0.99534 | -0.032719 | 0 | 0
37 | 0.99547 | -0.031813 | 0.001442 | 0.00036141
38 | 0.99658 | -0.02396 | 0 | 0
39 | 0.9953 | -0.032992 | 0.0018927 | 0.00047436
40 | 0.99531 | -0.032907 | 0.0010979 | 0.00027515
41 | 0.99524 | -0.033403 | 0.0011611 | 0.000291
42 | 0.99656 | -0.024081 | 0.0012125 | 0.00030389
43 | 0.99834 | -0.011624 | 0 | 0
44 | 0.99508 | -0.034508 | 0 | 0
45 | 0.99528 | -0.033095 | 0 | 0
46 | 0.99519 | -0.033749 | 0 | 0
47 | 0.99833 | -0.011719 | 0.0019627 | 0.0004919
48 | 1 | 0 | -0.10894 | -0.02715
49 | 0.99501 | -0.035002 | 0.0010463 | 0.00026223
50 | 0.99497 | -0.035337 | 0 | 0
51 | 0.99516 | -0.033963 | 0 | 0
52 | 0.99508 | -0.034567 | 0.0018801 | 0.0004712
53 | 0.99853 | -0.010282 | 0.0011206 | 0.00028084
54 | 0.9995 | -0.0035176 | 0.0012888 | 0.00032301
55 | 0.99997 | -0.00017974 | 0.0017783 | 0.00044568
56 | 0.99492 | -0.035662 | 0.0012407 | 0.00031095
57 | 0.99487 | -0.036006 | 0.0012394 | 0.00031061
58 | 0.99494 | -0.03551 | 0 | 0
59 | 0.99492 | -0.035658 | 0.0016852 | 0.00042236
60 | 0.99443 | -0.039085 | 0.00061729 | 0.00015471
61 | 0.99456 | -0.038228 | 0 | 0
62 | 0.99443 | -0.039117 | 0 | 0
63 | 0.99457 | -0.038153 | 0 | 0
64 | 0.99453 | -0.038397 | 0.0015896 | 0.00039839
65 | 0.99441 | -0.039256 | 0 | 0
66 | 0.99442 | -0.03917 | 0.00078555 | 0.00019688
67 | 0.99455 | -0.038249 | 0.0012507 | 0.00031346
68 | 0.99469 | -0.037257 | 0 | 0
69 | 0.99439 | -0.039377 | 0.00067128 | 0.00016824
70 | 0.99468 | -0.037354 | 0.0014172 | 0.00035518
71 | 0.99479 | -0.036589 | 0.0009971 | 0.0002499
72 | 0.99484 | -0.036223 | 0 | 0
73 | 0.99495 | -0.035427 | 0.0012768 | 0.00031999
74 | 0.99512 | -0.034257 | 0.0032435 | 0.00081291
75 | 0.99423 | -0.040523 | 0 | 0
76 | 0.99246 | -0.053136 | 0 | 0
77 | 0.99368 | -0.044405 | 0.0014314 | 0.00035874
78 | 0.99516 | -0.03396 | 0.0012782 | 0.00032036
79 | 0.99496 | -0.03535 | 0 | 0
80 | 0.99488 | -0.035967 | 0.0018919 | 0.00047417
81 | 0.99494 | -0.035513 | 0.00096831 | 0.00024268
82 | 0.99094 | -0.063988 | 0.00038374 | 9.6174e-05
83 | 0.99111 | -0.062748 | 0.00050226 | 0.00012588
84 | 0.99079 | -0.065074 | 0 | 0
85 | 0.99126 | -0.061671 | 0.00035673 | 8.9405e-05
86 | 0.99079 | -0.065087 | 0.00025873 | 6.4844e-05
87 | 0.99064 | -0.066136 | 0 | 0
88 | 0.99291 | -0.049828 | 0.0018036 | 0.00045203
89 | 0.99293 | -0.049681 | 0 | 0
90 | 0.99155 | -0.059585 | 0.00058457 | 0.00014651
91 | 0.99089 | -0.064311 | 0 | 0
92 | 0.99061 | -0.066265 | 0.0027385 | 0.00068633
93 | 0.99061 | -0.066293 | 0.0005811 | 0.00014564
94 | 0.99064 | -0.066164 | 0.00032999 | 8.2703e-05
95 | 0.99051 | -0.06709 | 0.00036148 | 9.0597e-05
96 | 0.99188 | -0.057251 | 0.00023742 | 5.9503e-05
97 | 0.99317 | -0.04799 | 0.0013821 | 0.00034638
98 | 0.99318 | -0.047927 | 0 | 0
99 | 0.99005 | -0.070386 | 0.0014595 | 0.00036578
100 | 0.99359 | -0.045084 | 0 | 0
101 | 0.98917 | -0.076822 | 0 | 0
102 | 0.98899 | -0.078095 | 0.00030707 | 7.6958e-05
103 | 0.98927 | -0.076105 | 0.00033943 | 8.5069e-05
104 | 0.98891 | -0.078693 | 0.00023624 | 5.9208e-05
105 | 0.9889 | -0.078747 | 0.000244 | 6.1153e-05
106 | 0.98894 | -0.078518 | 0 | 0
107 | 0.98939 | -0.075229 | 0.00032287 | 8.092e-05
108 | 0.98942 | -0.074954 | 0.00063421 | 0.00015895
109 | 0.98963 | -0.073428 | 0 | 0
110 | 0.98998 | -0.070878 | 0 | 0
111 | 0.99356 | -0.045276 | 0.0018707 | 0.00046884
112 | 0.99324 | -0.047511 | 0 | 0
113 | 0.99323 | -0.047604 | 0.0017648 | 0.00044229
114 | 0.99306 | -0.048772 | 0.0013379 | 0.00033531
115 | 0.99293 | -0.0497 | 0.0019118 | 0.00047914
116 | 0.99302 | -0.049034 | 0.0015773 | 0.00039531
117 | 0.99397 | -0.042379 | 0.00078696 | 0.00019723
118 | 0.99998 | 149.9947 | 0 | 0

## res_line
| p_from_mw | q_from_mvar | p_to_mw | q_to_mvar | pl_mw | ql_mvar | i_from_ka | i_to_ka | i_ka | vm_from_pu | va_from_degree | vm_to_pu | va_to_degree | loading_percent
0 | 0.00078701 | 0.00019648 | -0.00078699 | -0.00019671 | 1.5903e-08 | -2.32e-07 | 0.0011778 | 0.0011779 | 0.0011779 | 0.99403 | -0.041905 | 0.99401 | -0.042052 | 0.43627
1 | -0.0050957 | -0.0012763 | 0.0050958 | 0.0012763 | 1.4731e-07 | 4.0571e-09 | 0.0076277 | 0.0076276 | 0.0076277 | 0.99403 | -0.041905 | 0.99406 | -0.041696 | 2.8251
2 | 0.00078699 | 0.00019671 | -0.00078696 | -0.00019716 | 3.0538e-08 | -4.4539e-07 | 0.0011779 | 0.0011781 | 0.0011781 | 0.99401 | -0.042052 | 0.99397 | -0.042333 | 0.43633
3 | -0.0050958 | -0.0012763 | 0.0051005 | 0.0012765 | 4.7151e-06 | 1.2806e-07 | 0.0076276 | 0.0076271 | 0.0076276 | 0.99406 | -0.041696 | 0.99501 | -0.035002 | 2.8251
4 | 0.00078696 | 0.00019716 | -0.00078696 | -0.00019723 | 4.947e-09 | -7.2134e-08 | 0.0011781 | 0.0011781 | 0.0011781 | 0.99397 | -0.042333 | 0.99397 | -0.042379 | 0.43634
5 | -0.0011324 | -0.0002838 | 0.0011324 | 0.00028364 | 2.4767e-08 | -1.6736e-07 | 0.0017003 | 0.0017003 | 0.0017003 | 0.991 | -0.063198 | 0.99102 | -0.06304 | 0.62975
6 | -0.0034377 | -0.0008614 | 0.0034379 | 0.00086131 | 2.17e-07 | -8.4729e-08 | 0.0051617 | 0.0051616 | 0.0051617 | 0.99102 | -0.06304 | 0.99108 | -0.062584 | 1.9117
7 | -0.004592 | -0.0011505 | 0.0045925 | 0.0011505 | 5.6881e-07 | -2.8399e-08 | 0.0068943 | 0.0068942 | 0.0068943 | 0.99108 | -0.062584 | 0.99121 | -0.061689 | 2.5534
8 | -0.0072102 | -0.0018066 | 0.0072112 | 0.0018068 | 1.0327e-06 | 2.1508e-07 | 0.010824 | 0.010824 | 0.010824 | 0.99121 | -0.061689 | 0.99136 | -0.060654 | 4.0088
9 | 0.0031522 | 0.0007899 | -0.003152 | -0.00078997 | 1.3027e-07 | -7.0135e-08 | 0.0047313 | 0.0047314 | 0.0047314 | 0.99136 | -0.060654 | 0.99131 | -0.060952 | 1.7524
10 | -0.010363 | -0.0025967 | 0.010366 | 0.0025976 | 3.0394e-06 | 9.0938e-07 | 0.015555 | 0.015555 | 0.015555 | 0.99136 | -0.060654 | 0.99166 | -0.058534 | 5.7611
11 | -0.012457 | -0.0031216 | 0.012461 | 0.0031227 | 3.5705e-06 | 1.1619e-06 | 0.018692 | 0.018692 | 0.018692 | 0.99166 | -0.058534 | 0.99195 | -0.056464 | 6.923
12 | -0.013019 | -0.0032626 | 0.013025 | 0.0032646 | 6.0656e-06 | 2.0038e-06 | 0.01953 | 0.019529 | 0.01953 | 0.99195 | -0.056464 | 0.99243 | -0.053099 | 7.2332
13 | -0.013469 | -0.0033758 | 0.013473 | 0.0033771 | 3.9429e-06 | 1.3162e-06 | 0.020194 | 0.020194 | 0.020194 | 0.99243 | -0.053099 | 0.99273 | -0.050986 | 7.4794
14 | -0.016891 | -0.0042338 | 0.016902 | 0.0042377 | 1.0962e-05 | 3.8616e-06 | 0.025318 | 0.025318 | 0.025318 | 0.99273 | -0.050986 | 0.99339 | -0.046302 | 9.377
15 | -0.02015 | -0.0050517 | 0.020153 | 0.0050529 | 3.427e-06 | 1.24e-06 | 0.030183 | 0.030183 | 0.030183 | 0.99339 | -0.046302 | 0.99357 | -0.045074 | 11.1789
16 | 0.0034626 | 0.00086773 | -0.0034625 | -0.00086779 | 1.372e-07 | -5.3113e-08 | 0.0051858 | 0.0051858 | 0.0051858 | 0.99357 | -0.045074 | 0.99352 | -0.04536 | 1.9207
17 | -0.023616 | -0.0059207 | 0.023627 | 0.0059247 | 1.0974e-05 | 4.0387e-06 | 0.035369 | 0.035369 | 0.035369 | 0.99357 | -0.045074 | 0.99404 | -0.041721 | 13.0996
18 | -0.025265 | -0.0063353 | 0.025279 | 0.0063403 | 1.3553e-05 | 5.0158e-06 | 0.037821 | 0.037821 | 0.037821 | 0.99404 | -0.041721 | 0.99459 | -0.037852 | 14.0079
19 | -0.025279 | -0.0063403 | 0.025284 | 0.0063425 | 5.8527e-06 | 2.1659e-06 | 0.037821 | 0.037821 | 0.037821 | 0.99459 | -0.037852 | 0.99483 | -0.036183 | 14.0078
20 | -0.0021528 | -0.00053953 | 0.0021528 | 0.00053948 | 3.5458e-08 | -5.769e-08 | 0.0032181 | 0.0032181 | 0.0032181 | 0.99541 | -0.032069 | 0.99543 | -0.03195 | 1.1919
21 | 0.033034 | 0.0082862 | -0.033015 | -0.0082789 | 1.9381e-05 | 7.2887e-06 | 0.049383 | 0.049383 | 0.049383 | 0.99543 | -0.03195 | 0.99483 | -0.036183 | 18.2901
22 | -0.035187 | -0.0088257 | 0.035223 | 0.0088393 | 3.5957e-05 | 1.3559e-05 | 0.052601 | 0.052601 | 0.052601 | 0.99543 | -0.03195 | 0.99648 | -0.024587 | 19.4819
23 | 0.0077301 | 0.0019365 | -0.0077292 | -0.0019363 | 9.7766e-07 | 2.2387e-07 | 0.011562 | 0.011562 | 0.011562 | 0.99483 | -0.036183 | 0.9947 | -0.037097 | 4.2823
24 | 0.00098107 | 0.00024581 | -0.00098106 | -0.00024588 | 6.964e-09 | -6.5062e-08 | 0.001465 | 0.001465 | 0.001465 | 0.99648 | -0.024587 | 0.99647 | -0.024639 | 0.54259
25 | -0.036204 | -0.0090851 | 0.036227 | 0.0090937 | 2.2938e-05 | 8.6584e-06 | 0.054066 | 0.054066 | 0.054066 | 0.99648 | -0.024587 | 0.99713 | -0.020025 | 20.0245
26 | 0.0052938 | 0.0013259 | -0.0052933 | -0.0013259 | 5.0108e-07 | 2.652e-08 | 0.0079189 | 0.007919 | 0.007919 | 0.9947 | -0.037097 | 0.9946 | -0.037782 | 2.933
27 | -0.03739 | -0.0093853 | 0.037422 | 0.0093976 | 3.2628e-05 | 1.233e-05 | 0.055802 | 0.055802 | 0.055802 | 0.99713 | -0.020025 | 0.99803 | -0.013747 | 20.6673
28 | 0.0018397 | 0.00046098 | -0.0018397 | -0.00046107 | 4.1411e-08 | -9.7758e-08 | 0.0027524 | 0.0027524 | 0.0027524 | 0.9946 | -0.037782 | 0.99458 | -0.037944 | 1.0194
29 | 0.0034535 | 0.00086489 | -0.0034532 | -0.00086502 | 3.4389e-07 | -1.3564e-07 | 0.0051666 | 0.0051667 | 0.0051667 | 0.9946 | -0.037782 | 0.9945 | -0.038502 | 1.9136
30 | -0.03987 | -0.010011 | 0.03989 | 0.010018 | 1.9202e-05 | 7.2716e-06 | 0.059451 | 0.059451 | 0.059451 | 0.99803 | -0.013747 | 0.99853 | -0.010282 | 22.019
31 | 0.0011666 | 0.0002923 | -0.0011666 | -0.00029238 | 1.2608e-08 | -8.119e-08 | 0.0017456 | 0.0017456 | 0.0017456 | 0.9945 | -0.038502 | 0.99449 | -0.03858 | 0.64651
32 | 0.0022866 | 0.00057272 | -0.0022865 | -0.00057279 | 5.4658e-08 | -7.6081e-08 | 0.0034211 | 0.0034212 | 0.0034212 | 0.9945 | -0.038502 | 0.99448 | -0.038675 | 1.2671
33 | 0.0012098 | 0.00030294 | -0.0012097 | -0.00030318 | 4.1152e-08 | -2.4532e-07 | 0.0018101 | 0.0018101 | 0.0018101 | 0.99448 | -0.038675 | 0.99444 | -0.038921 | 0.67042
34 | 0.0042223 | 0.0010576 | -0.0042223 | -0.0010576 | 1.6345e-08 | -2.2605e-09 | 0.0063117 | 0.0063117 | 0.0063117 | 0.9954 | -0.03227 | 0.9954 | -0.032298 | 2.3377
35 | -0.0067155 | -0.0016825 | 0.0067168 | 0.0016827 | 1.3057e-06 | 2.3223e-07 | 0.010039 | 0.010039 | 0.010039 | 0.9954 | -0.03227 | 0.9956 | -0.030864 | 3.718
36 | 0.0029909 | 0.00074903 | -0.0029907 | -0.00074915 | 1.7423e-07 | -1.1455e-07 | 0.0044709 | 0.0044709 | 0.0044709 | 0.9954 | -0.032298 | 0.99534 | -0.032719 | 1.6559
37 | 0.0067447 | 0.0016886 | -0.0067438 | -0.0016884 | 8.8437e-07 | 1.5878e-07 | 0.01008 | 0.01008 | 0.01008 | 0.9956 | -0.030864 | 0.99547 | -0.031813 | 3.7333
38 | -0.013462 | -0.0033713 | 0.013474 | 0.0033756 | 1.2859e-05 | 4.283e-06 | 0.020119 | 0.020118 | 0.020119 | 0.9956 | -0.030864 | 0.99658 | -0.02396 | 7.4513
39 | 0.0018928 | 0.0004742 | -0.0018927 | -0.00047436 | 7.1649e-08 | -1.5882e-07 | 0.0028297 | 0.0028297 | 0.0028297 | 0.99534 | -0.032719 | 0.9953 | -0.032992 | 1.048
40 | 0.0010979 | 0.00027494 | -0.0010979 | -0.00027515 | 2.8622e-08 | -2.1029e-07 | 0.0016413 | 0.0016414 | 0.0016414 | 0.99534 | -0.032719 | 0.99531 | -0.032907 | 0.60791
41 | 0.0053018 | 0.001327 | -0.0053007 | -0.0013269 | 1.1633e-06 | 6.1574e-08 | 0.0079245 | 0.0079246 | 0.0079246 | 0.99547 | -0.031813 | 0.99524 | -0.033403 | 2.9351
42 | 0.0012126 | 0.00030377 | -0.0012125 | -0.00030389 | 2.0437e-08 | -1.2233e-07 | 0.0018104 | 0.0018105 | 0.0018105 | 0.99658 | -0.02396 | 0.99656 | -0.024081 | 0.67055
43 | -0.061829 | -0.015488 | 0.061934 | 0.015529 | 0.00010567 | 4.0383e-05 | 0.092315 | 0.092315 | 0.092315 | 0.99658 | -0.02396 | 0.99834 | -0.011624 | 34.1908
44 | 0.014778 | 0.003702 | -0.014757 | -0.0036947 | 2.1535e-05 | 7.3604e-06 | 0.022065 | 0.022065 | 0.022065 | 0.99658 | -0.02396 | 0.99508 | -0.034508 | 8.1723
45 | 0.032364 | 0.008107 | -0.032323 | -0.0080916 | 4.0838e-05 | 1.5342e-05 | 0.048321 | 0.048321 | 0.048321 | 0.99658 | -0.02396 | 0.99528 | -0.033095 | 17.8969
46 | 0.0041395 | 0.0010359 | -0.0041393 | -0.001036 | 1.979e-07 | -3.1485e-08 | 0.0061886 | 0.0061887 | 0.0061887 | 0.99524 | -0.033403 | 0.99519 | -0.033749 | 2.2921
47 | 0.0019627 | 0.00049184 | -0.0019627 | -0.0004919 | 2.5895e-08 | -5.3444e-08 | 0.0029254 | 0.0029254 | 0.0029254 | 0.99834 | -0.011624 | 0.99833 | -0.011719 | 1.0835
48 | -0.063897 | -0.016021 | 0.064 | 0.01606 | 0.00010308 | 3.9406e-05 | 0.09524 | 0.09524 | 0.09524 | 0.99834 | -0.011624 | 1 | 0 | 35.2742
49 | 0.0061473 | 0.0015388 | -0.0061468 | -0.0015387 | 4.186e-07 | 5.7864e-08 | 0.0091918 | 0.0091918 | 0.0091918 | 0.99508 | -0.034508 | 0.99501 | -0.035002 | 3.4044
50 | 0.0086093 | 0.0021559 | -0.0086084 | -0.0021557 | 9.8605e-07 | 2.554e-07 | 0.012874 | 0.012874 | 0.012874 | 0.99508 | -0.034508 | 0.99497 | -0.035337 | 4.768
51 | 0.026276 | 0.0065769 | -0.026272 | -0.0065758 | 3.1503e-06 | 1.1691e-06 | 0.039281 | 0.039281 | 0.039281 | 0.99528 | -0.033095 | 0.99516 | -0.033963 | 14.5484
52 | 0.0060473 | 0.0015147 | -0.0060461 | -0.0015145 | 1.231e-06 | 1.5987e-07 | 0.0090408 | 0.0090409 | 0.0090409 | 0.99528 | -0.033095 | 0.99508 | -0.034567 | 3.3485
53 | 0.0012783 | 0.00032016 | -0.0012782 | -0.00032036 | 3.7421e-08 | -1.9891e-07 | 0.0019112 | 0.0019113 | 0.0019113 | 0.99519 | -0.033749 | 0.99516 | -0.03396 | 0.70788
54 | 0.0028611 | 0.00071581 | -0.0028604 | -0.00071628 | 6.326e-07 | -4.7643e-07 | 0.0042775 | 0.0042777 | 0.0042777 | 0.99519 | -0.033749 | 0.99496 | -0.03535 | 1.5843
55 | 0.0017783 | 0.00044557 | -0.0017783 | -0.00044568 | 4.4236e-08 | -1.158e-07 | 0.0026462 | 0.0026462 | 0.0026462 | 1 | 0 | 0.99997 | -0.00017974 | 0.98008
56 | 0.042358 | 0.010645 | -0.042337 | -0.010637 | 2.0728e-05 | 7.8628e-06 | 0.06304 | 0.06304 | 0.06304 | 1 | 0 | 0.9995 | -0.0035176 | 23.3481
57 | 0.0012768 | 0.0003199 | -0.0012768 | -0.00031999 | 1.578e-08 | -8.4011e-08 | 0.0019094 | 0.0019095 | 0.0019095 | 0.99497 | -0.035337 | 0.99495 | -0.035427 | 0.70721
58 | 0.0073316 | 0.0018358 | -0.0073307 | -0.0018356 | 8.9768e-07 | 1.8986e-07 | 0.010964 | 0.010964 | 0.010964 | 0.99497 | -0.035337 | 0.99484 | -0.036223 | 4.0608
59 | 0.0032437 | 0.00081284 | -0.0032435 | -0.00081291 | 1.3162e-07 | -6.5876e-08 | 0.0048501 | 0.0048501 | 0.0048501 | 0.99516 | -0.033963 | 0.99512 | -0.034257 | 1.7963
60 | 0.023029 | 0.0057629 | -0.023008 | -0.0057553 | 2.0831e-05 | 7.6464e-06 | 0.034431 | 0.034431 | 0.034431 | 0.99516 | -0.033963 | 0.99423 | -0.040523 | 12.7521
61 | 0.004166 | 0.0010433 | -0.0041654 | -0.0010434 | 5.4311e-07 | -8.2426e-08 | 0.0062294 | 0.0062295 | 0.0062295 | 0.99508 | -0.034567 | 0.99494 | -0.03551 | 2.3072
62 | -0.04101 | -0.010299 | 0.041049 | 0.010314 | 3.86e-05 | 1.4629e-05 | 0.061121 | 0.061121 | 0.061121 | 0.99853 | -0.010282 | 0.9995 | -0.0035176 | 22.6375
63 | 0.0012394 | 0.00031028 | -0.0012394 | -0.00031061 | 5.9046e-08 | -3.3492e-07 | 0.0018536 | 0.0018537 | 0.0018537 | 0.99492 | -0.035662 | 0.99487 | -0.036006 | 0.68655
64 | -0.0024801 | -0.00062122 | 0.0024802 | 0.00062117 | 5.1979e-08 | -5.8638e-08 | 0.0037092 | 0.0037091 | 0.0037092 | 0.99492 | -0.035662 | 0.99494 | -0.03551 | 1.3738
65 | 0.0016853 | 0.00042226 | -0.0016852 | -0.00042236 | 3.4383e-08 | -9.9422e-08 | 0.0025204 | 0.0025204 | 0.0025204 | 0.99494 | -0.03551 | 0.99492 | -0.035658 | 0.9335
66 | -0.0020742 | -0.00051922 | 0.0020744 | 0.00051879 | 2.4528e-07 | -4.3524e-07 | 0.0031034 | 0.0031032 | 0.0031034 | 0.99443 | -0.039085 | 0.99456 | -0.038228 | 1.1494
67 | 0.0014569 | 0.00036452 | -0.0014569 | -0.00036454 | 6.4826e-09 | -2.5874e-08 | 0.0021798 | 0.0021798 | 0.0021798 | 0.99443 | -0.039085 | 0.99443 | -0.039117 | 0.80732
68 | -0.003664 | -0.00091706 | 0.0036641 | 0.00091705 | 3.8043e-08 | -1.1698e-08 | 0.0054816 | 0.0054815 | 0.0054816 | 0.99456 | -0.038228 | 0.99457 | -0.038153 | 2.0302
69 | 0.0015896 | 0.00039827 | -0.0015896 | -0.00039839 | 3.7248e-08 | -1.2262e-07 | 0.0023783 | 0.0023784 | 0.0023784 | 0.99456 | -0.038228 | 0.99453 | -0.038397 | 0.88087
70 | 0.00067131 | 0.00016775 | -0.00067129 | -0.00016801 | 1.2876e-08 | -2.6042e-07 | 0.0010043 | 0.0010044 | 0.0010044 | 0.99443 | -0.039117 | 0.99441 | -0.039256 | 0.37201
71 | 0.00078555 | 0.00019679 | -0.00078555 | -0.00019688 | 5.7852e-09 | -8.4827e-08 | 0.0011754 | 0.0011755 | 0.0011755 | 0.99443 | -0.039117 | 0.99442 | -0.03917 | 0.43536
72 | 0.0012507 | 0.00031336 | -0.0012507 | -0.00031346 | 1.6625e-08 | -9.2347e-08 | 0.0018712 | 0.0018713 | 0.0018713 | 0.99457 | -0.038153 | 0.99455 | -0.038249 | 0.69306
73 | -0.0049148 | -0.0012304 | 0.0049154 | 0.0012304 | 6.0828e-07 | -6.7197e-11 | 0.0073528 | 0.0073527 | 0.0073528 | 0.99457 | -0.038153 | 0.99469 | -0.037257 | 2.7232
74 | 0.00067129 | 0.00016801 | -0.00067128 | -0.00016824 | 1.1243e-08 | -2.2733e-07 | 0.0010044 | 0.0010045 | 0.0010045 | 0.99441 | -0.039256 | 0.99439 | -0.039377 | 0.37204
75 | 0.0014172 | 0.0003551 | -0.0014172 | -0.00035518 | 1.9089e-08 | -8.1002e-08 | 0.0021201 | 0.0021201 | 0.0021201 | 0.99469 | -0.037257 | 0.99468 | -0.037354 | 0.78522
76 | -0.0063326 | -0.0015855 | 0.0063332 | 0.0015856 | 5.8374e-07 | 8.9179e-08 | 0.0094728 | 0.0094727 | 0.0094728 | 0.99469 | -0.037257 | 0.99479 | -0.036589 | 3.5084
77 | -0.0073303 | -0.0018355 | 0.0073307 | 0.0018356 | 3.7093e-07 | 7.8463e-08 | 0.010964 | 0.010964 | 0.010964 | 0.99479 | -0.036589 | 0.99484 | -0.036223 | 4.0608
78 | 0.009915 | 0.0024738 | -0.0098979 | -0.0024688 | 1.7141e-05 | 4.9771e-06 | 0.014835 | 0.014836 | 0.014836 | 0.99423 | -0.040523 | 0.99246 | -0.053136 | 5.4948
79 | 0.013093 | 0.0032815 | -0.013086 | -0.0032792 | 7.035e-06 | 2.3252e-06 | 0.019595 | 0.019596 | 0.019596 | 0.99423 | -0.040523 | 0.99368 | -0.044405 | 7.2576
80 | 0.0098979 | 0.0024688 | -0.0098923 | -0.0024672 | 5.5827e-06 | 1.6223e-06 | 0.014836 | 0.014836 | 0.014836 | 0.99246 | -0.053136 | 0.99188 | -0.057251 | 5.4949
81 | 0.011654 | 0.0029204 | -0.011653 | -0.0029201 | 1.0954e-06 | 3.4664e-07 | 0.017452 | 0.017452 | 0.017452 | 0.99368 | -0.044405 | 0.99359 | -0.045084 | 6.4637
82 | 0.0018921 | 0.00047381 | -0.0018919 | -0.00047417 | 1.6148e-07 | -3.576e-07 | 0.0028296 | 0.0028297 | 0.0028297 | 0.99496 | -0.03535 | 0.99488 | -0.035967 | 1.0481
83 | 0.00096833 | 0.00024247 | -0.00096831 | -0.00024268 | 2.1808e-08 | -2.0804e-07 | 0.0014481 | 0.0014482 | 0.0014482 | 0.99496 | -0.03535 | 0.99494 | -0.035513 | 0.53637
84 | -0.0048823 | -0.0012133 | 0.0048832 | 0.0012133 | 8.2405e-07 | 5.0158e-11 | 0.0073278 | 0.0073277 | 0.0073278 | 0.99094 | -0.063988 | 0.99111 | -0.062748 | 2.714
85 | 0.0044986 | 0.0011171 | -0.0044979 | -0.0011172 | 6.6437e-07 | -4.5323e-08 | 0.0067515 | 0.0067517 | 0.0067517 | 0.99094 | -0.063988 | 0.99079 | -0.065074 | 2.5006
86 | -0.0053854 | -0.0013392 | 0.0053862 | 0.0013392 | 7.9033e-07 | 5.403e-08 | 0.0080817 | 0.0080816 | 0.0080817 | 0.99111 | -0.062748 | 0.99126 | -0.061671 | 2.9932
87 | 0.00025873 | 6.4779e-05 | -0.00025873 | -6.4844e-05 | 4.7842e-10 | -6.5214e-08 | 0.00038855 | 0.00038858 | 0.00038858 | 0.99079 | -0.065074 | 0.99079 | -0.065087 | 0.14392
88 | 0.0042392 | 0.0010524 | -0.0042386 | -0.0010525 | 6.1201e-07 | -7.6526e-08 | 0.0063631 | 0.0063632 | 0.0063632 | 0.99079 | -0.065074 | 0.99064 | -0.066136 | 2.3567
89 | -0.0090646 | -0.0022596 | 0.0090672 | 0.0022603 | 2.5904e-06 | 7.0703e-07 | 0.013603 | 0.013603 | 0.013603 | 0.99126 | -0.061671 | 0.99155 | -0.059585 | 5.0381
90 | 0.0033217 | 0.00083097 | -0.0033205 | -0.00083151 | 1.2105e-06 | -5.3997e-07 | 0.0049858 | 0.0049861 | 0.0049861 | 0.99126 | -0.061671 | 0.99089 | -0.064311 | 1.8467
91 | 0.00032999 | 8.2597e-05 | -0.00032999 | -8.2703e-05 | 1.2616e-09 | -1.0547e-07 | 0.00049563 | 0.00049567 | 0.00049567 | 0.99064 | -0.066136 | 0.99064 | -0.066164 | 0.18358
92 | 0.0039086 | 0.00096987 | -0.0039081 | -0.00096998 | 5.0626e-07 | -1.0864e-07 | 0.0058676 | 0.0058677 | 0.0058677 | 0.99064 | -0.066136 | 0.99051 | -0.06709 | 2.1732
93 | -0.0018036 | -0.00045203 | 0.0018037 | 0.00045194 | 3.669e-08 | -8.9983e-08 | 0.002703 | 0.0027029 | 0.002703 | 0.99291 | -0.049828 | 0.99293 | -0.049681 | 1.0011
94 | -0.0037155 | -0.00093107 | 0.0037158 | 0.00093097 | 3.3268e-07 | -9.4503e-08 | 0.005568 | 0.0055679 | 0.005568 | 0.99293 | -0.049681 | 0.99302 | -0.049034 | 2.0622
95 | 0.0019118 | 0.00047913 | -0.0019118 | -0.00047914 | 4.8781e-09 | -1.0442e-08 | 0.002865 | 0.002865 | 0.002865 | 0.99293 | -0.049681 | 0.99293 | -0.0497 | 1.0611
96 | -0.0096518 | -0.0024068 | 0.0096549 | 0.0024077 | 3.0891e-06 | 8.8348e-07 | 0.01448 | 0.01448 | 0.01448 | 0.99155 | -0.059585 | 0.99188 | -0.057251 | 5.363
97 | 0.0033205 | 0.00083151 | -0.0033196 | -0.00083191 | 8.9724e-07 | -3.9966e-07 | 0.0049861 | 0.0049864 | 0.0049864 | 0.99089 | -0.064311 | 0.99061 | -0.066265 | 1.8468
98 | 0.00058111 | 0.00014558 | -0.0005811 | -0.00014564 | 2.2335e-09 | -5.962e-08 | 0.00087287 | 0.00087289 | 0.00087289 | 0.99061 | -0.066265 | 0.99061 | -0.066293 | 0.32329
99 | 0.0035466 | 0.00087938 | -0.003545 | -0.00087992 | 1.586e-06 | -5.4327e-07 | 0.0053246 | 0.005325 | 0.005325 | 0.99051 | -0.06709 | 0.99005 | -0.070386 | 1.9722
100 | -0.0013821 | -0.00034638 | 0.0013821 | 0.00034632 | 1.2032e-08 | -5.3568e-08 | 0.0020707 | 0.0020706 | 0.0020707 | 0.99317 | -0.04799 | 0.99318 | -0.047927 | 0.76691
101 | 0.006632 | 0.0016617 | -0.0066312 | -0.0016616 | 7.7527e-07 | 1.3534e-07 | 0.0099361 | 0.0099362 | 0.0099362 | 0.99318 | -0.047927 | 0.99306 | -0.048772 | 3.6801
102 | -0.008014 | -0.0020081 | 0.0080145 | 0.0020082 | 4.6121e-07 | 1.1104e-07 | 0.012007 | 0.012007 | 0.012007 | 0.99318 | -0.047927 | 0.99324 | -0.047511 | 4.4469
103 | 0.0020855 | 0.00051415 | -0.0020854 | -0.00051438 | 1.3753e-07 | -2.3609e-07 | 0.0031315 | 0.0031316 | 0.0031316 | 0.99005 | -0.070386 | 0.98998 | -0.070878 | 1.1599
104 | 0.0097826 | 0.0024514 | -0.0097793 | -0.0024504 | 3.285e-06 | 9.4591e-07 | 0.01465 | 0.014651 | 0.014651 | 0.99359 | -0.045084 | 0.99324 | -0.047511 | 5.4261
105 | 0.0018708 | 0.00046873 | -0.0018707 | -0.00046884 | 4.9616e-08 | -1.1211e-07 | 0.0028016 | 0.0028017 | 0.0028017 | 0.99359 | -0.045084 | 0.99356 | -0.045276 | 1.0377
106 | 0.00078749 | 0.00019359 | -0.00078735 | -0.00019552 | 1.3506e-07 | -1.9309e-06 | 0.0011833 | 0.001184 | 0.001184 | 0.98917 | -0.076822 | 0.98899 | -0.078095 | 0.43852
107 | -0.00078749 | -0.00019359 | 0.00078756 | 0.00019252 | 7.49e-08 | -1.0721e-06 | 0.0011833 | 0.0011829 | 0.0011833 | 0.98917 | -0.076822 | 0.98927 | -0.076105 | 0.43826
108 | 0.00048029 | 0.00011856 | -0.00048026 | -0.00011963 | 2.7488e-08 | -1.0732e-06 | 0.00072199 | 0.00072237 | 0.00072237 | 0.98899 | -0.078095 | 0.98894 | -0.078518 | 0.26755
109 | -0.001127 | -0.00027758 | 0.0011271 | 0.00027669 | 1.317e-07 | -8.9457e-07 | 0.0016935 | 0.0016931 | 0.0016935 | 0.98927 | -0.076105 | 0.98939 | -0.075229 | 0.62721
110 | 0.000244 | 6.0876e-05 | -0.000244 | -6.1152e-05 | 1.8185e-09 | -2.7674e-07 | 0.00036705 | 0.00036715 | 0.00036715 | 0.98891 | -0.078693 | 0.9889 | -0.078747 | 0.13598
111 | -0.00048025 | -0.00012008 | 0.00048026 | 0.00011963 | 1.154e-08 | -4.5018e-07 | 0.00072253 | 0.00072237 | 0.00072253 | 0.98891 | -0.078693 | 0.98894 | -0.078518 | 0.2676
112 | -0.00145 | -0.00035761 | 0.0014501 | 0.0003574 | 5.3478e-08 | -2.1131e-07 | 0.0021787 | 0.0021786 | 0.0021787 | 0.98939 | -0.075229 | 0.98942 | -0.074954 | 0.80694
113 | -0.0020843 | -0.00051635 | 0.0020847 | 0.00051561 | 4.2962e-07 | -7.3621e-07 | 0.0031325 | 0.0031321 | 0.0031325 | 0.98942 | -0.074954 | 0.98963 | -0.073428 | 1.1602
114 | -0.0020847 | -0.00051561 | 0.0020854 | 0.00051438 | 7.1559e-07 | -1.2275e-06 | 0.0031321 | 0.0031316 | 0.0031321 | 0.98963 | -0.073428 | 0.98998 | -0.070878 | 1.16
115 | 0.0017648 | 0.00044223 | -0.0017648 | -0.00044229 | 2.2507e-08 | -5.8126e-08 | 0.0026439 | 0.0026439 | 0.0026439 | 0.99324 | -0.047511 | 0.99323 | -0.047604 | 0.97922
116 | 0.0052933 | 0.0013263 | -0.0052931 | -0.0013263 | 1.9195e-07 | 1.0564e-08 | 0.0079314 | 0.0079314 | 0.0079314 | 0.99306 | -0.048772 | 0.99302 | -0.049034 | 2.9376

## res_trafo
| p_hv_mw | q_hv_mvar | p_lv_mw | q_lv_mvar | pl_mw | ql_mvar | i_hv_ka | i_lv_ka | vm_hv_pu | va_hv_degree | vm_lv_pu | va_lv_degree | loading_percent
0 | -4.4415e-16 | -7.6913e-16 | 0.00079998 | 7.4552e-08 | 0.00079998 | 7.4552e-08 | 2.564e-17 | 0.0011547 | 0.99998 | 149.9947 | 1 | 0 | 0.31999

## res_ext_grid
| p_mw | q_mvar
0 | 0.10894 | 0.02715

## res_load
| p_mw | q_mvar
0 | 0.0043087 | 0.0010799
1 | 0.0011324 | 0.00028381
2 | 0.0023053 | 0.00057776
3 | 0.001154 | 0.00028922
4 | 0.0026177 | 0.00065605
5 | 0.003152 | 0.00078997
6 | 0.0020907 | 0.00052399
7 | 0.0005582 | 0.0001399
8 | 0.00044357 | 0.00011117
9 | 0.0034182 | 0.00085669
10 | 0.003248 | 0.00081402
11 | 0.0034625 | 0.00086779
12 | 0.0016383 | 0.00041059
13 | 0.0021528 | 0.00053953
14 | 0.0024354 | 0.00061036
15 | 0.00098106 | 0.00024588
16 | 0.0011631 | 0.00029151
17 | 0.0024479 | 0.0006135
18 | 0.0018397 | 0.00046107
19 | 0.0011666 | 0.00029239
20 | 0.0010767 | 0.00026986
21 | 0.0012097 | 0.00030318
22 | 0.0024932 | 0.00062485
23 | 0.0012314 | 0.00030862
24 | 0.001442 | 0.00036141
25 | 0.0018927 | 0.00047436
26 | 0.0010979 | 0.00027515
27 | 0.0011611 | 0.000291
28 | 0.0012125 | 0.00030389
29 | 0.0019627 | 0.0004919
30 | 0.0010463 | 0.00026223
31 | 0.0018801 | 0.0004712
32 | 0.0011206 | 0.00028084
33 | 0.0012888 | 0.00032301
34 | 0.0017783 | 0.00044568
35 | 0.0012407 | 0.00031095
36 | 0.0012394 | 0.00031061
37 | 0.0016852 | 0.00042236
38 | 0.00061729 | 0.00015471
39 | 0.0015896 | 0.00039839
40 | 0.00078555 | 0.00019688
41 | 0.0012507 | 0.00031346
42 | 0.00067128 | 0.00016824
43 | 0.0014172 | 0.00035518
44 | 0.0009971 | 0.0002499
45 | 0.0012768 | 0.00031999
46 | 0.0032435 | 0.00081291
47 | 0.0014314 | 0.00035874
48 | 0.0012782 | 0.00032036
49 | 0.0018919 | 0.00047417
50 | 0.00096831 | 0.00024268
51 | 0.00038374 | 9.6174e-05
52 | 0.00050226 | 0.00012588
53 | 0.00035673 | 8.9405e-05
54 | 0.00025873 | 6.4844e-05
55 | 0.0018036 | 0.00045203
56 | 0.00058457 | 0.00014651
57 | 0.0027385 | 0.00068633
58 | 0.0005811 | 0.00014564
59 | 0.00032999 | 8.2703e-05
60 | 0.00036148 | 9.0597e-05
61 | 0.00023742 | 5.9503e-05
62 | 0.0013821 | 0.00034638
63 | 0.0014595 | 0.00036578
64 | 0.00030707 | 7.6958e-05
65 | 0.00033943 | 8.5069e-05
66 | 0.00023624 | 5.9208e-05
67 | 0.000244 | 6.1153e-05
68 | 0.00032287 | 8.092e-05
69 | 0.00063421 | 0.00015895
70 | 0.0018707 | 0.00046884
71 | 0.0017648 | 0.00044229
72 | 0.0013379 | 0.00033531
73 | 0.0019118 | 0.00047914
74 | 0.0015773 | 0.00039531
75 | 0.00078696 | 0.00019723

## dtypes
| element | column | dtype
0 | bus | name | object
1 | bus | vn_kv | float64
2 | bus | type | object
3 | bus | zone | object
4 | bus | in_service | bool
5 | load | name | object
6 | load | bus | uint32
7 | load | p_mw | float64
8 | load | q_mvar | float64
9 | load | const_z_percent | float64
10 | load | const_i_percent | float64
11 | load | sn_mva | float64
12 | load | scaling | float64
13 | load | in_service | bool
14 | load | type | object
15 | ext_grid | name | object
16 | ext_grid | bus | uint32
17 | ext_grid | vm_pu | float64
18 | ext_grid | va_degree | float64
19 | ext_grid | slack_weight | float64
20 | ext_grid | in_service | bool
21 | line | name | object
22 | line | std_type | object
23 | line | from_bus | uint32
24 | line | to_bus | uint32
25 | line | length_km | float64
26 | line | r_ohm_per_km | float64
27 | line | x_ohm_per_km | float64
28 | line | c_nf_per_km | float64
29 | line | g_us_per_km | float64
30 | line | max_i_ka | float64
31 | line | df | float64
32 | line | parallel | uint32
33 | line | type | object
34 | line | in_service | bool
35 | trafo | name | object
36 | trafo | std_type | object
37 | trafo | hv_bus | uint32
38 | trafo | lv_bus | uint32
39 | trafo | sn_mva | float64
40 | trafo | vn_hv_kv | float64
41 | trafo | vn_lv_kv | float64
42 | trafo | vk_percent | float64
43 | trafo | vkr_percent | float64
44 | trafo | pfe_kw | float64
45 | trafo | i0_percent | float64
46 | trafo | shift_degree | float64
47 | trafo | tap_side | object
48 | trafo | tap_neutral | int32
49 | trafo | tap_min | int32
50 | trafo | tap_max | int32
51 | trafo | tap_step_percent | float64
52 | trafo | tap_step_degree | float64
53 | trafo | tap_pos | int32
54 | trafo | tap_phase_shifter | bool
55 | trafo | parallel | uint32
56 | trafo | df | float64
57 | trafo | in_service | bool
58 | line_geodata | coords | object
59 | bus_geodata | x | float64
60 | bus_geodata | y | float64
61 | bus_geodata | coords | object
62 | res_bus | vm_pu | float64
63 | res_bus | va_degree | float64
64 | res_bus | p_mw | float64
65 | res_bus | q_mvar | float64
66 | res_line | p_from_mw | float64
67 | res_line | q_from_mvar | float64
68 | res_line | p_to_mw | float64
69 | res_line | q_to_mvar | float64
70 | res_line | pl_mw | float64
71 | res_line | ql_mvar | float64
72 | res_line | i_from_ka | float64
73 | res_line | i_to_ka | float64
74 | res_line | i_ka | float64
75 | res_line | vm_from_pu | float64
76 | res_line | va_from_degree | float64
77 | res_line | vm_to_pu | float64
78 | res_line | va_to_degree | float64
79 | res_line | loading_percent | float64
80 | res_trafo | p_hv_mw | float64
81 | res_trafo | q_hv_mvar | float64
82 | res_trafo | p_lv_mw | float64
83 | res_trafo | q_lv_mvar | float64
84 | res_trafo | pl_mw | float64
85 | res_trafo | ql_mvar | float64
86 | res_trafo | i_hv_ka | float64
87 | res_trafo | i_lv_ka | float64
88 | res_trafo | vm_hv_pu | float64
89 | res_trafo | va_hv_degree | float64
90 | res_trafo | vm_lv_pu | float64
91 | res_trafo | va_lv_degree | float64
92 | res_trafo | loading_percent | float64
93 | res_ext_grid | p_mw | float64
94 | res_ext_grid | q_mvar | float64
95 | res_load | p_mw | float64
96 | res_load | q_mvar | float64

## parameters
| version | format_version | converged | OPF_converged | name | f_hz | sn_mva
0 | 2.14.6 | 2.14.0 | TRUE | FALSE |  | 50 | 1