## bus
| name | vn_kv | type | zone | in_service
0 | bus_LV_2113-6_0_6_node_0 | 0.4 | n |  | TRUE
1 | bus_LV_2113-6_0_6_node_1 | 0.4 | n |  | TRUE
2 | bus_LV_2113-6_0_6_node_4 | 0.4 | n |  | TRUE
3 | bus_LV_2113-6_0_6_node_2 | 0.4 | n |  | TRUE
4 | bus_LV_2113-6_0_6_node_3 | 0.4 | n |  | TRUE
5 | bus_LV_2113-6_0_6_node_5 | 0.4 | n |  | TRUE
6 | bus_LV_2113-6_0_6_node_6 | 0.4 | n |  | TRUE
7 | bus_LV_2113-6_0_6_node_86 | 0.4 | n |  | TRUE
8 | bus_LV_2113-6_0_6_node_9 | 0.4 | n |  | TRUE
9 | bus_LV_2113-6_0_6_node_7 | 0.4 | n |  | TRUE
10 | bus_LV_2113-6_0_6_node_8 | 0.4 | n |  | TRUE
11 | bus_LV_2113-6_0_6_node_59 | 0.4 | n |  | TRUE
12 | bus_LV_2113-6_0_6_node_61 | 0.4 | n |  | TRUE
13 | bus_LV_2113-6_0_6_node_58 | 0.4 | n |  | TRUE
14 | bus_LV_2113-6_0_6_node_31 | 0.4 | n |  | TRUE
15 | bus_LV_2113-6_0_6_node_32 | 0.4 | n |  | TRUE
16 | bus_LV_2113-6_0_6_node_33 | 0.4 | n |  | TRUE
17 | bus_LV_2113-6_0_6_node_34 | 0.4 | n |  | TRUE
18 | bus_LV_2113-6_0_6_node_35 | 0.4 | n |  | TRUE
19 | bus_LV_2113-6_0_6_node_119 | 0.4 | n |  | TRUE
20 | bus_LV_2113-6_0_6_node_120 | 0.4 | n |  | TRUE
21 | bus_LV_2113-6_0_6_node_121 | 0.4 | n |  | TRUE
22 | bus_LV_2113-6_0_6_node_10 | 0.4 | n |  | TRUE
23 | bus_LV_2113-6_0_6_node_11 | 0.4 | n |  | TRUE
24 | bus_LV_2113-6_0_6_node_12 | 0.4 | n |  | TRUE
25 | bus_LV_2113-6_0_6_node_104 | 0.4 | n |  | TRUE
26 | bus_LV_2113-6_0_6_node_13 | 0.4 | n |  | TRUE
27 | bus_LV_2113-6_0_6_node_128 | 0.4 | n |  | TRUE
28 | bus_LV_2113-6_0_6_node_129 | 0.4 | n |  | TRUE
29 | bus_LV_2113-6_0_6_node_130 | 0.4 | n |  | TRUE
30 | bus_LV_2113-6_0_6_node_87 | 0.4 | n |  | TRUE
31 | bus_LV_2113-6_0_6_node_106 | 0.4 | n |  | TRUE
32 | bus_LV_2113-6_0_6_node_140 | 0.4 | n |  | TRUE
33 | bus_LV_2113-6_0_6_node_84 | 0.4 | n |  | TRUE
34 | bus_LV_2113-6_0_6_node_103 | 0.4 | n |  | TRUE
35 | bus_LV_2113-6_0_6_node_14 | 0.4 | n |  | TRUE
36 | bus_LV_2113-6_0_6_node_15 | 0.4 | n |  | TRUE
37 | bus_LV_2113-6_0_6_node_16 | 0.4 | n |  | TRUE
38 | bus_LV_2113-6_0_6_node_71 | 0.4 | n |  | TRUE
39 | bus_LV_2113-6_0_6_node_17 | 0.4 | n |  | TRUE
40 | bus_LV_2113-6_0_6_node_30 | 0.4 | n |  | TRUE
41 | bus_LV_2113-6_0_6_node_73 | 0.4 | n |  | TRUE
42 | bus_LV_2113-6_0_6_node_123 | 0.4 | n |  | TRUE
43 | bus_LV_2113-6_0_6_node_72 | 0.4 | n |  | TRUE
44 | bus_LV_2113-6_0_6_node_18 | 0.4 | n |  | TRUE
45 | bus_LV_2113-6_0_6_node_19 | 0.4 | n |  | TRUE
46 | bus_LV_2113-6_0_6_node_20 | 0.4 | n |  | TRUE
47 | bus_LV_2113-6_0_6_node_91 | 0.4 | n |  | TRUE
48 | bus_LV_2113-6_0_6_node_90 | 0.4 | n |  | TRUE
49 | bus_LV_2113-6_0_6_node_21 | 0.4 | n |  | TRUE
50 | bus_LV_2113-6_0_6_node_22 | 0.4 | n |  | TRUE
51 | bus_LV_2113-6_0_6_node_23 | 0.4 | n |  | TRUE
52 | bus_LV_2113-6_0_6_node_24 | 0.4 | n |  | TRUE
53 | bus_LV_2113-6_0_6_node_25 | 0.4 | n |  | TRUE
54 | bus_LV_2113-6_0_6_node_26 | 0.4 | n |  | TRUE
55 | bus_LV_2113-6_0_6_node_29 | 0.4 | n |  | TRUE
56 | bus_LV_2113-6_0_6_node_40 | 0.4 | n |  | TRUE
57 | bus_LV_2113-6_0_6_node_70 | 0.4 | n |  | TRUE
58 | bus_LV_2113-6_0_6_node_94 | 0.4 | n |  | TRUE
59 | bus_LV_2113-6_0_6_node_28 | 0.4 | n |  | TRUE
60 | bus_LV_2113-6_0_6_node_39 | 0.4 | n |  | TRUE
61 | bus_LV_2113-6_0_6_node_52 | 0.4 | n |  | TRUE
62 | bus_LV_2113-6_0_6_node_27 | 0.4 | n |  | TRUE
63 | bus_LV_2113-6_0_6_node_85 | 0.4 | n |  | TRUE
64 | bus_LV_2113-6_0_6_node_133 | 0.4 | n |  | TRUE
65 | bus_LV_2113-6_0_6_node_134 | 0.4 | n |  | TRUE
66 | bus_LV_2113-6_0_6_node_97 | 0.4 | n |  | TRUE
67 | bus_LV_2113-6_0_6_node_118 | 0.4 | n |  | TRUE
68 | bus_LV_2113-6_0_6_node_116 | 0.4 | n |  | TRUE
69 | bus_LV_2113-6_0_6_node_117 | 0.4 | n |  | TRUE
70 | bus_LV_2113-6_0_6_node_60 | 0.4 | n |  | TRUE
71 | bus_LV_2113-6_0_6_node_36 | 0.4 | n |  | TRUE
72 | bus_LV_2113-6_0_6_node_37 | 0.4 | n |  | TRUE
73 | bus_LV_2113-6_0_6_node_44 | 0.4 | n |  | TRUE
74 | bus_LV_2113-6_0_6_node_38 | 0.4 | n |  | TRUE
75 | bus_LV_2113-6_0_6_node_45 | 0.4 | n |  | TRUE
76 | bus_LV_2113-6_0_6_node_41 | 0.4 | n |  | TRUE
77 | bus_LV_2113-6_0_6_node_42 | 0.4 | n |  | TRUE
78 | bus_LV_2113-6_0_6_node_43 | 0.4 | n |  | TRUE
79 | bus_LV_2113-6_0_6_node_82 | 0.4 | n |  | TRUE
80 | bus_LV_2113-6_0_6_node_81 | 0.4 | n |  | TRUE
81 | bus_LV_2113-6_0_6_node_46 | 0.4 | n |  | TRUE
82 | bus_LV_2113-6_0_6_node_47 | 0.4 | n |  | TRUE
83 | bus_LV_2113-6_0_6_node_64 | 0.4 | n |  | TRUE
84 | bus_LV_2113-6_0_6_node_79 | 0.4 | n |  | TRUE
85 | bus_LV_2113-6_0_6_node_65 | 0.4 | n |  | TRUE
86 | bus_LV_2113-6_0_6_node_62 | 0.4 | n |  | TRUE
87 | bus_LV_2113-6_0_6_node_80 | 0.4 | n |  | TRUE
88 | bus_LV_2113-6_0_6_node_48 | 0.4 | n |  | TRUE
89 | bus_LV_2113-6_0_6_node_49 | 0.4 | n |  | TRUE
90 | bus_LV_2113-6_0_6_node_50 | 0.4 | n |  | TRUE
91 | bus_LV_2113-6_0_6_node_51 | 0.4 | n |  | TRUE
92 | bus_LV_2113-6_0_6_node_57 | 0.4 | n |  | TRUE
93 | bus_LV_2113-6_0_6_node_67 | 0.4 | n |  | TRUE
94 | bus_LV_2113-6_0_6_node_95 | 0.4 | n |  | TRUE
95 | bus_LV_2113-6_0_6_node_109 | 0.4 | n |  | TRUE
96 | bus_LV_2113-6_0_6_node_66 | 0.4 | n |  | TRUE
97 | bus_LV_2113-6_0_6_node_53 | 0.4 | n |  | TRUE
98 | bus_LV_2113-6_0_6_node_54 | 0.4 | n |  | TRUE
99 | bus_LV_2113-6_0_6_node_56 | 0.4 | n |  | TRUE
100 | bus_LV_2113-6_0_6_node_113 | 0.4 | n |  | TRUE
101 | bus_LV_2113-6_0_6_node_114 | 0.4 | n |  | TRUE
102 | bus_LV_2113-6_0_6_node_96 | 0.4 | n |  | TRUE
103 | bus_LV_2113-6_0_6_node_75 | 0.4 | n |  | TRUE
104 | bus_LV_2113-6_0_6_node_74 | 0.4 | n |  | TRUE
105 | bus_LV_2113-6_0_6_node_63 | 0.4 | n |  | TRUE
106 | bus_LV_2113-6_0_6_node_127 | 0.4 | n |  | TRUE
107 | bus_LV_2113-6_0_6_node_125 | 0.4 | n |  | TRUE
108 | bus_LV_2113-6_0_6_node_68 | 0.4 | n |  | TRUE
109 | bus_LV_2113-6_0_6_node_69 | 0.4 | n |  | TRUE
110 | bus_LV_2113-6_0_6_node_110 | 0.4 | n |  | TRUE
111 | bus_LV_2113-6_0_6_node_136 | 0.4 | n |  | TRUE
112 | bus_LV_2113-6_0_6_node_137 | 0.4 | n |  | TRUE
113 | bus_LV_2113-6_0_6_node_107 | 0.4 | n |  | TRUE
114 | bus_LV_2113-6_0_6_node_112 | 0.4 | n |  | TRUE
115 | bus_LV_2113-6_0_6_node_76 | 0.4 | n |  | TRUE
116 | bus_LV_2113-6_0_6_node_77 | 0.4 | n |  | TRUE
117 | bus_LV_2113-6_0_6_node_78 | 0.4 | n |  | TRUE
118 | bus_LV_2113-6_0_6_node_88 | 0.4 | n |  | TRUE
119 | bus_LV_2113-6_0_6_node_89 | 0.4 | n |  | TRUE
120 | bus_LV_2113-6_0_6_node_83 | 0.4 | n |  | TRUE
121 | bus_LV_2113-6_0_6_node_122 | 0.4 | n |  | TRUE
122 | bus_LV_2113-6_0_6_node_92 | 0.4 | n |  | TRUE
123 | bus_LV_2113-6_0_6_node_93 | 0.4 | n |  | TRUE
124 | bus_LV_2113-6_0_6_node_108 | 0.4 | n |  | TRUE
125 | bus_LV_2113-6_0_6_node_102 | 0.4 | n |  | TRUE
126 | bus_LV_2113-6_0_6_node_115 | 0.4 | n |  | TRUE
127 | bus_LV_2113-6_0_6_node_98 | 0.4 | n |  | TRUE
128 | bus_LV_2113-6_0_6_node_99 | 0.4 | n |  | TRUE
129 | bus_LV_2113-6_0_6_node_100 | 0.4 | n |  | TRUE
130 | bus_LV_2113-6_0_6_node_101 | 0.4 | n |  | TRUE
131 | bus_LV_2113-6_0_6_node_105 | 0.4 | n |  | TRUE
132 | bus_LV_2113-6_0_6_node_139 | 0.4 | n |  | TRUE
133 | bus_LV_2113-6_0_6_node_111 | 0.4 | n |  | TRUE
134 | bus_LV_2113-6_0_6_node_131 | 0.4 | n |  | TRUE
135 | bus_LV_2113-6_0_6_node_132 | 0.4 | n |  | TRUE
136 | bus_LV_2113-6_0_6_node_124 | 0.4 | n |  | TRUE
137 | bus_LV_2113-6_0_6_node_126 | 0.4 | n |  | TRUE
138 | bus_MV_33_0_node_165 | 20 | n |  | TRUE

## load
| name | bus | p_mw | q_mvar | const_z_percent | const_i_percent | sn_mva | scaling | in_service | type
0 | LV_2113-6_0_6_load_0 | 0 | 0.0014475 | 0.00036278 | 0 | 0 |  | 1 | TRUE | wye
1 | LV_2113-6_0_6_load_2 | 3 | 0.00016033 | 4.0183e-05 | 0 | 0 |  | 1 | TRUE | wye
2 | LV_2113-6_0_6_load_3 | 4 | 0.00059777 | 0.00014982 | 0 | 0 |  | 1 | TRUE | wye
3 | LV_2113-6_0_6_load_6 | 6 | 0.00042982 | 0.00010772 | 0 | 0 |  | 1 | TRUE | wye
4 | LV_2113-6_0_6_load_86 | 7 | 0.0011522 | 0.00028878 | 0 | 0 |  | 1 | TRUE | wye
5 | LV_2113-6_0_6_load_9 | 8 | 0.00021448 | 5.3755e-05 | 0 | 0 |  | 1 | TRUE | wye
6 | LV_2113-6_0_6_load_7 | 9 | 0.0045759 | 0.0011468 | 0 | 0 |  | 1 | TRUE | wye
7 | LV_2113-6_0_6_load_8 | 10 | 0.0015062 | 0.00037749 | 0 | 0 |  | 1 | TRUE | wye
8 | LV_2113-6_0_6_load_59 | 11 | 0.002982 | 0.00074737 | 0 | 0 |  | 1 | TRUE | wye
9 | LV_2113-6_0_6_load_61 | 12 | 0.0033501 | 0.00083961 | 0 | 0 |  | 1 | TRUE | wye
10 | LV_2113-6_0_6_load_58 | 13 | 0.0018113 | 0.00045396 | 0 | 0 |  | 1 | TRUE | wye
11 | LV_2113-6_0_6_load_31 | 14 | 0.0043913 | 0.0011006 | 0 | 0 |  | 1 | TRUE | wye
12 | LV_2113-6_0_6_load_32 | 15 | 0.0025598 | 0.00064154 | 0 | 0 |  | 1 | TRUE | wye
13 | LV_2113-6_0_6_load_33 | 16 | 0.00084663 | 0.00021219 | 0 | 0 |  | 1 | TRUE | wye
14 | LV_2113-6_0_6_load_34 | 17 | 0.00090675 | 0.00022725 | 0 | 0 |  | 1 | TRUE | wye
15 | LV_2113-6_0_6_load_35 | 18 | 0.0013837 | 0.00034679 | 0 | 0 |  | 1 | TRUE | wye
16 | LV_2113-6_0_6_load_120 | 20 | 0.002259 | 0.00056617 | 0 | 0 |  | 1 | TRUE | wye
17 | LV_2113-6_0_6_load_121 | 21 | 0.0010068 | 0.00025234 | 0 | 0 |  | 1 | TRUE | wye
18 | LV_2113-6_0_6_load_10 | 22 | 0.00019584 | 4.9081e-05 | 0 | 0 |  | 1 | TRUE | wye
19 | LV_2113-6_0_6_load_11 | 23 | 0.00017077 | 4.2799e-05 | 0 | 0 |  | 1 | TRUE | wye
20 | LV_2113-6_0_6_load_12 | 24 | 0.00015096 | 3.7833e-05 | 0 | 0 |  | 1 | TRUE | wye
21 | LV_2113-6_0_6_load_104 | 25 | 0.0012078 | 0.0003027 | 0 | 0 |  | 1 | TRUE | wye
22 | LV_2113-6_0_6_load_13 | 26 | 8.2203e-05 | 2.0602e-05 | 0 | 0 |  | 1 | TRUE | wye
23 | LV_2113-6_0_6_load_129 | 28 | 0.00010869 | 2.7241e-05 | 0 | 0 |  | 1 | TRUE | wye
24 | LV_2113-6_0_6_load_130 | 29 | 0.0017941 | 0.00044965 | 0 | 0 |  | 1 | TRUE | wye
25 | LV_2113-6_0_6_load_87 | 30 | 0.00023034 | 5.7729e-05 | 0 | 0 |  | 1 | TRUE | wye
26 | LV_2113-6_0_6_load_106 | 31 | 0.00063013 | 0.00015793 | 0 | 0 |  | 1 | TRUE | wye
27 | LV_2113-6_0_6_load_140 | 32 | 0.0011655 | 0.00029211 | 0 | 0 |  | 1 | TRUE | wye
28 | LV_2113-6_0_6_load_103 | 34 | 0.00066837 | 0.00016751 | 0 | 0 |  | 1 | TRUE | wye
29 | LV_2113-6_0_6_load_14 | 35 | 0.0027145 | 0.00068031 | 0 | 0 |  | 1 | TRUE | wye
30 | LV_2113-6_0_6_load_15 | 36 | 0.0020053 | 0.00050257 | 0 | 0 |  | 1 | TRUE | wye
31 | LV_2113-6_0_6_load_16 | 37 | 0.00028764 | 7.2089e-05 | 0 | 0 |  | 1 | TRUE | wye
32 | LV_2113-6_0_6_load_71 | 38 | 0.0022078 | 0.00055332 | 0 | 0 |  | 1 | TRUE | wye
33 | LV_2113-6_0_6_load_17 | 39 | 0.00010879 | 2.7265e-05 | 0 | 0 |  | 1 | TRUE | wye
34 | LV_2113-6_0_6_load_30 | 40 | 0.0019287 | 0.00048338 | 0 | 0 |  | 1 | TRUE | wye
35 | LV_2113-6_0_6_load_72 | 43 | 0.000818 | 0.00020501 | 0 | 0 |  | 1 | TRUE | wye
36 | LV_2113-6_0_6_load_18 | 44 | 0.0038666 | 0.00096907 | 0 | 0 |  | 1 | TRUE | wye
37 | LV_2113-6_0_6_load_19 | 45 | 0.00025878 | 6.4855e-05 | 0 | 0 |  | 1 | TRUE | wye
38 | LV_2113-6_0_6_load_91 | 47 | 0.00018146 | 4.5479e-05 | 0 | 0 |  | 1 | TRUE | wye
39 | LV_2113-6_0_6_load_90 | 48 | 0.000609 | 0.00015263 | 0 | 0 |  | 1 | TRUE | wye
40 | LV_2113-6_0_6_load_21 | 49 | 0.0013859 | 0.00034733 | 0 | 0 |  | 1 | TRUE | wye
41 | LV_2113-6_0_6_load_22 | 50 | 0.0013392 | 0.00033562 | 0 | 0 |  | 1 | TRUE | wye
42 | LV_2113-6_0_6_load_24 | 52 | 0.0004349 | 0.000109 | 0 | 0 |  | 1 | TRUE | wye
43 | LV_2113-6_0_6_load_25 | 53 | 0.0005991 | 0.00015015 | 0 | 0 |  | 1 | TRUE | wye
44 | LV_2113-6_0_6_load_26 | 54 | 0.00064503 | 0.00016166 | 0 | 0 |  | 1 | TRUE | wye
45 | LV_2113-6_0_6_load_40 | 56 | 0.00074027 | 0.00018553 | 0 | 0 |  | 1 | TRUE | wye
46 | LV_2113-6_0_6_load_70 | 57 | 0.0033137 | 0.0008305 | 0 | 0 |  | 1 | TRUE | wye
47 | LV_2113-6_0_6_load_94 | 58 | 0.001445 | 0.00036216 | 0 | 0 |  | 1 | TRUE | wye
48 | LV_2113-6_0_6_load_28 | 59 | 0.0016859 | 0.00042253 | 0 | 0 |  | 1 | TRUE | wye
49 | LV_2113-6_0_6_load_39 | 60 | 0.0020849 | 0.00052252 | 0 | 0 |  | 1 | TRUE | wye
50 | LV_2113-6_0_6_load_27 | 62 | 0.0028906 | 0.00072446 | 0 | 0 |  | 1 | TRUE | wye
51 | LV_2113-6_0_6_load_85 | 63 | 0.00058363 | 0.00014627 | 0 | 0 |  | 1 | TRUE | wye
52 | LV_2113-6_0_6_load_133 | 64 | 0.0023225 | 0.00058207 | 0 | 0 |  | 1 | TRUE | wye
53 | LV_2113-6_0_6_load_134 | 65 | 0.0013735 | 0.00034422 | 0 | 0 |  | 1 | TRUE | wye
54 | LV_2113-6_0_6_load_116 | 68 | 0.00039353 | 9.8628e-05 | 0 | 0 |  | 1 | TRUE | wye
55 | LV_2113-6_0_6_load_117 | 69 | 0.00094918 | 0.00023789 | 0 | 0 |  | 1 | TRUE | wye
56 | LV_2113-6_0_6_load_60 | 70 | 0.0010208 | 0.00025584 | 0 | 0 |  | 1 | TRUE | wye
57 | LV_2113-6_0_6_load_36 | 71 | 0.002331 | 0.0005842 | 0 | 0 |  | 1 | TRUE | wye
58 | LV_2113-6_0_6_load_37 | 72 | 0.007936 | 0.001989 | 0 | 0 |  | 1 | TRUE | wye
59 | LV_2113-6_0_6_load_44 | 73 | 0.00063234 | 0.00015848 | 0 | 0 |  | 1 | TRUE | wye
60 | LV_2113-6_0_6_load_38 | 74 | 0.00031782 | 7.9653e-05 | 0 | 0 |  | 1 | TRUE | wye
61 | LV_2113-6_0_6_load_45 | 75 | 0.004469 | 0.00112 | 0 | 0 |  | 1 | TRUE | wye
62 | LV_2113-6_0_6_load_41 | 76 | 0.0028155 | 0.00070564 | 0 | 0 |  | 1 | TRUE | wye
63 | LV_2113-6_0_6_load_42 | 77 | 0.00019914 | 4.9908e-05 | 0 | 0 |  | 1 | TRUE | wye
64 | LV_2113-6_0_6_load_82 | 79 | 0.00024311 | 6.093e-05 | 0 | 0 |  | 1 | TRUE | wye
65 | LV_2113-6_0_6_load_81 | 80 | 0.00061301 | 0.00015364 | 0 | 0 |  | 1 | TRUE | wye
66 | LV_2113-6_0_6_load_46 | 81 | 0.0042398 | 0.0010626 | 0 | 0 |  | 1 | TRUE | wye
67 | LV_2113-6_0_6_load_79 | 84 | 0.0020917 | 0.00052424 | 0 | 0 |  | 1 | TRUE | wye
68 | LV_2113-6_0_6_load_65 | 85 | 0.0051435 | 0.0012891 | 0 | 0 |  | 1 | TRUE | wye
69 | LV_2113-6_0_6_load_62 | 86 | 0.0040806 | 0.0010227 | 0 | 0 |  | 1 | TRUE | wye
70 | LV_2113-6_0_6_load_80 | 87 | 0.0015998 | 0.00040096 | 0 | 0 |  | 1 | TRUE | wye
71 | LV_2113-6_0_6_load_48 | 88 | 0.00081792 | 0.00020499 | 0 | 0 |  | 1 | TRUE | wye
72 | LV_2113-6_0_6_load_49 | 89 | 0.0015106 | 0.00037858 | 0 | 0 |  | 1 | TRUE | wye
73 | LV_2113-6_0_6_load_50 | 90 | 0.0050416 | 0.0012635 | 0 | 0 |  | 1 | TRUE | wye
74 | LV_2113-6_0_6_load_51 | 91 | 0.0029397 | 0.00073675 | 0 | 0 |  | 1 | TRUE | wye
75 | LV_2113-6_0_6_load_57 | 92 | 0.0011836 | 0.00029664 | 0 | 0 |  | 1 | TRUE | wye
76 | LV_2113-6_0_6_load_95 | 94 | 0.0015141 | 0.00037947 | 0 | 0 |  | 1 | TRUE | wye
77 | LV_2113-6_0_6_load_109 | 95 | 0.0018454 | 0.0004625 | 0 | 0 |  | 1 | TRUE | wye
78 | LV_2113-6_0_6_load_66 | 96 | 0.0004937 | 0.00012373 | 0 | 0 |  | 1 | TRUE | wye
79 | LV_2113-6_0_6_load_53 | 97 | 0.003943 | 0.0009882 | 0 | 0 |  | 1 | TRUE | wye
80 | LV_2113-6_0_6_load_54 | 98 | 0.004025 | 0.0010088 | 0 | 0 |  | 1 | TRUE | wye
81 | LV_2113-6_0_6_load_56 | 99 | 0.002502 | 0.00062705 | 0 | 0 |  | 1 | TRUE | wye
82 | LV_2113-6_0_6_load_113 | 100 | 0.0011581 | 0.00029024 | 0 | 0 |  | 1 | TRUE | wye
83 | LV_2113-6_0_6_load_114 | 101 | 0.0022203 | 0.00055645 | 0 | 0 |  | 1 | TRUE | wye
84 | LV_2113-6_0_6_load_96 | 102 | 0.0018761 | 0.00047018 | 0 | 0 |  | 1 | TRUE | wye
85 | LV_2113-6_0_6_load_75 | 103 | 0.0037693 | 0.00094466 | 0 | 0 |  | 1 | TRUE | wye
86 | LV_2113-6_0_6_load_74 | 104 | 0.0027898 | 0.00069919 | 0 | 0 |  | 1 | TRUE | wye
87 | LV_2113-6_0_6_load_63 | 105 | 0.0058722 | 0.0014717 | 0 | 0 |  | 1 | TRUE | wye
88 | LV_2113-6_0_6_load_127 | 106 | 0.0031742 | 0.00079552 | 0 | 0 |  | 1 | TRUE | wye
89 | LV_2113-6_0_6_load_125 | 107 | 0.0035687 | 0.00089441 | 0 | 0 |  | 1 | TRUE | wye
90 | LV_2113-6_0_6_load_69 | 109 | 0.0044335 | 0.0011112 | 0 | 0 |  | 1 | TRUE | wye
91 | LV_2113-6_0_6_load_110 | 110 | 0.0024606 | 0.00061669 | 0 | 0 |  | 1 | TRUE | wye
92 | LV_2113-6_0_6_load_137 | 112 | 0.00066437 | 0.00016651 | 0 | 0 |  | 1 | TRUE | wye
93 | LV_2113-6_0_6_load_107 | 113 | 0.0017076 | 0.00042796 | 0 | 0 |  | 1 | TRUE | wye
94 | LV_2113-6_0_6_load_112 | 114 | 0.00015718 | 3.9394e-05 | 0 | 0 |  | 1 | TRUE | wye
95 | LV_2113-6_0_6_load_77 | 116 | 0.0026966 | 0.00067583 | 0 | 0 |  | 1 | TRUE | wye
96 | LV_2113-6_0_6_load_78 | 117 | 0.0024179 | 0.00060598 | 0 | 0 |  | 1 | TRUE | wye
97 | LV_2113-6_0_6_load_88 | 118 | 0.0044225 | 0.0011084 | 0 | 0 |  | 1 | TRUE | wye
98 | LV_2113-6_0_6_load_89 | 119 | 0.0026406 | 0.0006618 | 0 | 0 |  | 1 | TRUE | wye
99 | LV_2113-6_0_6_load_83 | 120 | 0.0019622 | 0.00049178 | 0 | 0 |  | 1 | TRUE | wye
100 | LV_2113-6_0_6_load_122 | 121 | 0.0032035 | 0.00080288 | 0 | 0 |  | 1 | TRUE | wye
101 | LV_2113-6_0_6_load_92 | 122 | 0.00047019 | 0.00011784 | 0 | 0 |  | 1 | TRUE | wye
102 | LV_2113-6_0_6_load_93 | 123 | 0.00059531 | 0.0001492 | 0 | 0 |  | 1 | TRUE | wye
103 | LV_2113-6_0_6_load_108 | 124 | 0.0010989 | 0.00027541 | 0 | 0 |  | 1 | TRUE | wye
104 | LV_2113-6_0_6_load_102 | 125 | 0.00077247 | 0.0001936 | 0 | 0 |  | 1 | TRUE | wye
105 | LV_2113-6_0_6_load_115 | 126 | 0.0022768 | 0.00057062 | 0 | 0 |  | 1 | TRUE | wye
106 | LV_2113-6_0_6_load_98 | 127 | 0.00024835 | 6.2243e-05 | 0 | 0 |  | 1 | TRUE | wye
107 | LV_2113-6_0_6_load_100 | 129 | 0.00018743 | 4.6975e-05 | 0 | 0 |  | 1 | TRUE | wye
108 | LV_2113-6_0_6_load_101 | 130 | 0.00039432 | 9.8825e-05 | 0 | 0 |  | 1 | TRUE | wye
109 | LV_2113-6_0_6_load_105 | 131 | 0.00056043 | 0.00014046 | 0 | 0 |  | 1 | TRUE | wye
110 | LV_2113-6_0_6_load_139 | 132 | 0.00061428 | 0.00015395 | 0 | 0 |  | 1 | TRUE | wye
111 | LV_2113-6_0_6_load_111 | 133 | 0.0001667 | 4.178e-05 | 0 | 0 |  | 1 | TRUE | wye
112 | LV_2113-6_0_6_load_131 | 134 | 0.0019107 | 0.00047886 | 0 | 0 |  | 1 | TRUE | wye
113 | LV_2113-6_0_6_load_132 | 135 | 0.0010465 | 0.00026227 | 0 | 0 |  | 1 | TRUE | wye
114 | LV_2113-6_0_6_load_124 | 136 | 0.004194 | 0.0010511 | 0 | 0 |  | 1 | TRUE | wye
115 | LV_2113-6_0_6_load_126 | 137 | 0.0052864 | 0.0013249 | 0 | 0 |  | 1 | TRUE | wye

## ext_grid
| name | bus | vm_pu | va_degree | slack_weight | in_service
0 |  | 71 | 1 | 0 | 1 | TRUE

## line
| name | std_type | from_bus | to_bus | length_km | r_ohm_per_km | x_ohm_per_km | c_nf_per_km | g_us_per_km | max_i_ka | df | parallel | type | in_service
0 | LV_2113-6_0_6_line_0 | NAYY 4x150 SE | 0 | 1 | 0.0054557 | 0.208 | 0.08 | 261 | 0 | 0.27 | 1 | 1 | cs | TRUE
1 | LV_2113-6_0_6_line_1 | NAYY 4x150 SE | 0 | 2 | 0.15225 | 0.208 | 0.08 | 261 | 0 | 0.27 | 1 | 1 | cs | TRUE
2 | LV_2113-6_0_6_line_2 | NAYY 4x150 SE | 1 | 3 | 0.034394 | 0.208 | 0.08 | 261 | 0 | 0.27 | 1 | 1 | cs | TRUE
3 | LV_2113-6_0_6_line_3 | NAYY 4x150 SE | 1 | 4 | 0.029404 | 0.208 | 0.08 | 261 | 0 | 0.27 | 1 | 1 | cs | TRUE
4 | LV_2113-6_0_6_line_4 | NAYY 4x150 SE | 2 | 5 | 0.080666 | 0.208 | 0.08 | 261 | 0 | 0.27 | 1 | 1 | cs | TRUE
5 | LV_2113-6_0_6_line_5 | NAYY 4x150 SE | 2 | 6 | 0.063771 | 0.208 | 0.08 | 261 | 0 | 0.27 | 1 | 1 | cs | TRUE
6 | LV_2113-6_0_6_line_6 | NAYY 4x150 SE | 3 | 14 | 0.021603 | 0.208 | 0.08 | 261 | 0 | 0.27 | 1 | 1 | cs | TRUE
7 | LV_2113-6_0_6_line_7 | NAYY 4x150 SE | 5 | 7 | 0.10814 | 0.208 | 0.08 | 261 | 0 | 0.27 | 1 | 1 | cs | TRUE
8 | LV_2113-6_0_6_line_8 | NAYY 4x150 SE | 5 | 8 | 0.023995 | 0.208 | 0.08 | 261 | 0 | 0.27 | 1 | 1 | cs | TRUE
9 | LV_2113-6_0_6_line_9 | NAYY 4x150 SE | 8 | 10 | 0.0030959 | 0.208 | 0.08 | 261 | 0 | 0.27 | 1 | 1 | cs | TRUE
10 | LV_2113-6_0_6_line_10 | NAYY 4x150 SE | 9 | 10 | 0.036127 | 0.208 | 0.08 | 261 | 0 | 0.27 | 1 | 1 | cs | TRUE
11 | LV_2113-6_0_6_line_11 | NAYY 4x150 SE | 11 | 12 | 0.029756 | 0.208 | 0.08 | 261 | 0 | 0.27 | 1 | 3 | cs | TRUE
12 | LV_2113-6_0_6_line_12 | NAYY 4x150 SE | 11 | 13 | 0.043396 | 0.208 | 0.08 | 261 | 0 | 0.27 | 1 | 3 | cs | TRUE
13 | LV_2113-6_0_6_line_13 | NAYY 4x150 SE | 12 | 103 | 0.022332 | 0.208 | 0.08 | 261 | 0 | 0.27 | 1 | 3 | cs | TRUE
14 | LV_2113-6_0_6_line_14 | NAYY 4x150 SE | 13 | 70 | 0.026979 | 0.208 | 0.08 | 261 | 0 | 0.27 | 1 | 3 | cs | TRUE
15 | LV_2113-6_0_6_line_15 | NAYY 4x150 SE | 14 | 15 | 0.069898 | 0.208 | 0.08 | 261 | 0 | 0.27 | 1 | 1 | cs | TRUE
16 | LV_2113-6_0_6_line_16 | NAYY 4x150 SE | 15 | 67 | 0.15426 | 0.208 | 0.08 | 261 | 0 | 0.27 | 1 | 1 | cs | TRUE
17 | LV_2113-6_0_6_line_17 | NAYY 4x150 SE | 16 | 17 | 0.026955 | 0.208 | 0.08 | 261 | 0 | 0.27 | 1 | 3 | cs | TRUE
18 | LV_2113-6_0_6_line_18 | NAYY 4x150 SE | 16 | 18 | 0.030165 | 0.208 | 0.08 | 261 | 0 | 0.27 | 1 | 3 | cs | TRUE
19 | LV_2113-6_0_6_line_19 | NAYY 4x150 SE | 17 | 71 | 0.022565 | 0.208 | 0.08 | 261 | 0 | 0.27 | 1 | 3 | cs | TRUE
20 | LV_2113-6_0_6_line_20 | NAYY 4x150 SE | 18 | 72 | 0.02582 | 0.208 | 0.08 | 261 | 0 | 0.27 | 1 | 3 | cs | TRUE
21 | LV_2113-6_0_6_line_21 | NAYY 4x150 SE | 19 | 20 | 0.026234 | 0.208 | 0.08 | 261 | 0 | 0.27 | 1 | 1 | cs | TRUE
22 | LV_2113-6_0_6_line_22 | NAYY 4x150 SE | 19 | 21 | 0.11849 | 0.208 | 0.08 | 261 | 0 | 0.27 | 1 | 1 | cs | TRUE
23 | LV_2113-6_0_6_line_23 | NAYY 4x150 SE | 20 | 134 | 0.2516 | 0.208 | 0.08 | 261 | 0 | 0.27 | 1 | 1 | cs | TRUE
24 | LV_2113-6_0_6_line_24 | NAYY 4x150 SE | 20 | 110 | 0.23052 | 0.208 | 0.08 | 261 | 0 | 0.27 | 1 | 1 | cs | TRUE
25 | LV_2113-6_0_6_line_25 | NAYY 4x150 SE | 22 | 23 | 0.068809 | 0.208 | 0.08 | 261 | 0 | 0.27 | 1 | 1 | cs | TRUE
26 | LV_2113-6_0_6_line_26 | NAYY 4x150 SE | 22 | 24 | 0.016437 | 0.208 | 0.08 | 261 | 0 | 0.27 | 1 | 2 | cs | TRUE
27 | LV_2113-6_0_6_line_27 | NAYY 4x150 SE | 23 | 25 | 0.30018 | 0.208 | 0.08 | 261 | 0 | 0.27 | 1 | 1 | cs | TRUE
28 | LV_2113-6_0_6_line_28 | NAYY 4x150 SE | 24 | 26 | 0.019648 | 0.208 | 0.08 | 261 | 0 | 0.27 | 1 | 3 | cs | TRUE
29 | LV_2113-6_0_6_line_29 | NAYY 4x150 SE | 25 | 34 | 0.080464 | 0.208 | 0.08 | 261 | 0 | 0.27 | 1 | 1 | cs | TRUE
30 | LV_2113-6_0_6_line_30 | NAYY 4x150 SE | 26 | 30 | 0.017228 | 0.208 | 0.08 | 261 | 0 | 0.27 | 1 | 3 | cs | TRUE
31 | LV_2113-6_0_6_line_31 | NAYY 4x150 SE | 27 | 28 | 0.11323 | 0.208 | 0.08 | 261 | 0 | 0.27 | 1 | 3 | cs | TRUE
32 | LV_2113-6_0_6_line_32 | NAYY 4x150 SE | 27 | 29 | 0.07503 | 0.208 | 0.08 | 261 | 0 | 0.27 | 1 | 1 | cs | TRUE
33 | LV_2113-6_0_6_line_33 | NAYY 4x150 SE | 27 | 30 | 0.18712 | 0.208 | 0.08 | 261 | 0 | 0.27 | 1 | 3 | cs | TRUE
34 | LV_2113-6_0_6_line_34 | NAYY 4x150 SE | 28 | 42 | 0.031267 | 0.208 | 0.08 | 261 | 0 | 0.27 | 1 | 3 | cs | TRUE
35 | LV_2113-6_0_6_line_35 | NAYY 4x150 SE | 31 | 32 | 0.25174 | 0.208 | 0.08 | 261 | 0 | 0.27 | 1 | 3 | cs | TRUE
36 | LV_2113-6_0_6_line_36 | NAYY 4x150 SE | 31 | 33 | 0.026359 | 0.208 | 0.08 | 261 | 0 | 0.27 | 1 | 3 | cs | TRUE
37 | LV_2113-6_0_6_line_37 | NAYY 4x150 SE | 32 | 40 | 0.35276 | 0.208 | 0.08 | 261 | 0 | 0.27 | 1 | 1 | cs | TRUE
38 | LV_2113-6_0_6_line_38 | NAYY 4x150 SE | 32 | 36 | 0.18179 | 0.208 | 0.08 | 261 | 0 | 0.27 | 1 | 3 | cs | TRUE
39 | LV_2113-6_0_6_line_39 | NAYY 4x150 SE | 33 | 113 | 0.022166 | 0.208 | 0.08 | 261 | 0 | 0.27 | 1 | 1 | cs | TRUE
40 | LV_2113-6_0_6_line_40 | NAYY 4x150 SE | 33 | 120 | 0.03557 | 0.208 | 0.08 | 261 | 0 | 0.27 | 1 | 3 | cs | TRUE
41 | LV_2113-6_0_6_line_41 | NAYY 4x150 SE | 34 | 131 | 0.044231 | 0.208 | 0.08 | 261 | 0 | 0.27 | 1 | 1 | cs | TRUE
42 | LV_2113-6_0_6_line_42 | NAYY 4x150 SE | 35 | 36 | 0.0465 | 0.208 | 0.08 | 261 | 0 | 0.27 | 1 | 3 | cs | TRUE
43 | LV_2113-6_0_6_line_43 | NAYY 4x150 SE | 35 | 37 | 0.099751 | 0.208 | 0.08 | 261 | 0 | 0.27 | 1 | 3 | cs | TRUE
44 | LV_2113-6_0_6_line_44 | NAYY 4x150 SE | 36 | 38 | 0.35242 | 0.208 | 0.08 | 261 | 0 | 0.27 | 1 | 1 | cs | TRUE
45 | LV_2113-6_0_6_line_45 | NAYY 4x150 SE | 37 | 39 | 0.0073664 | 0.208 | 0.08 | 261 | 0 | 0.27 | 1 | 3 | cs | TRUE
46 | LV_2113-6_0_6_line_46 | NAYY 4x150 SE | 39 | 41 | 0.046322 | 0.208 | 0.08 | 261 | 0 | 0.27 | 1 | 3 | cs | TRUE
47 | LV_2113-6_0_6_line_47 | NAYY 4x150 SE | 41 | 42 | 0.049295 | 0.208 | 0.08 | 261 | 0 | 0.27 | 1 | 3 | cs | TRUE
48 | LV_2113-6_0_6_line_48 | NAYY 4x150 SE | 41 | 43 | 0.050104 | 0.208 | 0.08 | 261 | 0 | 0.27 | 1 | 1 | cs | TRUE
49 | LV_2113-6_0_6_line_49 | NAYY 4x150 SE | 42 | 114 | 0.078547 | 0.208 | 0.08 | 261 | 0 | 0.27 | 1 | 1 | cs | TRUE
50 | LV_2113-6_0_6_line_50 | NAYY 4x150 SE | 44 | 45 | 0.026412 | 0.208 | 0.08 | 261 | 0 | 0.27 | 1 | 1 | cs | TRUE
51 | LV_2113-6_0_6_line_51 | NAYY 4x150 SE | 45 | 46 | 0.092838 | 0.208 | 0.08 | 261 | 0 | 0.27 | 1 | 1 | cs | TRUE
52 | LV_2113-6_0_6_line_52 | NAYY 4x150 SE | 46 | 47 | 0.069096 | 0.208 | 0.08 | 261 | 0 | 0.27 | 1 | 1 | cs | TRUE
53 | LV_2113-6_0_6_line_53 | NAYY 4x150 SE | 47 | 48 | 0.045864 | 0.208 | 0.08 | 261 | 0 | 0.27 | 1 | 1 | cs | TRUE
54 | LV_2113-6_0_6_line_54 | NAYY 4x150 SE | 48 | 122 | 0.0078323 | 0.208 | 0.08 | 261 | 0 | 0.27 | 1 | 1 | cs | TRUE
55 | LV_2113-6_0_6_line_55 | NAYY 4x150 SE | 49 | 50 | 0.02159 | 0.208 | 0.08 | 261 | 0 | 0.27 | 1 | 3 | cs | TRUE
56 | LV_2113-6_0_6_line_56 | NAYY 4x150 SE | 49 | 51 | 0.076353 | 0.208 | 0.08 | 261 | 0 | 0.27 | 1 | 3 | cs | TRUE
57 | LV_2113-6_0_6_line_57 | NAYY 4x150 SE | 50 | 52 | 0.020603 | 0.208 | 0.08 | 261 | 0 | 0.27 | 1 | 3 | cs | TRUE
58 | LV_2113-6_0_6_line_58 | NAYY 4x150 SE | 51 | 53 | 0.062593 | 0.208 | 0.08 | 261 | 0 | 0.27 | 1 | 3 | cs | TRUE
59 | LV_2113-6_0_6_line_59 | NAYY 4x150 SE | 51 | 54 | 0.018131 | 0.208 | 0.08 | 261 | 0 | 0.27 | 1 | 1 | cs | TRUE
60 | LV_2113-6_0_6_line_60 | NAYY 4x150 SE | 52 | 55 | 0.017905 | 0.208 | 0.08 | 261 | 0 | 0.27 | 1 | 3 | cs | TRUE
61 | LV_2113-6_0_6_line_61 | NAYY 4x150 SE | 53 | 56 | 0.080098 | 0.208 | 0.08 | 261 | 0 | 0.27 | 1 | 3 | cs | TRUE
62 | LV_2113-6_0_6_line_62 | NAYY 4x150 SE | 54 | 57 | 0.020466 | 0.208 | 0.08 | 261 | 0 | 0.27 | 1 | 1 | cs | TRUE
63 | LV_2113-6_0_6_line_63 | NAYY 4x150 SE | 55 | 58 | 0.017397 | 0.208 | 0.08 | 261 | 0 | 0.27 | 1 | 3 | cs | TRUE
64 | LV_2113-6_0_6_line_64 | NAYY 4x150 SE | 55 | 59 | 0.045971 | 0.208 | 0.08 | 261 | 0 | 0.27 | 1 | 1 | cs | TRUE
65 | LV_2113-6_0_6_line_65 | NAYY 4x150 SE | 56 | 60 | 0.054587 | 0.208 | 0.08 | 261 | 0 | 0.27 | 1 | 3 | cs | TRUE
66 | LV_2113-6_0_6_line_66 | NAYY 4x150 SE | 57 | 61 | 0.020347 | 0.208 | 0.08 | 261 | 0 | 0.27 | 1 | 1 | cs | TRUE
67 | LV_2113-6_0_6_line_67 | NAYY 4x150 SE | 58 | 63 | 0.0010281 | 0.208 | 0.08 | 261 | 0 | 0.27 | 1 | 3 | cs | TRUE
68 | LV_2113-6_0_6_line_68 | NAYY 4x150 SE | 59 | 62 | 0.0069818 | 0.208 | 0.08 | 261 | 0 | 0.27 | 1 | 1 | cs | TRUE
69 | LV_2113-6_0_6_line_69 | NAYY 4x150 SE | 60 | 74 | 0.012725 | 0.208 | 0.08 | 261 | 0 | 0.27 | 1 | 3 | cs | TRUE
70 | LV_2113-6_0_6_line_70 | NAYY 4x150 SE | 61 | 93 | 0.035482 | 0.208 | 0.08 | 261 | 0 | 0.27 | 1 | 1 | cs | TRUE
71 | LV_2113-6_0_6_line_71 | NAYY 4x150 SE | 61 | 90 | 0.037298 | 0.208 | 0.08 | 261 | 0 | 0.27 | 1 | 1 | cs | TRUE
72 | LV_2113-6_0_6_line_72 | NAYY 4x150 SE | 63 | 78 | 0.014805 | 0.208 | 0.08 | 261 | 0 | 0.27 | 1 | 3 | cs | TRUE
73 | LV_2113-6_0_6_line_73 | NAYY 4x150 SE | 64 | 65 | 0.10894 | 0.208 | 0.08 | 261 | 0 | 0.27 | 1 | 1 | cs | TRUE
74 | LV_2113-6_0_6_line_74 | NAYY 4x150 SE | 64 | 66 | 0.022966 | 0.208 | 0.08 | 261 | 0 | 0.27 | 1 | 1 | cs | TRUE
75 | LV_2113-6_0_6_line_75 | NAYY 4x150 SE | 66 | 121 | 0.015548 | 0.208 | 0.08 | 261 | 0 | 0.27 | 1 | 1 | cs | TRUE
76 | LV_2113-6_0_6_line_76 | NAYY 4x150 SE | 66 | 119 | 0.008124 | 0.208 | 0.08 | 261 | 0 | 0.27 | 1 | 1 | cs | TRUE
77 | LV_2113-6_0_6_line_77 | NAYY 4x150 SE | 67 | 69 | 0.05145 | 0.208 | 0.08 | 261 | 0 | 0.27 | 1 | 1 | cs | TRUE
78 | LV_2113-6_0_6_line_78 | NAYY 4x150 SE | 68 | 69 | 0.0076301 | 0.208 | 0.08 | 261 | 0 | 0.27 | 1 | 1 | cs | TRUE
79 | LV_2113-6_0_6_line_79 | NAYY 4x150 SE | 68 | 70 | 0.36491 | 0.208 | 0.08 | 261 | 0 | 0.27 | 1 | 3 | cs | TRUE
80 | LV_2113-6_0_6_line_80 | NAYY 4x150 SE | 71 | 73 | 0.044378 | 0.208 | 0.08 | 261 | 0 | 0.27 | 1 | 3 | cs | TRUE
81 | LV_2113-6_0_6_line_81 | NAYY 4x150 SE | 72 | 74 | 0.052584 | 0.208 | 0.08 | 261 | 0 | 0.27 | 1 | 3 | cs | TRUE
82 | LV_2113-6_0_6_line_82 | NAYY 4x150 SE | 73 | 75 | 0.051405 | 0.208 | 0.08 | 261 | 0 | 0.27 | 1 | 3 | cs | TRUE
83 | LV_2113-6_0_6_line_83 | NAYY 4x150 SE | 75 | 81 | 0.068171 | 0.208 | 0.08 | 261 | 0 | 0.27 | 1 | 3 | cs | TRUE
84 | LV_2113-6_0_6_line_84 | NAYY 4x150 SE | 76 | 77 | 0.044452 | 0.208 | 0.08 | 261 | 0 | 0.27 | 1 | 1 | cs | TRUE
85 | LV_2113-6_0_6_line_85 | NAYY 4x150 SE | 77 | 78 | 0.025827 | 0.208 | 0.08 | 261 | 0 | 0.27 | 1 | 1 | cs | TRUE
86 | LV_2113-6_0_6_line_86 | NAYY 4x150 SE | 78 | 79 | 0.0091673 | 0.208 | 0.08 | 261 | 0 | 0.27 | 1 | 3 | cs | TRUE
87 | LV_2113-6_0_6_line_87 | NAYY 4x150 SE | 79 | 80 | 0.022677 | 0.208 | 0.08 | 261 | 0 | 0.27 | 1 | 3 | cs | TRUE
88 | LV_2113-6_0_6_line_88 | NAYY 4x150 SE | 80 | 120 | 0.056445 | 0.208 | 0.08 | 261 | 0 | 0.27 | 1 | 3 | cs | TRUE
89 | LV_2113-6_0_6_line_89 | NAYY 4x150 SE | 81 | 82 | 0.025554 | 0.208 | 0.08 | 261 | 0 | 0.27 | 1 | 3 | cs | TRUE
90 | LV_2113-6_0_6_line_90 | NAYY 4x150 SE | 82 | 83 | 0.0357 | 0.208 | 0.08 | 261 | 0 | 0.27 | 1 | 1 | cs | TRUE
91 | LV_2113-6_0_6_line_91 | NAYY 4x150 SE | 82 | 84 | 0.020844 | 0.208 | 0.08 | 261 | 0 | 0.27 | 1 | 3 | cs | TRUE
92 | LV_2113-6_0_6_line_92 | NAYY 4x150 SE | 83 | 85 | 0.011975 | 0.208 | 0.08 | 261 | 0 | 0.27 | 1 | 1 | cs | TRUE
93 | LV_2113-6_0_6_line_93 | NAYY 4x150 SE | 83 | 86 | 0.024438 | 0.208 | 0.08 | 261 | 0 | 0.27 | 1 | 1 | cs | TRUE
94 | LV_2113-6_0_6_line_94 | NAYY 4x150 SE | 84 | 87 | 0.033065 | 0.208 | 0.08 | 261 | 0 | 0.27 | 1 | 3 | cs | TRUE
95 | LV_2113-6_0_6_line_95 | NAYY 4x150 SE | 85 | 106 | 0.0088479 | 0.208 | 0.08 | 261 | 0 | 0.27 | 1 | 1 | cs | TRUE
96 | LV_2113-6_0_6_line_96 | NAYY 4x150 SE | 86 | 105 | 0.021021 | 0.208 | 0.08 | 261 | 0 | 0.27 | 1 | 1 | cs | TRUE
97 | LV_2113-6_0_6_line_97 | NAYY 4x150 SE | 87 | 117 | 0.022042 | 0.208 | 0.08 | 261 | 0 | 0.27 | 1 | 3 | cs | TRUE
98 | LV_2113-6_0_6_line_98 | NAYY 4x150 SE | 88 | 89 | 0.026945 | 0.208 | 0.08 | 261 | 0 | 0.27 | 1 | 1 | cs | TRUE
99 | LV_2113-6_0_6_line_99 | NAYY 4x150 SE | 88 | 90 | 0.050457 | 0.208 | 0.08 | 261 | 0 | 0.27 | 1 | 1 | cs | TRUE
100 | LV_2113-6_0_6_line_100 | NAYY 4x150 SE | 89 | 91 | 0.10521 | 0.208 | 0.08 | 261 | 0 | 0.27 | 1 | 1 | cs | TRUE
101 | LV_2113-6_0_6_line_101 | NAYY 4x150 SE | 91 | 92 | 0.016597 | 0.208 | 0.08 | 261 | 0 | 0.27 | 1 | 1 | cs | TRUE
102 | LV_2113-6_0_6_line_102 | NAYY 4x150 SE | 92 | 94 | 0.027543 | 0.208 | 0.08 | 261 | 0 | 0.27 | 1 | 1 | cs | TRUE
103 | LV_2113-6_0_6_line_103 | NAYY 4x150 SE | 93 | 95 | 0.11339 | 0.208 | 0.08 | 261 | 0 | 0.27 | 1 | 1 | cs | TRUE
104 | LV_2113-6_0_6_line_104 | NAYY 4x150 SE | 93 | 96 | 0.038893 | 0.208 | 0.08 | 261 | 0 | 0.27 | 1 | 1 | cs | TRUE
105 | LV_2113-6_0_6_line_105 | NAYY 4x150 SE | 94 | 102 | 0.015963 | 0.208 | 0.08 | 261 | 0 | 0.27 | 1 | 1 | cs | TRUE
106 | LV_2113-6_0_6_line_106 | NAYY 4x150 SE | 95 | 110 | 0.16393 | 0.208 | 0.08 | 261 | 0 | 0.27 | 1 | 1 | cs | TRUE
107 | LV_2113-6_0_6_line_107 | NAYY 4x150 SE | 96 | 108 | 0.014393 | 0.208 | 0.08 | 261 | 0 | 0.27 | 1 | 1 | cs | TRUE
108 | LV_2113-6_0_6_line_108 | NAYY 4x150 SE | 97 | 98 | 0.049871 | 0.208 | 0.08 | 261 | 0 | 0.27 | 1 | 1 | cs | TRUE
109 | LV_2113-6_0_6_line_109 | NAYY 4x150 SE | 98 | 99 | 0.076886 | 0.208 | 0.08 | 261 | 0 | 0.27 | 1 | 1 | cs | TRUE
110 | LV_2113-6_0_6_line_110 | NAYY 4x150 SE | 99 | 100 | 0.048938 | 0.208 | 0.08 | 261 | 0 | 0.27 | 1 | 1 | cs | TRUE
111 | LV_2113-6_0_6_line_111 | NAYY 4x150 SE | 100 | 101 | 0.018083 | 0.208 | 0.08 | 261 | 0 | 0.27 | 1 | 1 | cs | TRUE
112 | LV_2113-6_0_6_line_112 | NAYY 4x150 SE | 101 | 126 | 0.031539 | 0.208 | 0.08 | 261 | 0 | 0.27 | 1 | 1 | cs | TRUE
113 | LV_2113-6_0_6_line_113 | NAYY 4x150 SE | 102 | 125 | 0.015375 | 0.208 | 0.08 | 261 | 0 | 0.27 | 1 | 1 | cs | TRUE
114 | LV_2113-6_0_6_line_114 | NAYY 4x150 SE | 103 | 104 | 0.0017737 | 0.208 | 0.08 | 261 | 0 | 0.27 | 1 | 3 | cs | TRUE
115 | LV_2113-6_0_6_line_115 | NAYY 4x150 SE | 104 | 115 | 0.043321 | 0.208 | 0.08 | 261 | 0 | 0.27 | 1 | 3 | cs | TRUE
116 | LV_2113-6_0_6_line_116 | NAYY 4x150 SE | 106 | 107 | 0.028119 | 0.208 | 0.08 | 261 | 0 | 0.27 | 1 | 1 | cs | TRUE
117 | LV_2113-6_0_6_line_117 | NAYY 4x150 SE | 107 | 136 | 0.0083783 | 0.208 | 0.08 | 261 | 0 | 0.27 | 1 | 1 | cs | TRUE
118 | LV_2113-6_0_6_line_118 | NAYY 4x150 SE | 108 | 109 | 0.043721 | 0.208 | 0.08 | 261 | 0 | 0.27 | 1 | 1 | cs | TRUE
119 | LV_2113-6_0_6_line_119 | NAYY 4x150 SE | 111 | 112 | 0.037583 | 0.208 | 0.08 | 261 | 0 | 0.27 | 1 | 1 | cs | TRUE
120 | LV_2113-6_0_6_line_120 | NAYY 4x150 SE | 111 | 113 | 0.026671 | 0.208 | 0.08 | 261 | 0 | 0.27 | 1 | 1 | cs | TRUE
121 | LV_2113-6_0_6_line_121 | NAYY 4x150 SE | 114 | 133 | 0.05818 | 0.208 | 0.08 | 261 | 0 | 0.27 | 1 | 1 | cs | TRUE
122 | LV_2113-6_0_6_line_122 | NAYY 4x150 SE | 115 | 116 | 0.011747 | 0.208 | 0.08 | 261 | 0 | 0.27 | 1 | 1 | cs | TRUE
123 | LV_2113-6_0_6_line_123 | NAYY 4x150 SE | 115 | 117 | 0.029506 | 0.208 | 0.08 | 261 | 0 | 0.27 | 1 | 3 | cs | TRUE
124 | LV_2113-6_0_6_line_124 | NAYY 4x150 SE | 116 | 118 | 0.011667 | 0.208 | 0.08 | 261 | 0 | 0.27 | 1 | 1 | cs | TRUE
125 | LV_2113-6_0_6_line_125 | NAYY 4x150 SE | 118 | 119 | 0.023838 | 0.208 | 0.08 | 261 | 0 | 0.27 | 1 | 1 | cs | TRUE
126 | LV_2113-6_0_6_line_126 | NAYY 4x150 SE | 121 | 126 | 0.020731 | 0.208 | 0.08 | 261 | 0 | 0.27 | 1 | 1 | cs | TRUE
127 | LV_2113-6_0_6_line_127 | NAYY 4x150 SE | 122 | 123 | 0.029048 | 0.208 | 0.08 | 261 | 0 | 0.27 | 1 | 1 | cs | TRUE
128 | LV_2113-6_0_6_line_128 | NAYY 4x150 SE | 123 | 124 | 0.026127 | 0.208 | 0.08 | 261 | 0 | 0.27 | 1 | 1 | cs | TRUE
129 | LV_2113-6_0_6_line_129 | NAYY 4x150 SE | 124 | 125 | 0.011855 | 0.208 | 0.08 | 261 | 0 | 0.27 | 1 | 1 | cs | TRUE
130 | LV_2113-6_0_6_line_130 | NAYY 4x150 SE | 127 | 128 | 0.071019 | 0.208 | 0.08 | 261 | 0 | 0.27 | 1 | 1 | cs | TRUE
131 | LV_2113-6_0_6_line_131 | NAYY 4x150 SE | 128 | 129 | 0.043458 | 0.208 | 0.08 | 261 | 0 | 0.27 | 1 | 1 | cs | TRUE
132 | LV_2113-6_0_6_line_132 | NAYY 4x150 SE | 128 | 130 | 0.041966 | 0.208 | 0.08 | 261 | 0 | 0.27 | 1 | 1 | cs | TRUE
133 | LV_2113-6_0_6_line_133 | NAYY 4x150 SE | 129 | 131 | 0.0019371 | 0.208 | 0.08 | 261 | 0 | 0.27 | 1 | 1 | cs | TRUE
134 | LV_2113-6_0_6_line_134 | NAYY 4x150 SE | 130 | 132 | 0.28492 | 0.208 | 0.08 | 261 | 0 | 0.27 | 1 | 1 | cs | TRUE
135 | LV_2113-6_0_6_line_135 | NAYY 4x150 SE | 134 | 135 | 0.052367 | 0.208 | 0.08 | 261 | 0 | 0.27 | 1 | 1 | cs | TRUE
136 | LV_2113-6_0_6_line_136 | NAYY 4x150 SE | 136 | 137 | 0.0096605 | 0.208 | 0.08 | 261 | 0 | 0.27 | 1 | 1 | cs | TRUE

## trafo
| name | std_type | hv_bus | lv_bus | sn_mva | vn_hv_kv | vn_lv_kv | vk_percent | vkr_percent | pfe_kw | i0_percent | shift_degree | tap_side | tap_neutral | tap_min | tap_max | tap_step_percent | tap_step_degree | tap_pos | tap_phase_shifter | parallel | df | in_service
0 | LV_2113-6_0_6_trafo_36 | 0.25 MVA 20/0.4 kV | 138 | 71 | 0.25 | 20 | 0.4 | 6 | 1.44 | 0.8 | 0.32 | 150 | hv | 0 | -2 | 2 | 2.5 | 0 | 0 | FALSE | 1 | 1 | TRUE

## line_geodata
| x0 | y0 | x1 | y1 | x2 | y2 | x3 | y3 | x4 | y4 | x5 | y5 | x6 | y6 | x7 | y7
0 | 2558928.3377 | 1165407.2753 | 2558933.0799 | 1165409.9729
1 | 2558933.0799 | 1165409.9729 | 2559023.9098 | 1165532.1641
2 | 2558928.3377 | 1165407.2753 | 2558922.0266 | 1165403.6834 | 2558894.8948 | 1165403.8695
3 | 2558928.3377 | 1165407.2753 | 2558947.0155 | 1165394.1739 | 2558953.3843 | 1165392.4836
4 | 2559023.9098 | 1165532.1641 | 2558979.0613 | 1165549.78 | 2558956.4532 | 1165568.0664 | 2558953.7665 | 1165570.4305
5 | 2559023.9098 | 1165532.1641 | 2559030.0594 | 1165544.6508 | 2559051.4192 | 1165589.6949
6 | 2558874.1673 | 1165400.106 | 2558882.1964 | 1165403.9565 | 2558894.8948 | 1165403.8695
7 | 2558953.7665 | 1165570.4305 | 2558957.9609 | 1165581.3741 | 2558956.7055 | 1165604.895 | 2558989.8292 | 1165669.8243
8 | 2558953.7665 | 1165570.4305 | 2558936.391 | 1165585.7686 | 2558935.6271 | 1165586.0602
9 | 2558932.7347 | 1165587.1642 | 2558935.6271 | 1165586.0602
10 | 2558899.0609 | 1165600.2456 | 2558911.449 | 1165595.2889 | 2558932.7347 | 1165587.1642
11 | 2559221.7563 | 1165021.1397 | 2559229.9309 | 1165030.7991 | 2559235.1851 | 1165034.343 | 2559245.6433 | 1165031.7928 | 2559245.6433 | 1165031.7928
12 | 2559193.7227 | 1164988.0139 | 2559221.7563 | 1165021.1397
13 | 2559264.5127 | 1165019.8492 | 2559245.6433 | 1165031.7928
14 | 2559176.2945 | 1164967.42 | 2559193.7227 | 1164988.0139
15 | 2558874.1673 | 1165400.106 | 2558864.9648 | 1165395.6927 | 2558837.6686 | 1165359.0943 | 2558833.1267 | 1165345.8145
16 | 2558833.1267 | 1165345.8145 | 2558822.691 | 1165191.9102
17 | 2559441.8716 | 1165275.6241 | 2559446.5629 | 1165294.4336 | 2559450.6068 | 1165300.8321
18 | 2559466.7223 | 1165326.3312 | 2559450.6068 | 1165300.8321
19 | 2559441.8716 | 1165275.6241 | 2559440.9825 | 1165272.0597 | 2559438.8182 | 1165253.2927
20 | 2559483.5052 | 1165345.8361 | 2559470.0695 | 1165331.6273 | 2559466.7223 | 1165326.3312
21 | 2559343.3855 | 1165912.2534 | 2559366.6877 | 1165924.3048
22 | 2559343.3855 | 1165912.2534 | 2559338.0023 | 1165936.9583 | 2559327.558 | 1165977.428 | 2559313.63 | 1166021.2342 | 2559311.8548 | 1166026.3761
23 | 2559366.6877 | 1165924.3048 | 2559566.2402 | 1166077.5461
24 | 2559366.6877 | 1165924.3048 | 2559477.8412 | 1165722.3589
25 | 2560354.6843 | 1164560.4222 | 2560338.4275 | 1164493.5615
26 | 2560354.6843 | 1164560.4222 | 2560358.5677 | 1164576.3935
27 | 2560087.5751 | 1164658.4235 | 2560338.4275 | 1164493.5615
28 | 2560358.5677 | 1164576.3935 | 2560363.2097 | 1164595.485
29 | 2560050.9715 | 1164587.2309 | 2560070.7304 | 1164632.112 | 2560083.1831 | 1164654.0626 | 2560087.5751 | 1164658.4235
30 | 2560363.2097 | 1164595.485 | 2560367.28 | 1164612.2251
31 | 2560408.0626 | 1164794.8482 | 2560356.0413 | 1164802.696 | 2560300.4989 | 1164826.98
32 | 2560408.0626 | 1164794.8482 | 2560419.2014 | 1164793.1738 | 2560450.9436 | 1164792.086 | 2560467.711 | 1164785.7833 | 2560480.4288 | 1164779.7124
33 | 2560408.0626 | 1164794.8482 | 2560367.28 | 1164612.2251
34 | 2560271.8501 | 1164839.5057 | 2560300.4989 | 1164826.98
35 | 2559899.5404 | 1165221.8421 | 2559929.3372 | 1164971.8758
36 | 2559880.5931 | 1165240.1631 | 2559889.2833 | 1165232.0341 | 2559899.5404 | 1165221.8421
37 | 2559929.3372 | 1164971.8758 | 2559675.3731 | 1164727.0417
38 | 2560108.2705 | 1165003.9595 | 2559929.3372 | 1164971.8758
39 | 2559880.5931 | 1165240.1631 | 2559888.705 | 1165246.3009 | 2559898.8574 | 1165252.6859
40 | 2559880.5931 | 1165240.1631 | 2559854.6032 | 1165264.4477
41 | 2560050.9715 | 1164587.2309 | 2560049.6347 | 1164584.1943 | 2560027.8905 | 1164549.5373
42 | 2560139.6003 | 1164969.8435 | 2560131.3715 | 1164981.6007 | 2560108.2705 | 1165003.9595
43 | 2560139.6003 | 1164969.8435 | 2560141.8699 | 1164966.6009 | 2560144.3891 | 1164956.2232 | 2560142.0167 | 1164941.4647 | 2560143.154 | 1164924.7929 | 2560153.4721 | 1164909.1607 | 2560171.4603 | 1164894.2223 | 2560181.22 | 1164888.4434
44 | 2560108.2705 | 1165003.9595 | 2560357.8044 | 1165252.8153
45 | 2560187.5587 | 1164884.6902 | 2560181.22 | 1164888.4434
46 | 2560227.4174 | 1164861.0892 | 2560187.5587 | 1164884.6902
47 | 2560271.8501 | 1164839.5057 | 2560261.29 | 1164844.1225 | 2560227.4174 | 1164861.0892
48 | 2560227.4174 | 1164861.0892 | 2560257.1899 | 1164901.3877
49 | 2560271.8501 | 1164839.5057 | 2560267.3649 | 1164830.6086 | 2560257.3323 | 1164822.393 | 2560207.899 | 1164796.907
50 | 2560107.1496 | 1165733.6741 | 2560115.2274 | 1165748.6281 | 2560118.5611 | 1165757.4334
51 | 2560046.8586 | 1165799.8766 | 2560077.9414 | 1165770.7322 | 2560087.9291 | 1165773.545 | 2560101.4405 | 1165774.3332 | 2560114.0113 | 1165766.0786 | 2560119.7321 | 1165760.5265 | 2560118.5611 | 1165757.4334
52 | 2560046.8586 | 1165799.8766 | 2560033.2468 | 1165785.1931 | 2560006.1082 | 1165757.115 | 2559999.1388 | 1165749.9097
53 | 2559965.8374 | 1165718.3995 | 2559971.0685 | 1165723.4203 | 2559990.9584 | 1165741.4524 | 2559999.1388 | 1165749.9097
54 | 2559965.8374 | 1165718.3995 | 2559960.1866 | 1165712.9759
55 | 2559720.1355 | 1165377.897 | 2559726.8627 | 1165367.3265 | 2559732.2738 | 1165360.0592
56 | 2559670.4738 | 1165435.3075 | 2559673.5404 | 1165430.1842 | 2559698.087 | 1165405.9955 | 2559709.7461 | 1165394.2221 | 2559720.1355 | 1165377.897
57 | 2559732.2738 | 1165360.0592 | 2559744.5784 | 1165343.5338
58 | 2559670.4738 | 1165435.3075 | 2559637.4095 | 1165382.1607
59 | 2559670.4738 | 1165435.3075 | 2559668.3535 | 1165438.8347 | 2559664.7264 | 1165450.5541 | 2559664.4827 | 1165452.2847
60 | 2559753.776 | 1165328.3477 | 2559751.3442 | 1165334.5228 | 2559745.5307 | 1165342.2548 | 2559744.5784 | 1165343.5338
61 | 2559571.6835 | 1165359.6721 | 2559577.7077 | 1165352.278 | 2559588.8073 | 1165350.6579 | 2559623.7975 | 1165366.1302 | 2559635.2452 | 1165378.6818 | 2559637.4095 | 1165382.1607
62 | 2559666.2577 | 1165472.2539 | 2559665.7917 | 1165471.1798 | 2559663.2503 | 1165461.0361 | 2559664.4827 | 1165452.2847
63 | 2559753.776 | 1165328.3477 | 2559770.3034 | 1165322.9174
64 | 2559753.776 | 1165328.3477 | 2559755.2689 | 1165320.3336 | 2559753.9788 | 1165312.9495 | 2559754.5515 | 1165305.8642 | 2559756.3569 | 1165298.7706 | 2559756.793 | 1165282.8813
65 | 2559571.6835 | 1165359.6721 | 2559570.5311 | 1165361.0865 | 2559563.3928 | 1165375.5533 | 2559545.9145 | 1165389.5896 | 2559531.7018 | 1165389.4187 | 2559531.7018 | 1165389.4187
66 | 2559676.2004 | 1165489.8084 | 2559671.1194 | 1165483.4615 | 2559666.2577 | 1165472.2539
67 | 2559771.2801 | 1165322.5965 | 2559770.3034 | 1165322.9174
68 | 2559756.793 | 1165282.8813 | 2559756.8552 | 1165280.6134 | 2559756.5788 | 1165275.9084
69 | 2559521.2411 | 1165382.1726 | 2559531.7018 | 1165389.4187
70 | 2559676.2004 | 1165489.8084 | 2559659.4941 | 1165510.4537 | 2559653.0661 | 1165516.7002
71 | 2559676.2004 | 1165489.8084 | 2559682.6481 | 1165497.847 | 2559689.0188 | 1165504.6966 | 2559701.038 | 1165517.6065
72 | 2559785.3458 | 1165317.975 | 2559771.2801 | 1165322.5965
73 | 2559224.2737 | 1164840.85 | 2559239.3217 | 1164838.6577 | 2559244.2838 | 1164839.769 | 2559254.9942 | 1164872.0018 | 2559275.0023 | 1164922.8946
74 | 2559283.4053 | 1164944.2686 | 2559275.0023 | 1164922.8946
75 | 2559283.4053 | 1164944.2686 | 2559267.8753 | 1164943.5148
76 | 2559283.4053 | 1164944.2686 | 2559286.3108 | 1164946.9947 | 2559287.6242 | 1164950.9206
77 | 2558822.691 | 1165191.9102 | 2558824.5787 | 1165184.6824 | 2558854.51 | 1165152.4585
78 | 2558854.51 | 1165152.4585 | 2558855.8803 | 1165150.9833 | 2558857.922 | 1165145.7509
79 | 2559176.2945 | 1164967.42 | 2558857.922 | 1165145.7509
80 | 2559438.8182 | 1165253.2927 | 2559436.5898 | 1165233.9696 | 2559429.1524 | 1165210.1786
81 | 2559521.2411 | 1165382.1726 | 2559511.4535 | 1165375.3926 | 2559483.5052 | 1165345.8361
82 | 2559407.7331 | 1165163.6126 | 2559408.4695 | 1165164.6128 | 2559425.4992 | 1165198.4929 | 2559429.1524 | 1165210.1786
83 | 2559407.7331 | 1165163.6126 | 2559376.7053 | 1165121.4722 | 2559367.3115 | 1165108.7189
84 | 2559848.0964 | 1165334.6833 | 2559835.4587 | 1165340.3284 | 2559825.4275 | 1165339.1395 | 2559816.2824 | 1165330.7742 | 2559808.3952 | 1165328.8651
85 | 2559785.3458 | 1165317.975 | 2559798.719 | 1165326.5231 | 2559808.3952 | 1165328.8651
86 | 2559785.3458 | 1165317.975 | 2559793.5007 | 1165313.7874
87 | 2559813.3617 | 1165302.9861 | 2559811.9318 | 1165304.323 | 2559793.5007 | 1165313.7874
88 | 2559854.6032 | 1165264.4477 | 2559819.4652 | 1165297.2799 | 2559813.3617 | 1165302.9861
89 | 2559352.7079 | 1165087.7507 | 2559365.437 | 1165106.1739 | 2559367.3115 | 1165108.7189
90 | 2559352.7079 | 1165087.7507 | 2559322.9478 | 1165107.5961
91 | 2559352.7079 | 1165087.7507 | 2559340.8538 | 1165070.6051
92 | 2559322.9478 | 1165107.5961 | 2559329.8152 | 1165117.4068
93 | 2559322.9478 | 1165107.5961 | 2559308.5294 | 1165087.8648
94 | 2559340.8538 | 1165070.6051 | 2559322.8956 | 1165044.6304 | 2559322.2555 | 1165043.2887
95 | 2559334.8891 | 1165124.6553 | 2559329.8152 | 1165117.4068
96 | 2559296.1271 | 1165070.8924 | 2559308.5294 | 1165087.8648
97 | 2559312.765 | 1165023.395 | 2559322.2555 | 1165043.2887
98 | 2559740.8702 | 1165548.3309 | 2559763.48 | 1165562.9872
99 | 2559740.8702 | 1165548.3309 | 2559737.9438 | 1165546.4339 | 2559717.1606 | 1165532.4107 | 2559702.863 | 1165519.5668 | 2559701.038 | 1165517.6065
100 | 2559763.48 | 1165562.9872 | 2559800.9507 | 1165587.2768 | 2559815.493 | 1165596.7064 | 2559849.8951 | 1165622.8716
101 | 2559863.1055 | 1165632.9189 | 2559849.8951 | 1165622.8716
102 | 2559863.1055 | 1165632.9189 | 2559881.3016 | 1165646.7583 | 2559884.9377 | 1165649.7085
103 | 2559653.0661 | 1165516.7002 | 2559558.904 | 1165579.8715
104 | 2559653.0661 | 1165516.7002 | 2559666.7013 | 1165535.7739 | 2559668.6254 | 1165542.9425 | 2559669.7609 | 1165550.886
105 | 2559884.9377 | 1165649.7085 | 2559897.3336 | 1165659.7658
106 | 2559558.904 | 1165579.8715 | 2559477.8412 | 1165722.3589
107 | 2559674.7164 | 1165563.9791 | 2559670.8432 | 1165558.4578 | 2559669.7609 | 1165550.886
108 | 2559092.5329 | 1164862.7365 | 2559092.5329 | 1164862.7365 | 2559083.8226 | 1164852.146 | 2559068.6537 | 1164819.3229
109 | 2559092.5329 | 1164862.7365 | 2559131.7312 | 1164875.9539 | 2559155.2013 | 1164888.1781 | 2559162.4319 | 1164893.6318
110 | 2559201.4995 | 1164923.1051 | 2559187.322 | 1164912.4053 | 2559162.4319 | 1164893.6318
111 | 2559201.4995 | 1164923.1051 | 2559207.3657 | 1164927.5323 | 2559217.4031 | 1164931.3361
112 | 2559217.4031 | 1164931.3361 | 2559231.9182 | 1164936.8368 | 2559247.4202 | 1164940.8628
113 | 2559909.273 | 1165669.4528 | 2559897.3336 | 1165659.7658
114 | 2559264.5127 | 1165019.8492 | 2559266.0114 | 1165018.9006
115 | 2559302.6156 | 1164995.7315 | 2559266.0114 | 1165018.9006
116 | 2559334.8891 | 1165124.6553 | 2559346.7249 | 1165141.5636 | 2559352.4806 | 1165146.3407
117 | 2559358.9276 | 1165151.6916 | 2559352.4806 | 1165146.3407
118 | 2559674.7164 | 1165563.9791 | 2559682.2829 | 1165571.0319 | 2559691.1514 | 1165561.0559 | 2559700.5149 | 1165570.0421 | 2559705.2953 | 1165575.2256
119 | 2559923.2641 | 1165262.6116 | 2559905.6373 | 1165295.8245
120 | 2559923.2641 | 1165262.6116 | 2559908.8364 | 1165258.9618 | 2559898.8574 | 1165252.6859
121 | 2560159.4342 | 1164765.5349 | 2560166.7601 | 1164773.4909 | 2560190.4651 | 1164787.9188 | 2560207.899 | 1164796.907
122 | 2559302.6156 | 1164995.7315 | 2559298.8888 | 1164984.5916
123 | 2559302.6156 | 1164995.7315 | 2559309.7908 | 1165017.1606 | 2559312.765 | 1165023.395
124 | 2559298.8888 | 1164984.5916 | 2559295.1873 | 1164973.5275
125 | 2559295.1873 | 1164973.5275 | 2559287.6242 | 1164950.9206
126 | 2559267.8753 | 1164943.5148 | 2559255.2771 | 1164942.9034 | 2559247.4202 | 1164940.8628
127 | 2559938.7683 | 1165693.3836 | 2559945.2685 | 1165698.6575 | 2559960.1866 | 1165712.9759
128 | 2559938.7683 | 1165693.3836 | 2559918.4791 | 1165676.9221
129 | 2559918.4791 | 1165676.9221 | 2559909.273 | 1165669.4528
130 | 2560003.7648 | 1164511.0844 | 2559997.6596 | 1164510.8473 | 2559992.7156 | 1164530.8239 | 2559992.8544 | 1164551.6227 | 2559999.4531 | 1164568.4318 | 2559999.2499 | 1164573.9012
131 | 2560003.7648 | 1164511.0844 | 2560026.861 | 1164547.8964
132 | 2560003.7648 | 1164511.0844 | 2559986.2937 | 1164472.9283
133 | 2560027.8905 | 1164549.5373 | 2560026.861 | 1164547.8964
134 | 2559986.2937 | 1164472.9283 | 2559924.7764 | 1164194.7257
135 | 2559596.4019 | 1166120.3552 | 2559566.2402 | 1166077.5461
136 | 2559364.4897 | 1165159.5748 | 2559359.2001 | 1165151.9177 | 2559358.9276 | 1165151.6916

## bus_geodata
| x | y | coords
0 | 2558933.0799 | 1165409.9729
1 | 2558928.3377 | 1165407.2753
2 | 2559023.9098 | 1165532.1641
3 | 2558894.8948 | 1165403.8695
4 | 2558953.3843 | 1165392.4836
5 | 2558953.7665 | 1165570.4305
6 | 2559051.4192 | 1165589.6949
7 | 2558989.8292 | 1165669.8243
8 | 2558935.6271 | 1165586.0602
9 | 2558899.0609 | 1165600.2456
10 | 2558932.7347 | 1165587.1642
11 | 2559221.7563 | 1165021.1397
12 | 2559245.6433 | 1165031.7928
13 | 2559193.7227 | 1164988.0139
14 | 2558874.1673 | 1165400.106
15 | 2558833.1267 | 1165345.8145
16 | 2559450.6068 | 1165300.8321
17 | 2559441.8716 | 1165275.6241
18 | 2559466.7223 | 1165326.3312
19 | 2559343.3855 | 1165912.2534
20 | 2559366.6877 | 1165924.3048
21 | 2559311.8548 | 1166026.3761
22 | 2560354.6843 | 1164560.4222
23 | 2560338.4275 | 1164493.5615
24 | 2560358.5677 | 1164576.3935
25 | 2560087.5751 | 1164658.4235
26 | 2560363.2097 | 1164595.485
27 | 2560408.0626 | 1164794.8482
28 | 2560300.4989 | 1164826.98
29 | 2560480.4288 | 1164779.7124
30 | 2560367.28 | 1164612.2251
31 | 2559899.5404 | 1165221.8421
32 | 2559929.3372 | 1164971.8758
33 | 2559880.5931 | 1165240.1631
34 | 2560050.9715 | 1164587.2309
35 | 2560139.6003 | 1164969.8435
36 | 2560108.2705 | 1165003.9595
37 | 2560181.22 | 1164888.4434
38 | 2560357.8044 | 1165252.8153
39 | 2560187.5587 | 1164884.6902
40 | 2559675.3731 | 1164727.0417
41 | 2560227.4174 | 1164861.0892
42 | 2560271.8501 | 1164839.5057
43 | 2560257.1899 | 1164901.3877
44 | 2560107.1496 | 1165733.6741
45 | 2560118.5611 | 1165757.4334
46 | 2560046.8586 | 1165799.8766
47 | 2559999.1388 | 1165749.9097
48 | 2559965.8374 | 1165718.3995
49 | 2559720.1355 | 1165377.897
50 | 2559732.2738 | 1165360.0592
51 | 2559670.4738 | 1165435.3075
52 | 2559744.5784 | 1165343.5338
53 | 2559637.4095 | 1165382.1607
54 | 2559664.4827 | 1165452.2847
55 | 2559753.776 | 1165328.3477
56 | 2559571.6835 | 1165359.6721
57 | 2559666.2577 | 1165472.2539
58 | 2559770.3034 | 1165322.9174
59 | 2559756.793 | 1165282.8813
60 | 2559531.7018 | 1165389.4187
61 | 2559676.2004 | 1165489.8084
62 | 2559756.5788 | 1165275.9084
63 | 2559771.2801 | 1165322.5965
64 | 2559275.0023 | 1164922.8946
65 | 2559224.2737 | 1164840.85
66 | 2559283.4053 | 1164944.2686
67 | 2558822.691 | 1165191.9102
68 | 2558857.922 | 1165145.7509
69 | 2558854.51 | 1165152.4585
70 | 2559176.2945 | 1164967.42
71 | 2559438.8182 | 1165253.2927
72 | 2559483.5052 | 1165345.8361
73 | 2559429.1524 | 1165210.1786
74 | 2559521.2411 | 1165382.1726
75 | 2559407.7331 | 1165163.6126
76 | 2559848.0964 | 1165334.6833
77 | 2559808.3952 | 1165328.8651
78 | 2559785.3458 | 1165317.975
79 | 2559793.5007 | 1165313.7874
80 | 2559813.3617 | 1165302.9861
81 | 2559367.3115 | 1165108.7189
82 | 2559352.7079 | 1165087.7507
83 | 2559322.9478 | 1165107.5961
84 | 2559340.8538 | 1165070.6051
85 | 2559329.8152 | 1165117.4068
86 | 2559308.5294 | 1165087.8648
87 | 2559322.2555 | 1165043.2887
88 | 2559740.8702 | 1165548.3309
89 | 2559763.48 | 1165562.9872
90 | 2559701.038 | 1165517.6065
91 | 2559849.8951 | 1165622.8716
92 | 2559863.1055 | 1165632.9189
93 | 2559653.0661 | 1165516.7002
94 | 2559884.9377 | 1165649.7085
95 | 2559558.904 | 1165579.8715
96 | 2559669.7609 | 1165550.886
97 | 2559068.6537 | 1164819.3229
98 | 2559092.5328 | 1164862.7365
99 | 2559162.4319 | 1164893.6318
100 | 2559201.4995 | 1164923.1051
101 | 2559217.4031 | 1164931.3361
102 | 2559897.3336 | 1165659.7658
103 | 2559264.5127 | 1165019.8492
104 | 2559266.0114 | 1165018.9006
105 | 2559296.1271 | 1165070.8924
106 | 2559334.8891 | 1165124.6553
107 | 2559352.4806 | 1165146.3407
108 | 2559674.7164 | 1165563.9791
109 | 2559705.2953 | 1165575.2256
110 | 2559477.8412 | 1165722.3589
111 | 2559923.2641 | 1165262.6116
112 | 2559905.6373 | 1165295.8245
113 | 2559898.8574 | 1165252.6859
114 | 2560207.899 | 1164796.907
115 | 2559302.6156 | 1164995.7315
116 | 2559298.8888 | 1164984.5916
117 | 2559312.765 | 1165023.395
118 | 2559295.1873 | 1164973.5275
119 | 2559287.6242 | 1164950.9206
120 | 2559854.6032 | 1165264.4477
121 | 2559267.8753 | 1164943.5148
122 | 2559960.1866 | 1165712.9759
123 | 2559938.7683 | 1165693.3836
124 | 2559918.4791 | 1165676.9221
125 | 2559909.273 | 1165669.4528
126 | 2559247.4202 | 1164940.8628
127 | 2559999.2499 | 1164573.9012
128 | 2560003.7648 | 1164511.0844
129 | 2560026.861 | 1164547.8964
130 | 2559986.2937 | 1164472.9283
131 | 2560027.8905 | 1164549.5373
132 | 2559924.7764 | 1164194.7257
133 | 2560159.4342 | 1164765.5349
134 | 2559566.2402 | 1166077.5461
135 | 2559596.4019 | 1166120.3552
136 | 2559358.9276 | 1165151.6916
137 | 2559364.4897 | 1165159.5748
138 | 2559352.7079 | 1165087.7507

## line_std_types
| c_nf_per_km | r_ohm_per_km | x_ohm_per_km | max_i_ka | type | q_mm2 | alpha | voltage_rating
NAYY 4x50 SE | 210 | 0.642 | 0.083 | 0.142 | cs | 50 | 0.00403 | LV
NAYY 4x120 SE | 264 | 0.225 | 0.08 | 0.242 | cs | 120 | 0.00403 | LV
NAYY 4x150 SE | 261 | 0.208 | 0.08 | 0.27 | cs | 150 | 0.00403 | LV
NA2XS2Y 1x95 RM/25 12/20 kV | 216 | 0.313 | 0.132 | 0.252 | cs | 95 | 0.00403 | MV
NA2XS2Y 1x185 RM/25 12/20 kV | 273 | 0.161 | 0.117 | 0.362 | cs | 185 | 0.00403 | MV
NA2XS2Y 1x240 RM/25 12/20 kV | 304 | 0.122 | 0.112 | 0.421 | cs | 240 | 0.00403 | MV
NA2XS2Y 1x95 RM/25 6/10 kV | 315 | 0.313 | 0.123 | 0.249 | cs | 95 | 0.00403 | MV
NA2XS2Y 1x185 RM/25 6/10 kV | 406 | 0.161 | 0.11 | 0.358 | cs | 185 | 0.00403 | MV
NA2XS2Y 1x240 RM/25 6/10 kV | 456 | 0.122 | 0.105 | 0.416 | cs | 240 | 0.00403 | MV
NA2XS2Y 1x150 RM/25 12/20 kV | 250 | 0.206 | 0.116 | 0.319 | cs | 150 | 0.00403 | MV
NA2XS2Y 1x120 RM/25 12/20 kV | 230 | 0.253 | 0.119 | 0.283 | cs | 120 | 0.00403 | MV
NA2XS2Y 1x70 RM/25 12/20 kV | 190 | 0.443 | 0.132 | 0.22 | cs | 70 | 0.00403 | MV
NA2XS2Y 1x150 RM/25 6/10 kV | 360 | 0.206 | 0.11 | 0.315 | cs | 150 | 0.00403 | MV
NA2XS2Y 1x120 RM/25 6/10 kV | 340 | 0.253 | 0.113 | 0.28 | cs | 120 | 0.00403 | MV
NA2XS2Y 1x70 RM/25 6/10 kV | 280 | 0.443 | 0.123 | 0.217 | cs | 70 | 0.00403 | MV
N2XS(FL)2Y 1x120 RM/35 64/110 kV | 112 | 0.153 | 0.166 | 0.366 | cs | 120 | 0.00393 | HV
N2XS(FL)2Y 1x185 RM/35 64/110 kV | 125 | 0.099 | 0.156 | 0.457 | cs | 185 | 0.00393 | HV
N2XS(FL)2Y 1x240 RM/35 64/110 kV | 135 | 0.075 | 0.149 | 0.526 | cs | 240 | 0.00393 | HV
N2XS(FL)2Y 1x300 RM/35 64/110 kV | 144 | 0.06 | 0.144 | 0.588 | cs | 300 | 0.00393 | HV
15-AL1/3-ST1A 0.4 | 11 | 1.8769 | 0.35 | 0.105 | ol | 16 | 0.00403 | LV
24-AL1/4-ST1A 0.4 | 11.25 | 1.2012 | 0.335 | 0.14 | ol | 24 | 0.00403 | LV
48-AL1/8-ST1A 0.4 | 12.2 | 0.5939 | 0.3 | 0.21 | ol | 48 | 0.00403 | LV
94-AL1/15-ST1A 0.4 | 13.2 | 0.306 | 0.29 | 0.35 | ol | 94 | 0.00403 | LV
34-AL1/6-ST1A 10.0 | 9.7 | 0.8342 | 0.36 | 0.17 | ol | 34 | 0.00403 | MV
48-AL1/8-ST1A 10.0 | 10.1 | 0.5939 | 0.35 | 0.21 | ol | 48 | 0.00403 | MV
70-AL1/11-ST1A 10.0 | 10.4 | 0.4132 | 0.339 | 0.29 | ol | 70 | 0.00403 | MV
94-AL1/15-ST1A 10.0 | 10.75 | 0.306 | 0.33 | 0.35 | ol | 94 | 0.00403 | MV
122-AL1/20-ST1A 10.0 | 11.1 | 0.2376 | 0.323 | 0.41 | ol | 122 | 0.00403 | MV
149-AL1/24-ST1A 10.0 | 11.25 | 0.194 | 0.315 | 0.47 | ol | 149 | 0.00403 | MV
34-AL1/6-ST1A 20.0 | 9.15 | 0.8342 | 0.382 | 0.17 | ol | 34 | 0.00403 | MV
48-AL1/8-ST1A 20.0 | 9.5 | 0.5939 | 0.372 | 0.21 | ol | 48 | 0.00403 | MV
70-AL1/11-ST1A 20.0 | 9.7 | 0.4132 | 0.36 | 0.29 | ol | 70 | 0.00403 | MV
94-AL1/15-ST1A 20.0 | 10 | 0.306 | 0.35 | 0.35 | ol | 94 | 0.00403 | MV
122-AL1/20-ST1A 20.0 | 10.3 | 0.2376 | 0.344 | 0.41 | ol | 122 | 0.00403 | MV
149-AL1/24-ST1A 20.0 | 10.5 | 0.194 | 0.337 | 0.47 | ol | 149 | 0.00403 | MV
184-AL1/30-ST1A 20.0 | 10.75 | 0.1571 | 0.33 | 0.535 | ol | 184 | 0.00403 | MV
243-AL1/39-ST1A 20.0 | 11 | 0.1188 | 0.32 | 0.645 | ol | 243 | 0.00403 | MV
48-AL1/8-ST1A 110.0 | 8 | 0.5939 | 0.46 | 0.21 | ol | 48 | 0.00403 | HV
70-AL1/11-ST1A 110.0 | 8.4 | 0.4132 | 0.45 | 0.29 | ol | 70 | 0.00403 | HV
94-AL1/15-ST1A 110.0 | 8.65 | 0.306 | 0.44 | 0.35 | ol | 94 | 0.00403 | HV
122-AL1/20-ST1A 110.0 | 8.5 | 0.2376 | 0.43 | 0.41 | ol | 122 | 0.00403 | HV
149-AL1/24-ST1A 110.0 | 8.75 | 0.194 | 0.41 | 0.47 | ol | 149 | 0.00403 | HV
184-AL1/30-ST1A 110.0 | 8.8 | 0.1571 | 0.4 | 0.535 | ol | 184 | 0.00403 | HV
243-AL1/39-ST1A 110.0 | 9 | 0.1188 | 0.39 | 0.645 | ol | 243 | 0.00403 | HV
305-AL1/39-ST1A 110.0 | 9.2 | 0.0949 | 0.38 | 0.74 | ol | 305 | 0.00403 | HV
490-AL1/64-ST1A 110.0 | 9.75 | 0.059 | 0.37 | 0.96 | ol | 490 | 0.00403 | HV
679-AL1/86-ST1A 110.0 | 9.95 | 0.042 | 0.36 | 1.15 | ol | 679 | 0.00403 | HV
490-AL1/64-ST1A 220.0 | 10 | 0.059 | 0.285 | 0.96 | ol | 490 | 0.00403 | HV
679-AL1/86-ST1A 220.0 | 11.7 | 0.042 | 0.275 | 1.15 | ol | 679 | 0.00403 | HV
490-AL1/64-ST1A 380.0 | 11 | 0.059 | 0.253 | 0.96 | ol | 490 | 0.00403 | HV
679-AL1/86-ST1A 380.0 | 14.6 | 0.042 | 0.25 | 1.15 | ol | 679 | 0.00403 | HV

## trafo_std_types
| i0_percent | pfe_kw | vkr_percent | sn_mva | vn_lv_kv | vn_hv_kv | vk_percent | shift_degree | vector_group | tap_side | tap_neutral | tap_min | tap_max | tap_step_degree | tap_step_percent | tap_phase_shifter
160 MVA 380/110 kV | 0.06 | 60 | 0.25 | 160 | 110 | 380 | 12.2 | 0 | Yy0 | hv | 0 | -9 | 9 | 0 | 1.5 | FALSE
100 MVA 220/110 kV | 0.06 | 55 | 0.26 | 100 | 110 | 220 | 12 | 0 | Yy0 | hv | 0 | -9 | 9 | 0 | 1.5 | FALSE
63 MVA 110/20 kV | 0.04 | 22 | 0.32 | 63 | 20 | 110 | 18 | 150 | YNd5 | hv | 0 | -9 | 9 | 0 | 1.5 | FALSE
40 MVA 110/20 kV | 0.05 | 18 | 0.34 | 40 | 20 | 110 | 16.2 | 150 | YNd5 | hv | 0 | -9 | 9 | 0 | 1.5 | FALSE
25 MVA 110/20 kV | 0.07 | 14 | 0.41 | 25 | 20 | 110 | 12 | 150 | YNd5 | hv | 0 | -9 | 9 | 0 | 1.5 | FALSE
63 MVA 110/10 kV | 0.04 | 22 | 0.32 | 63 | 10 | 110 | 18 | 150 | YNd5 | hv | 0 | -9 | 9 | 0 | 1.5 | FALSE
40 MVA 110/10 kV | 0.05 | 18 | 0.34 | 40 | 10 | 110 | 16.2 | 150 | YNd5 | hv | 0 | -9 | 9 | 0 | 1.5 | FALSE
25 MVA 110/10 kV | 0.07 | 14 | 0.41 | 25 | 10 | 110 | 12 | 150 | YNd5 | hv | 0 | -9 | 9 | 0 | 1.5 | FALSE
0.25 MVA 20/0.4 kV | 0.32 | 0.8 | 1.44 | 0.25 | 0.4 | 20 | 6 | 150 | Yzn5 | hv | 0 | -2 | 2 | 0 | 2.5 | FALSE
0.4 MVA 20/0.4 kV | 0.3375 | 1.35 | 1.425 | 0.4 | 0.4 | 20 | 6 | 150 | Dyn5 | hv | 0 | -2 | 2 | 0 | 2.5 | FALSE
0.63 MVA 20/0.4 kV | 0.2619 | 1.65 | 1.206 | 0.63 | 0.4 | 20 | 6 | 150 | Dyn5 | hv | 0 | -2 | 2 | 0 | 2.5 | FALSE
0.25 MVA 10/0.4 kV | 0.24 | 0.6 | 1.2 | 0.25 | 0.4 | 10 | 4 | 150 | Dyn5 | hv | 0 | -2 | 2 | 0 | 2.5 | FALSE
0.4 MVA 10/0.4 kV | 0.2375 | 0.95 | 1.325 | 0.4 | 0.4 | 10 | 4 | 150 | Dyn5 | hv | 0 | -2 | 2 | 0 | 2.5 | FALSE
0.63 MVA 10/0.4 kV | 0.1873 | 1.18 | 1.0794 | 0.63 | 0.4 | 10 | 4 | 150 | Dyn5 | hv | 0 | -2 | 2 | 0 | 2.5 | FALSE

## trafo3w_std_types
| sn_hv_mva | sn_mv_mva | sn_lv_mva | vn_hv_kv | vn_mv_kv | vn_lv_kv | vk_hv_percent | vk_mv_percent | vk_lv_percent | vkr_hv_percent | vkr_mv_percent | vkr_lv_percent | pfe_kw | i0_percent | shift_mv_degree | shift_lv_degree | vector_group | tap_side | tap_neutral | tap_min | tap_max | tap_step_percent
63/25/38 MVA 110/20/10 kV | 63 | 25 | 38 | 110 | 20 | 10 | 10.4 | 10.4 | 10.4 | 0.28 | 0.32 | 0.35 | 35 | 0.89 | 0 | 0 | YN0yn0yn0 | hv | 0 | -10 | 10 | 1.2
63/25/38 MVA 110/10/10 kV | 63 | 25 | 38 | 110 | 10 | 10 | 10.4 | 10.4 | 10.4 | 0.28 | 0.32 | 0.35 | 35 | 0.89 | 0 | 0 | YN0yn0yn0 | hv | 0 | -10 | 10 | 1.2

## fuse_std_types
| fuse_type | i_rated_a | t_avg | t_min | t_total | x_avg | x_min | x_total
HV 100A | HV 100A | 100 | 0 | [10.0, 3.64, 0.854, 0.281, 0.1, 0.0531, 0.022, 0.01] | [10.0, 4.267, 1.21, 0.403, 0.1, 0.058, 0.022, 0.01] | 0 | [300.0, 350.0, 450.0, 550.0, 700.0, 850.0, 1200.0, 1752.0] | [600.0, 700.0, 900.0, 1150.0, 1665.0, 2000.0, 3000.0, 4313.0]
HV 10A | HV 10A | 10 | 0 | [10.0, 1675.0, 0.344, 0.156, 0.1, 0.0417, 0.0171, 0.01] | [10.0, 1.3, 0.3, 0.155, 0.1, 0.0555, 0.023, 0.01] | 0 | [30.0, 32.0, 35.0, 37.0, 39.0, 50.0, 70.0, 88.0] | [60.0, 70.0, 80.0, 87.0, 94.0, 110.0, 150.0, 216.0]
HV 125A | HV 125A | 125 | 0 | [10.0, 1.82, 0.344, 0.1, 0.0467, 0.0269, 0.01] | [10.0, 2.478, 0.426, 0.1, 0.0427, 0.0211, 0.01] | 0 | [375.0, 500.0, 700.0, 925.0, 1200.0, 1500.0, 2341.0] | [750.0, 1000.0, 1500.0, 2200.0, 3000.0, 4000.0, 5765.0]
HV 160A | HV 160A | 160 | 0 | [10.0, 4.15, 1.03, 0.198, 0.1, 0.051, 0.0172, 0.01] | [10.0, 2.3, 0.734, 0.274, 0.1, 0.046, 0.0177, 0.01] | 0 | [480.0, 550.0, 700.0, 1000.0, 1260.0, 1600.0, 2500.0, 3227.0] | [960.0, 1300.0, 1700.0, 2200.0, 2996.0, 4000.0, 6000.0, 7946.0]
HV 16A | HV 16A | 16 | 0 | [10.0, 0.352, 0.164, 0.1, 0.0649, 0.0342, 0.01] | [10.0, 2.34, 0.722, 0.181, 0.1, 0.055, 0.0296, 0.01] | 0 | [48.0, 60.0, 65.0, 71.0, 80.0, 100.0, 162.0] | [96.0, 110.0, 125.0, 150.0, 168.0, 200.0, 250.0, 398.0]
HV 200A | HV 200A | 200 | 0 | [10.0, 4.267, 1.21, 0.403, 0.1, 0.058, 0.022, 0.01] | [10.0, 3.73, 1.654, 0.328, 0.1, 0.0531, 0.019, 0.01] | 0 | [600.0, 700.0, 900.0, 1150.0, 1665.0, 2000.0, 3000.0, 4313.0] | [1200.0, 1500.0, 1800.0, 2700.0, 3960.0, 5000.0, 7500.0, 10620.0]
HV 20A | HV 20A | 20 | 0 | [10.0, 1.3, 0.3, 0.155, 0.1, 0.0555, 0.023, 0.01] | [10.0, 1.3, 0.161, 0.1, 0.0611, 0.0399, 0.0141, 0.01] | 0 | [60.0, 70.0, 80.0, 87.0, 94.0, 110.0, 150.0, 216.0] | [120.0, 150.0, 200.0, 223.0, 260.0, 300.0, 450.0, 532.0]
HV 25A | HV 25A | 25 | 0 | [10.0, 2.512, 0.833, 0.299, 0.1, 0.0372, 0.0223, 0.01] | [10.0, 3.125, 0.597, 0.198, 0.1, 0.0378, 0.022, 0.01] | 0 | [75.0, 82.0, 90.0, 100.0, 124.0, 170.0, 200.0, 289.0] | [150.0, 170.0, 210.0, 250.0, 294.0, 400.0, 500.0, 711.0]
HV 31.5A | HV 31.5A | 31.5 | 0 | [10.0, 2.34, 0.722, 0.181, 0.1, 0.055, 0.0296, 0.01] | [10.0, 2.84, 0.368, 0.164, 0.1, 0.0621, 0.0378, 0.0195, 0.01] | 0 | [95.0, 110.0, 125.0, 150.0, 165.0, 200.0, 250.0, 390.0] | [189.0, 220.0, 300.0, 350.0, 393.0, 450.0, 530.0, 700.0, 960.0]
HV 40A | HV 40A | 40 | 0 | [10.0, 1.3, 0.161, 0.1, 0.0611, 0.0399, 0.0141, 0.01] | [10.0, 2.05, 0.369, 0.198, 0.1, 0.051, 0.0298, 0.01] | 0 | [120.0, 150.0, 200.0, 223.0, 260.0, 300.0, 450.0, 532.0] | [240.0, 300.0, 400.0, 450.0, 530.0, 650.0, 800.0, 1311.0]
HV 50A | HV 50A | 50 | 0 | [10.0, 3.215, 0.597, 0.198, 0.1, 0.0378, 0.022, 0.01] | [10.0, 3.64, 0.854, 0.281, 0.1, 0.0531, 0.022, 0.01] | 0 | [150.0, 170.0, 210.0, 250.0, 294.0, 400.0, 500.0, 711.0] | [300.0, 350.0, 450.0, 550.0, 700.0, 850.0, 1200.0, 1752.0]
HV 6.3A | HV 6.3A | 6.3 | 0 | [10.0, 1.39, 0.344, 0.168, 0.1, 0.056, 0.0263, 0.01] | [10.0, 1.711, 0.516, 0.198, 0.1, 0.0634, 0.0303, 0.01] | 0 | [19.0, 19.5, 20.4, 20.8, 22.0, 25.0, 32.0, 48.0] | [38.0, 40.0, 43.0, 48.0, 53.0, 60.0, 75.0, 118.0]
HV 63A | HV 63A | 63 | 0 | [10.0, 2.84, 0.368, 0.164, 0.1, 0.0621, 0.0378, 0.0195, 0.01] | [10.0, 1.82, 0.344, 0.1, 0.0467, 0.0269, 0.01] | 0 | [189.0, 220.0, 300.0, 350.0, 393.0, 450.0, 530.0, 700.0, 961.0] | [378.0, 500.0, 700.0, 934.0, 1200.0, 1500.0, 2366.0]
HV 80A | HV 80A | 80 | 0 | [10.0, 2.05, 0.369, 0.198, 0.1, 0.051, 0.0298, 0.01] | [10.0, 4.15, 1.03, 0.198, 0.1, 0.051, 0.0172, 0.01] | 0 | [240.0, 300.0, 400.0, 450.0, 530.0, 650.0, 800.0, 1311.0] | [480.0, 550.0, 700.0, 1000.0, 1260.0, 1600.0, 2500.0, 3227.0]
Siemens NH-1-100 | Siemens NH-1-100 | 100 | [5400.0, 2000.0, 400.0, 20.0, 1.0, 0.2, 0.012, 0.004] | 0 | 0 | [150.0, 190.0, 250.0, 430.0, 900.0, 1250.0, 2700.0, 3600.0] | 0 | 0
Siemens NH-1-125 | Siemens NH-1-125 | 125 | [4800.0, 120.0, 7.0, 0.1, 0.004] | 0 | 0 | [180.0, 400.0, 740.0, 2000.0, 4250.0] | 0 | 0
Siemens NH-1-16 | Siemens NH-1-16 | 16 | [4000.0, 400.0, 2.0, 0.1, 0.04, 0.01] | 0 | 0 | [26.0, 35.0, 75.0, 150.0, 200.0, 300.0] | 0 | 0
Siemens NH-1-160 | Siemens NH-1-160 | 160 | [4800.0, 120.0, 7.0, 0.1, 0.004] | 0 | 0 | [210.0, 500.0, 900.0, 2300.0, 5000.0] | 0 | 0
Siemens NH-1-25 | Siemens NH-1-25 | 25 | [4000.0, 1000.0, 10.0, 0.2, 0.02, 0.01] | 0 | 0 | [40.0, 50.0, 100.0, 210.0, 400.0, 500.0] | 0 | 0
Siemens NH-1-50 | Siemens NH-1-50 | 50 | [4000.0, 40.0, 4.0, 1.0, 0.02, 0.01] | 0 | 0 | [86.0, 200.0, 300.0, 400.0, 1000.0, 1280.0] | 0 | 0
Siemens NH-1-63 | Siemens NH-1-63 | 63 | [4000.0, 100.0, 10.0, 2.0, 0.04, 0.01] | 0 | 0 | [100.0, 200.0, 300.0, 400.0, 1000.0, 1500.0] | 0 | 0
Siemens NH-1-80 | Siemens NH-1-80 | 80 | [4800.0, 120.0, 7.0, 0.1, 0.01] | 0 | 0 | [150.58, 250.0, 450.0, 1150.0, 2470.0] | 0 | 0
Siemens NH-2-1000 | Siemens NH-2-1000 | 1000 | [4800.0, 120.0, 7.0, 0.1, 0.004] | 0 | 0 | [1900.0, 3500.0, 8400.0, 24000.0, 52000.0] | 0 | 0
Siemens NH-2-200 | Siemens NH-2-200 | 200 | [4800.0, 120.0, 7.0, 0.1, 0.004] | 0 | 0 | [280.0, 650.0, 1200.0, 3000.0, 7000.0] | 0 | 0
Siemens NH-2-224 | Siemens NH-2-224 | 224 | [4800.0, 120.0, 7.0, 0.2, 0.04, 0.004] | 0 | 0 | [400.0, 750.0, 1453.0, 3025.0, 4315.0, 7600.0] | 0 | 0
Siemens NH-2-250 | Siemens NH-2-250 | 250 | [4800.0, 120.0, 7.0, 0.1, 0.004] | 0 | 0 | [450.0, 800.0, 1650.0, 4000.0, 8500.0] | 0 | 0
Siemens NH-2-315 | Siemens NH-2-315 | 315 | [4800.0, 120.0, 7.0, 0.1, 0.004] | 0 | 0 | [550.0, 920.0, 1900.0, 5000.0, 11000.0] | 0 | 0
Siemens NH-2-355 | Siemens NH-2-355 | 355 | [4800.0, 120.0, 6.0, 0.1, 0.004] | 0 | 0 | [650.0, 1116.27, 2350.0, 5840.0, 12790.0] | 0 | 0
Siemens NH-2-400 | Siemens NH-2-400 | 400 | [4800.0, 120.0, 7.0, 0.1, 0.004] | 0 | 0 | [720.0, 1350.0, 2800.0, 6500.0, 15000.0] | 0 | 0
Siemens NH-2-425 | Siemens NH-2-425 | 425 | [4800.0, 120.0, 7.0, 0.1, 0.004] | 0 | 0 | [850.0, 1500.0, 3050.0, 7500.0, 16500.0] | 0 | 0
Siemens NH-2-630 | Siemens NH-2-630 | 630 | [4800.0, 120.0, 7.0, 0.1, 0.004] | 0 | 0 | [1200.0, 2000.0, 4800.0, 12000.0, 26000.0] | 0 | 0

## res_bus
| vm_pu | va_degree | p_mw | q_mvar
0 | 0.97324 | -0.18914 | 0.0014475 | 0.00036278
1 | 0.97332 | -0.1886 | 0 | 0
2 | 0.97148 | -0.20186 | 0 | 0
3 | 0.97382 | -0.18499 | 0.00016033 | 4.0183e-05
4 | 0.97329 | -0.18879 | 0.00059777 | 0.00014982
5 | 0.9706 | -0.20824 | 0 | 0
6 | 0.97144 | -0.20215 | 0.00042982 | 0.00010772
7 | 0.97041 | -0.20956 | 0.0011522 | 0.00028878
8 | 0.97038 | -0.20984 | 0.00021448 | 5.3755e-05
9 | 0.97011 | -0.21179 | 0.0045759 | 0.0011468
10 | 0.97035 | -0.21004 | 0.0015062 | 0.00037749
11 | 0.98494 | -0.10562 | 0.002982 | 0.00074737
12 | 0.98529 | -0.10313 | 0.0033501 | 0.00083961
13 | 0.98449 | -0.10881 | 0.0018113 | 0.00045396
14 | 0.97414 | -0.18269 | 0.0043913 | 0.0011006
15 | 0.97562 | -0.17202 | 0.0025598 | 0.00064154
16 | 0.99776 | -0.015536 | 0.00084663 | 0.00021219
17 | 0.99898 | -0.0071082 | 0.00090675 | 0.00022725
18 | 0.99642 | -0.024906 | 0.0013837 | 0.00034679
19 | 0.9748 | -0.1785 | 0 | 0
20 | 0.97484 | -0.17822 | 0.002259 | 0.00056617
21 | 0.97462 | -0.17976 | 0.0010068 | 0.00025234
22 | 0.97503 | -0.17807 | 0.00019584 | 4.9081e-05
23 | 0.97462 | -0.18105 | 0.00017077 | 4.2799e-05
24 | 0.97508 | -0.17769 | 0.00015096 | 3.7833e-05
25 | 0.97291 | -0.19353 | 0.0012078 | 0.0003027
26 | 0.97512 | -0.17738 | 8.2203e-05 | 2.0602e-05
27 | 0.97559 | -0.17394 | 0 | 0
28 | 0.97595 | -0.1713 | 0.00010869 | 2.7241e-05
29 | 0.97539 | -0.17536 | 0.0017941 | 0.00044965
30 | 0.97516 | -0.17711 | 0.00023034 | 5.7729e-05
31 | 0.98062 | -0.13708 | 0.00063013 | 0.00015793
32 | 0.97839 | -0.15333 | 0.0011655 | 0.00029211
33 | 0.98086 | -0.13532 | 0 | 0
34 | 0.9726 | -0.19584 | 0.00066837 | 0.00016751
35 | 0.97681 | -0.1649 | 0.0027145 | 0.00068031
36 | 0.97706 | -0.16309 | 0.0020053 | 0.00050257
37 | 0.97642 | -0.16782 | 0.00028764 | 7.2089e-05
38 | 0.97592 | -0.17129 | 0.0022078 | 0.00055332
39 | 0.97639 | -0.16803 | 0.00010879 | 2.7265e-05
40 | 0.9774 | -0.16049 | 0.0019287 | 0.00048338
41 | 0.97621 | -0.16932 | 0 | 0
42 | 0.97605 | -0.17055 | 0 | 0
43 | 0.97615 | -0.16975 | 0.000818 | 0.00020501
44 | 0.97277 | -0.19282 | 0.0038666 | 0.00096907
45 | 0.97292 | -0.19174 | 0.00025878 | 6.4855e-05
46 | 0.97348 | -0.1877 | 0 | 0
47 | 0.9739 | -0.18469 | 0.00018146 | 4.5479e-05
48 | 0.97419 | -0.1826 | 0.000609 | 0.00015263
49 | 0.98368 | -0.11487 | 0.0013859 | 0.00034733
50 | 0.98331 | -0.11754 | 0.0013392 | 0.00033562
51 | 0.98505 | -0.10508 | 0 | 0
52 | 0.98297 | -0.11999 | 0.0004349 | 0.000109
53 | 0.98744 | -0.088019 | 0.0005991 | 0.00015015
54 | 0.98393 | -0.11298 | 0.00064503 | 0.00016166
55 | 0.98268 | -0.1221 | 0 | 0
56 | 0.99054 | -0.066142 | 0.00074027 | 0.00018553
57 | 0.98269 | -0.12178 | 0.0033137 | 0.0008305
58 | 0.98244 | -0.12387 | 0.001445 | 0.00036216
59 | 0.98238 | -0.12427 | 0.0016859 | 0.00042253
60 | 0.99267 | -0.05117 | 0.0020849 | 0.00052252
61 | 0.98156 | -0.12985 | 0 | 0
62 | 0.98235 | -0.12448 | 0.0028906 | 0.00072446
63 | 0.98242 | -0.12397 | 0.00058363 | 0.00014627
64 | 0.98398 | -0.11241 | 0.0023225 | 0.00058207
65 | 0.98376 | -0.11396 | 0.0013735 | 0.00034422
66 | 0.9841 | -0.11153 | 0 | 0
67 | 0.97947 | -0.14447 | 0 | 0
68 | 0.98096 | -0.13389 | 0.00039353 | 9.8628e-05
69 | 0.98076 | -0.13532 | 0.00094918 | 0.00023789
70 | 0.98423 | -0.11062 | 0.0010208 | 0.00025584
71 | 1 | 0 | -0.21178 | -0.053192
72 | 0.99528 | -0.032825 | 0.007936 | 0.001989
73 | 0.99756 | -0.016874 | 0.00063234 | 0.00015848
74 | 0.99317 | -0.0476 | 0.00031782 | 7.9653e-05
75 | 0.99476 | -0.036413 | 0.004469 | 0.00112
76 | 0.98193 | -0.12748 | 0.0028155 | 0.00070564
77 | 0.98211 | -0.12618 | 0.00019914 | 4.9908e-05
78 | 0.98223 | -0.12538 | 0 | 0
79 | 0.98212 | -0.12615 | 0.00024311 | 6.093e-05
80 | 0.98186 | -0.12805 | 0.00061301 | 0.00015364
81 | 0.99118 | -0.061458 | 0.0042398 | 0.0010626
82 | 0.9899 | -0.070524 | 0 | 0
83 | 0.98828 | -0.081935 | 0 | 0
84 | 0.98916 | -0.075714 | 0.0020917 | 0.00052424
85 | 0.98791 | -0.084551 | 0.0051435 | 0.0012891
86 | 0.98793 | -0.084422 | 0.0040806 | 0.0010227
87 | 0.98802 | -0.083728 | 0.0015998 | 0.00040096
88 | 0.97902 | -0.14798 | 0.00081792 | 0.00020499
89 | 0.97835 | -0.15273 | 0.0015106 | 0.00037858
90 | 0.98032 | -0.13867 | 0.0050416 | 0.0012635
91 | 0.97599 | -0.16967 | 0.0029397 | 0.00073675
92 | 0.97568 | -0.17184 | 0.0011836 | 0.00029664
93 | 0.98076 | -0.13558 | 0 | 0
94 | 0.97523 | -0.1751 | 0.0015141 | 0.00037947
95 | 0.97901 | -0.14808 | 0.0018454 | 0.0004625
96 | 0.98048 | -0.13757 | 0.0004937 | 0.00012373
97 | 0.98032 | -0.1385 | 0.003943 | 0.0009882
98 | 0.98061 | -0.13646 | 0.004025 | 0.0010088
99 | 0.9815 | -0.1301 | 0.002502 | 0.00062705
100 | 0.98224 | -0.12479 | 0.0011581 | 0.00029024
101 | 0.98255 | -0.12261 | 0.0022203 | 0.00055645
102 | 0.975 | -0.17674 | 0.0018761 | 0.00047018
103 | 0.98559 | -0.10101 | 0.0037693 | 0.00094466
104 | 0.98561 | -0.10082 | 0.0027898 | 0.00069919
105 | 0.98775 | -0.085685 | 0.0058722 | 0.0014717
106 | 0.98771 | -0.08602 | 0.0031742 | 0.00079552
107 | 0.98718 | -0.089777 | 0.0035687 | 0.00089441
108 | 0.98039 | -0.13823 | 0 | 0
109 | 0.98011 | -0.14025 | 0.0044335 | 0.0011112
110 | 0.97693 | -0.16306 | 0.0024606 | 0.00061669
111 | 0.98076 | -0.13606 | 0 | 0
112 | 0.98072 | -0.13632 | 0.00066437 | 0.00016651
113 | 0.98078 | -0.13587 | 0.0017076 | 0.00042796
114 | 0.97601 | -0.17083 | 0.00015718 | 3.9394e-05
115 | 0.98633 | -0.095729 | 0 | 0
116 | 0.98577 | -0.099687 | 0.0026966 | 0.00067583
117 | 0.98729 | -0.088959 | 0.0024179 | 0.00060598
118 | 0.98526 | -0.1033 | 0.0044225 | 0.0011084
119 | 0.98437 | -0.1096 | 0.0026406 | 0.0006618
120 | 0.98122 | -0.13266 | 0.0019622 | 0.00049178
121 | 0.98367 | -0.11464 | 0.0032035 | 0.00080288
122 | 0.97425 | -0.18219 | 0.00047019 | 0.00011784
123 | 0.97448 | -0.18054 | 0.00059531 | 0.0001492
124 | 0.9747 | -0.17889 | 0.0010989 | 0.00027541
125 | 0.97483 | -0.17801 | 0.00077247 | 0.0001936
126 | 0.98318 | -0.11809 | 0.0022768 | 0.00057062
127 | 0.97236 | -0.1976 | 0.00024835 | 6.2243e-05
128 | 0.97238 | -0.19742 | 0 | 0
129 | 0.97246 | -0.19682 | 0.00018743 | 4.6975e-05
130 | 0.97232 | -0.19788 | 0.00039432 | 9.8825e-05
131 | 0.97247 | -0.19679 | 0.00056043 | 0.00014046
132 | 0.97206 | -0.19976 | 0.00061428 | 0.00015395
133 | 0.97599 | -0.17093 | 0.0001667 | 4.178e-05
134 | 0.97375 | -0.18609 | 0.0019107 | 0.00047886
135 | 0.97367 | -0.18666 | 0.0010465 | 0.00026227
136 | 0.98706 | -0.09059 | 0.004194 | 0.0010511
137 | 0.98699 | -0.091113 | 0.0052864 | 0.0013249
138 | 0.99998 | 149.9947 | 0 | 0

## res_line
| p_from_mw | q_from_mvar | p_to_mw | q_to_mvar | pl_mw | ql_mvar | i_from_ka | i_to_ka | i_ka | vm_from_pu | va_from_degree | vm_to_pu | va_to_degree | loading_percent
0 | -0.0093495 | -0.0023405 | 0.0093502 | 0.0023407 | 6.9555e-07 | 1.9972e-07 | 0.014294 | 0.014294 | 0.014294 | 0.97324 | -0.18914 | 0.97332 | -0.1886 | 5.294
1 | 0.007902 | 0.0019778 | -0.0078881 | -0.0019743 | 1.3866e-05 | 3.4445e-06 | 0.012081 | 0.012081 | 0.012081 | 0.97324 | -0.18914 | 0.97148 | -0.20186 | 4.4745
2 | -0.0099479 | -0.0024902 | 0.0099529 | 0.0024917 | 4.9634e-06 | 1.4813e-06 | 0.015207 | 0.015207 | 0.015207 | 0.97332 | -0.1886 | 0.97382 | -0.18499 | 5.6324
3 | 0.00059779 | 0.00014946 | -0.00059777 | -0.00014982 | 1.5323e-08 | -3.5954e-07 | 0.00091378 | 0.00091391 | 0.00091391 | 0.97332 | -0.1886 | 0.97329 | -0.18879 | 0.33848
4 | 0.0074582 | 0.0018674 | -0.0074517 | -0.0018658 | 6.5684e-06 | 1.5284e-06 | 0.011423 | 0.011423 | 0.011423 | 0.97148 | -0.20186 | 0.9706 | -0.20824 | 4.2309
5 | 0.00042984 | 0.00010694 | -0.00042982 | -0.00010772 | 1.7242e-08 | -7.8292e-07 | 0.0006581 | 0.00065838 | 0.00065838 | 0.97148 | -0.20186 | 0.97144 | -0.20215 | 0.24385
6 | -0.010113 | -0.0025319 | 0.010116 | 0.0025328 | 3.2188e-06 | 9.6912e-07 | 0.015452 | 0.015452 | 0.015452 | 0.97382 | -0.18499 | 0.97414 | -0.18269 | 5.7231
7 | 0.0011524 | 0.00028752 | -0.0011522 | -0.00028878 | 2.1059e-07 | -1.2553e-06 | 0.0017663 | 0.0017668 | 0.0017668 | 0.9706 | -0.20824 | 0.97041 | -0.20956 | 0.65437
8 | 0.0062992 | 0.0015783 | -0.0062978 | -0.0015781 | 1.3964e-06 | 2.4058e-07 | 0.0096572 | 0.0096573 | 0.0096573 | 0.9706 | -0.20824 | 0.97038 | -0.20984 | 3.5768
9 | 0.0060834 | 0.0015243 | -0.0060832 | -0.0015243 | 1.6811e-07 | 2.6412e-08 | 0.0093284 | 0.0093284 | 0.0093284 | 0.97038 | -0.20984 | 0.97035 | -0.21004 | 3.455
10 | -0.0045759 | -0.0011468 | 0.004577 | 0.0011468 | 1.1105e-06 | -1.9025e-08 | 0.0070188 | 0.0070187 | 0.0070188 | 0.97011 | -0.21179 | 0.97035 | -0.21004 | 2.5996
11 | -0.024411 | -0.0061203 | 0.024419 | 0.0061224 | 8.4184e-06 | 2.1013e-06 | 0.03688 | 0.03688 | 0.03688 | 0.98494 | -0.10562 | 0.98529 | -0.10313 | 4.5531
12 | 0.021429 | 0.0053729 | -0.021419 | -0.0053709 | 9.4611e-06 | 1.9827e-06 | 0.032375 | 0.032376 | 0.032376 | 0.98494 | -0.10562 | 0.98449 | -0.10881 | 3.997
13 | -0.027769 | -0.006962 | 0.027778 | 0.0069642 | 8.17e-06 | 2.2888e-06 | 0.041939 | 0.041939 | 0.041939 | 0.98529 | -0.10313 | 0.98559 | -0.10101 | 5.1777
14 | 0.019608 | 0.0049169 | -0.019603 | -0.0049161 | 4.9293e-06 | 8.6702e-07 | 0.029638 | 0.029638 | 0.029638 | 0.98449 | -0.10881 | 0.98423 | -0.11062 | 3.6591
15 | -0.014508 | -0.0036334 | 0.014529 | 0.0036408 | 2.1418e-05 | 7.3662e-06 | 0.02216 | 0.02216 | 0.02216 | 0.97414 | -0.18269 | 0.97562 | -0.17202 | 8.2074
16 | -0.017089 | -0.0042823 | 0.017154 | 0.0043055 | 6.5388e-05 | 2.3215e-05 | 0.026064 | 0.026063 | 0.026064 | 0.97562 | -0.17202 | 0.97947 | -0.14447 | 9.6533
17 | -0.094424 | -0.023765 | 0.094536 | 0.023807 | 0.00011124 | 4.1726e-05 | 0.14086 | 0.14085 | 0.14086 | 0.99776 | -0.015536 | 0.99898 | -0.0071082 | 17.3895
18 | 0.093578 | 0.023553 | -0.093455 | -0.023507 | 0.00012226 | 4.5843e-05 | 0.13959 | 0.13959 | 0.13959 | 0.99776 | -0.015536 | 0.99642 | -0.024906 | 17.2337
19 | -0.095442 | -0.024034 | 0.095537 | 0.02407 | 9.4914e-05 | 3.5618e-05 | 0.14221 | 0.14221 | 0.14221 | 0.99898 | -0.0071082 | 1 | 0 | 17.5562
20 | 0.092072 | 0.023161 | -0.09197 | -0.023122 | 0.00010158 | 3.8061e-05 | 0.13753 | 0.13753 | 0.13753 | 0.99642 | -0.024906 | 0.99528 | -0.032825 | 16.9786
21 | -0.001007 | -0.00025093 | 0.001007 | 0.00025061 | 3.8652e-08 | -3.1219e-07 | 0.0015367 | 0.0015365 | 0.0015367 | 0.9748 | -0.1785 | 0.97484 | -0.17822 | 0.56913
22 | 0.001007 | 0.00025093 | -0.0010068 | -0.00025234 | 1.7465e-07 | -1.4097e-06 | 0.0015367 | 0.0015372 | 0.0015372 | 0.9748 | -0.1785 | 0.97462 | -0.17976 | 0.56933
23 | 0.0029605 | 0.00073862 | -0.0029573 | -0.00074052 | 3.2052e-06 | -1.9006e-06 | 0.0045177 | 0.0045189 | 0.0045189 | 0.97484 | -0.17822 | 0.97375 | -0.18609 | 1.6737
24 | -0.0062266 | -0.0015554 | 0.0062395 | 0.0015575 | 1.2987e-05 | 2.115e-06 | 0.0095025 | 0.0095015 | 0.0095025 | 0.97484 | -0.17822 | 0.97693 | -0.16306 | 3.5195
25 | 0.0040614 | 0.0010075 | -0.0040598 | -0.0010078 | 1.6477e-06 | -2.2412e-07 | 0.0061945 | 0.0061948 | 0.0061948 | 0.97503 | -0.17807 | 0.97462 | -0.18105 | 2.2944
26 | -0.0042572 | -0.0010566 | 0.0042575 | 0.0010563 | 2.1622e-07 | -3.2686e-07 | 0.0064934 | 0.0064933 | 0.0064934 | 0.97503 | -0.17807 | 0.97508 | -0.17769 | 1.2025
27 | 0.003889 | 0.00096497 | -0.0038824 | -0.00096617 | 6.5974e-06 | -1.1967e-06 | 0.0059341 | 0.0059354 | 0.0059354 | 0.97462 | -0.18105 | 0.97291 | -0.19353 | 2.1983
28 | -0.0044084 | -0.0010941 | 0.0044086 | 0.0010935 | 1.8474e-07 | -6.642e-07 | 0.0067236 | 0.0067234 | 0.0067236 | 0.97508 | -0.17769 | 0.97512 | -0.17738 | 0.83008
29 | 0.0026746 | 0.00066346 | -0.0026738 | -0.00066414 | 8.3925e-07 | -6.7611e-07 | 0.0040882 | 0.0040886 | 0.0040886 | 0.97291 | -0.19353 | 0.9726 | -0.19584 | 1.5143
30 | -0.0044908 | -0.0011141 | 0.004491 | 0.0011135 | 1.6808e-07 | -5.8011e-07 | 0.0068488 | 0.0068486 | 0.0068488 | 0.97512 | -0.17738 | 0.97516 | -0.17711 | 0.84553
31 | -0.0065178 | -0.0016138 | 0.0065201 | 0.0016105 | 2.3239e-06 | -3.3493e-06 | 0.0099342 | 0.0099327 | 0.0099342 | 0.97559 | -0.17394 | 0.97595 | -0.1713 | 1.2265
32 | 0.0017945 | 0.00044885 | -0.0017941 | -0.00044965 | 3.5069e-07 | -8.018e-07 | 0.0027367 | 0.002737 | 0.002737 | 0.97559 | -0.17394 | 0.97539 | -0.17536 | 1.0137
33 | 0.0047233 | 0.001165 | -0.0047213 | -0.0011712 | 2.017e-06 | -6.2306e-06 | 0.0071976 | 0.0072001 | 0.0072001 | 0.97559 | -0.17394 | 0.97516 | -0.17711 | 0.8889
34 | -0.0066288 | -0.0016377 | 0.0066295 | 0.0016368 | 6.632e-07 | -9.1717e-07 | 0.010098 | 0.010098 | 0.010098 | 0.97595 | -0.1713 | 0.97605 | -0.17055 | 1.2467
35 | 0.018263 | 0.0045253 | -0.018223 | -0.0045194 | 4.0163e-05 | 5.9416e-06 | 0.027694 | 0.027697 | 0.027697 | 0.98062 | -0.13708 | 0.97839 | -0.15333 | 3.4194
36 | -0.018893 | -0.0046832 | 0.018897 | 0.004684 | 4.5003e-06 | 7.3303e-07 | 0.02865 | 0.02865 | 0.02865 | 0.98062 | -0.13708 | 0.98086 | -0.13532 | 3.537
37 | 0.0019306 | 0.00047968 | -0.0019287 | -0.00048338 | 1.8968e-06 | -3.6961e-06 | 0.0029347 | 0.0029363 | 0.0029363 | 0.97839 | -0.15333 | 0.9774 | -0.16049 | 1.0875
38 | 0.015126 | 0.0037476 | -0.015106 | -0.0037467 | 1.9987e-05 | 8.4775e-07 | 0.02299 | 0.022992 | 0.022992 | 0.97839 | -0.15333 | 0.97706 | -0.16309 | 2.8386
39 | 0.0023722 | 0.00059346 | -0.002372 | -0.00059367 | 1.7909e-07 | -2.1087e-07 | 0.0035983 | 0.0035984 | 0.0035984 | 0.98086 | -0.13532 | 0.98078 | -0.13587 | 1.3328
40 | -0.021269 | -0.0052774 | 0.021277 | 0.005279 | 7.6939e-06 | 1.6118e-06 | 0.032248 | 0.032248 | 0.032248 | 0.98086 | -0.13532 | 0.98122 | -0.13266 | 3.9812
41 | 0.0020054 | 0.00049663 | -0.0020051 | -0.00049708 | 2.5947e-07 | -4.4905e-07 | 0.003066 | 0.0030662 | 0.0030662 | 0.9726 | -0.19584 | 0.97247 | -0.19679 | 1.1356
42 | -0.010888 | -0.002695 | 0.010891 | 0.0026943 | 2.6569e-06 | -7.248e-07 | 0.016574 | 0.016574 | 0.016574 | 0.97681 | -0.1649 | 0.97706 | -0.16309 | 2.0462
43 | 0.0081738 | 0.0020147 | -0.0081706 | -0.0020172 | 3.2109e-06 | -2.5095e-06 | 0.012439 | 0.012441 | 0.012441 | 0.97681 | -0.1649 | 0.97642 | -0.16782 | 1.5359
44 | 0.0022102 | 0.00054987 | -0.0022078 | -0.00055332 | 2.4907e-06 | -3.4506e-06 | 0.0033647 | 0.0033662 | 0.0033662 | 0.97706 | -0.16309 | 0.97592 | -0.17129 | 1.2468
45 | 0.0078829 | 0.0019451 | -0.0078827 | -0.0019453 | 2.2073e-07 | -1.9151e-07 | 0.012002 | 0.012002 | 0.012002 | 0.97642 | -0.16782 | 0.97639 | -0.16803 | 1.4818
46 | 0.0077739 | 0.0019181 | -0.0077726 | -0.0019193 | 1.35e-06 | -1.2185e-06 | 0.011837 | 0.011837 | 0.011837 | 0.97639 | -0.16803 | 0.97621 | -0.16932 | 1.4614
47 | 0.0069545 | 0.0017149 | -0.0069534 | -0.0017163 | 1.1501e-06 | -1.4063e-06 | 0.010591 | 0.010591 | 0.010591 | 0.97621 | -0.16932 | 0.97605 | -0.17055 | 1.3076
48 | 0.00081805 | 0.0002044 | -0.000818 | -0.00020501 | 4.8603e-08 | -6.0769e-07 | 0.0012467 | 0.0012469 | 0.0012469 | 0.97621 | -0.16932 | 0.97615 | -0.16975 | 0.46183
49 | 0.0003239 | 7.9471e-05 | -0.00032389 | -8.0448e-05 | 1.193e-08 | -9.7708e-07 | 0.00049319 | 0.00049354 | 0.00049354 | 0.97605 | -0.17055 | 0.97601 | -0.17083 | 0.18279
50 | -0.0038666 | -0.00096907 | 0.0038672 | 0.00096897 | 5.7654e-07 | -1.0619e-07 | 0.0059147 | 0.0059145 | 0.0059147 | 0.97277 | -0.19282 | 0.97292 | -0.19174 | 2.1906
51 | -0.004126 | -0.0010338 | 0.0041283 | 0.0010336 | 2.3067e-06 | -2.6638e-07 | 0.0063103 | 0.0063099 | 0.0063103 | 0.97292 | -0.19174 | 0.97348 | -0.1877 | 2.3372
52 | -0.0041283 | -0.0010336 | 0.00413 | 0.0010334 | 1.7166e-06 | -1.992e-07 | 0.0063099 | 0.0063096 | 0.0063099 | 0.97348 | -0.1877 | 0.9739 | -0.18469 | 2.337
53 | -0.0043115 | -0.0010788 | 0.0043127 | 0.0010787 | 1.2417e-06 | -9.3316e-08 | 0.0065869 | 0.0065867 | 0.0065869 | 0.9739 | -0.18469 | 0.97419 | -0.1826 | 2.4396
54 | -0.0049217 | -0.0012314 | 0.004922 | 0.0012314 | 2.7615e-07 | 8.6877e-09 | 0.0075169 | 0.0075168 | 0.0075169 | 0.97419 | -0.1826 | 0.97425 | -0.18219 | 2.784
55 | 0.035562 | 0.0088604 | -0.035549 | -0.0088562 | 1.2987e-05 | 4.1729e-06 | 0.053776 | 0.053776 | 0.053776 | 0.98368 | -0.11487 | 0.98331 | -0.11754 | 6.639
56 | -0.036948 | -0.0092077 | 0.036997 | 0.0092238 | 4.9576e-05 | 1.6156e-05 | 0.055872 | 0.055871 | 0.055872 | 0.98368 | -0.11487 | 0.98505 | -0.10508 | 6.8978
57 | 0.03421 | 0.0085206 | -0.034198 | -0.0085169 | 1.1477e-05 | 3.6303e-06 | 0.05175 | 0.05175 | 0.05175 | 0.98331 | -0.11754 | 0.98297 | -0.11999 | 6.3889
58 | -0.079477 | -0.019892 | 0.079665 | 0.019962 | 0.00018763 | 6.9769e-05 | 0.12005 | 0.12005 | 0.12005 | 0.98505 | -0.10508 | 0.98744 | -0.088019 | 14.8209
59 | 0.04248 | 0.010669 | -0.042433 | -0.010651 | 4.66e-05 | 1.7692e-05 | 0.064178 | 0.064178 | 0.064178 | 0.98505 | -0.10508 | 0.98393 | -0.11298 | 23.7698
60 | 0.033763 | 0.0084079 | -0.033754 | -0.0084049 | 9.7215e-06 | 3.0583e-06 | 0.051091 | 0.051092 | 0.051092 | 0.98297 | -0.11999 | 0.98268 | -0.1221 | 6.3076
61 | -0.080264 | -0.020112 | 0.080508 | 0.020203 | 0.00024373 | 9.0658e-05 | 0.12095 | 0.12095 | 0.12095 | 0.98744 | -0.088019 | 0.99054 | -0.066142 | 14.9323
62 | 0.041788 | 0.010489 | -0.041737 | -0.01047 | 5.1014e-05 | 1.9361e-05 | 0.063203 | 0.063203 | 0.063203 | 0.98393 | -0.11298 | 0.98269 | -0.12178 | 23.4085
63 | 0.029176 | 0.007258 | -0.029169 | -0.0072559 | 7.0564e-06 | 2.053e-06 | 0.04416 | 0.04416 | 0.04416 | 0.98268 | -0.1221 | 0.98244 | -0.12387 | 5.4518
64 | 0.004578 | 0.0011469 | -0.0045766 | -0.0011469 | 1.3785e-06 | -5.2026e-08 | 0.0069321 | 0.0069323 | 0.0069323 | 0.98268 | -0.1221 | 0.98238 | -0.12427 | 2.5675
65 | -0.081248 | -0.020389 | 0.081417 | 0.020452 | 0.00016917 | 6.2951e-05 | 0.12206 | 0.12206 | 0.12206 | 0.99054 | -0.066142 | 0.99267 | -0.05117 | 15.0694
66 | 0.038424 | 0.0096394 | -0.038381 | -0.0096231 | 4.2984e-05 | 1.6275e-05 | 0.058185 | 0.058185 | 0.058185 | 0.98269 | -0.12178 | 0.98156 | -0.12985 | 21.5502
67 | 0.027724 | 0.0068938 | -0.027723 | -0.0068937 | 3.7669e-07 | 1.0583e-07 | 0.041971 | 0.041971 | 0.041971 | 0.98244 | -0.12387 | 0.98242 | -0.12397 | 5.1816
68 | 0.0028907 | 0.00072441 | -0.0028906 | -0.00072446 | 8.3527e-08 | -5.6268e-08 | 0.0043786 | 0.0043786 | 0.0043786 | 0.98238 | -0.12427 | 0.98235 | -0.12448 | 1.6217
69 | -0.083502 | -0.020974 | 0.083544 | 0.020989 | 4.1481e-05 | 1.546e-05 | 0.12519 | 0.12519 | 0.12519 | 0.99267 | -0.05117 | 0.99317 | -0.0476 | 15.4552
70 | 0.015524 | 0.0038862 | -0.015512 | -0.003882 | 1.2261e-05 | 4.2678e-06 | 0.023533 | 0.023533 | 0.023533 | 0.98156 | -0.12985 | 0.98076 | -0.13558 | 8.7159
71 | 0.022856 | 0.0057369 | -0.022828 | -0.0057266 | 2.7948e-05 | 1.0278e-05 | 0.034653 | 0.034653 | 0.034653 | 0.98156 | -0.12985 | 0.98032 | -0.13867 | 12.8344
72 | 0.02714 | 0.0067474 | -0.027134 | -0.006746 | 5.1988e-06 | 1.4372e-06 | 0.041087 | 0.041087 | 0.041087 | 0.98242 | -0.12397 | 0.98223 | -0.12538 | 5.0725
73 | 0.0013738 | 0.00034295 | -0.0013735 | -0.00034422 | 2.9333e-07 | -1.2707e-06 | 0.002077 | 0.0020775 | 0.0020775 | 0.98398 | -0.11241 | 0.98376 | -0.11396 | 0.76944
74 | -0.0036962 | -0.00092502 | 0.0036967 | 0.0009249 | 4.4767e-07 | -1.1958e-07 | 0.0055891 | 0.005589 | 0.0055891 | 0.98398 | -0.11241 | 0.9841 | -0.11153 | 2.0701
75 | 0.019373 | 0.0048579 | -0.019364 | -0.0048549 | 8.3255e-06 | 3.0047e-06 | 0.029294 | 0.029294 | 0.029294 | 0.9841 | -0.11153 | 0.98367 | -0.11464 | 10.8495
76 | -0.023069 | -0.0057828 | 0.023076 | 0.005785 | 6.1683e-06 | 2.2692e-06 | 0.034883 | 0.034883 | 0.034883 | 0.9841 | -0.11153 | 0.98437 | -0.1096 | 12.9195
77 | -0.017154 | -0.0043055 | 0.017176 | 0.0043133 | 2.1808e-05 | 7.7395e-06 | 0.026063 | 0.026063 | 0.026063 | 0.97947 | -0.14447 | 0.98076 | -0.13532 | 9.653
78 | 0.018129 | 0.0045524 | -0.018125 | -0.0045511 | 3.6015e-06 | 1.2889e-06 | 0.027503 | 0.027503 | 0.027503 | 0.98096 | -0.13389 | 0.98076 | -0.13532 | 10.1863
79 | -0.018523 | -0.0046511 | 0.018582 | 0.0046602 | 5.9923e-05 | 9.1804e-06 | 0.0281 | 0.028095 | 0.0281 | 0.98096 | -0.13389 | 0.98423 | -0.11062 | 3.4691
80 | 0.11544 | 0.029122 | -0.11517 | -0.029019 | 0.00027259 | 0.0001031 | 0.17185 | 0.17185 | 0.17185 | 1 | 0 | 0.99756 | -0.016874 | 21.2157
81 | 0.084034 | 0.021134 | -0.083861 | -0.021069 | 0.00017272 | 6.4383e-05 | 0.12566 | 0.12566 | 0.12566 | 0.99528 | -0.032825 | 0.99317 | -0.0476 | 15.5139
82 | 0.11454 | 0.028861 | -0.11423 | -0.028743 | 0.0003123 | 0.00011811 | 0.1709 | 0.1709 | 0.1709 | 0.99756 | -0.016874 | 0.99476 | -0.036413 | 21.0994
83 | 0.10976 | 0.027622 | -0.10937 | -0.027478 | 0.0003824 | 0.00014443 | 0.16422 | 0.16422 | 0.16422 | 0.99476 | -0.036413 | 0.99118 | -0.061458 | 20.2742
84 | -0.0028155 | -0.00070564 | 0.002816 | 0.00070527 | 5.0492e-07 | -3.6819e-07 | 0.0042667 | 0.0042664 | 0.0042667 | 0.98193 | -0.12748 | 0.98211 | -0.12618 | 1.5802
85 | -0.0030152 | -0.00075518 | 0.0030155 | 0.00075498 | 3.3631e-07 | -1.9751e-07 | 0.0045682 | 0.004568 | 0.0045682 | 0.98211 | -0.12618 | 0.98223 | -0.12538 | 1.6919
86 | 0.024119 | 0.005991 | -0.024116 | -0.0059903 | 2.543e-06 | 6.3003e-07 | 0.036519 | 0.03652 | 0.03652 | 0.98223 | -0.12538 | 0.98212 | -0.12615 | 4.5086
87 | 0.023873 | 0.0059294 | -0.023867 | -0.0059279 | 6.1644e-06 | 1.5103e-06 | 0.036151 | 0.036151 | 0.036151 | 0.98212 | -0.12615 | 0.98186 | -0.12805 | 4.4631
88 | 0.023254 | 0.0057743 | -0.023239 | -0.0057708 | 1.4566e-05 | 3.462e-06 | 0.035222 | 0.035223 | 0.035223 | 0.98186 | -0.12805 | 0.98122 | -0.13266 | 4.3485
89 | 0.10513 | 0.026415 | -0.105 | -0.026366 | 0.00013245 | 4.9954e-05 | 0.15786 | 0.15786 | 0.15786 | 0.99118 | -0.061458 | 0.9899 | -0.070524 | 19.4884
90 | 0.031393 | 0.0078757 | -0.031343 | -0.0078571 | 4.9614e-05 | 1.8624e-05 | 0.047193 | 0.047193 | 0.047193 | 0.9899 | -0.070524 | 0.98828 | -0.081935 | 17.4789
91 | 0.073609 | 0.01849 | -0.073555 | -0.01847 | 5.3096e-05 | 1.9618e-05 | 0.11066 | 0.11066 | 0.11066 | 0.9899 | -0.070524 | 0.98916 | -0.075714 | 13.6622
92 | 0.021386 | 0.0053616 | -0.021378 | -0.0053588 | 7.7483e-06 | 2.8267e-06 | 0.032201 | 0.032201 | 0.032201 | 0.98828 | -0.081935 | 0.98791 | -0.084551 | 11.9262
93 | 0.0099573 | 0.0024955 | -0.0099538 | -0.0024945 | 3.4276e-06 | 1.0053e-06 | 0.014992 | 0.014992 | 0.014992 | 0.98828 | -0.081935 | 0.98793 | -0.084422 | 5.5527
94 | 0.071464 | 0.017946 | -0.071384 | -0.017917 | 7.9503e-05 | 2.9306e-05 | 0.10752 | 0.10752 | 0.10752 | 0.98916 | -0.075714 | 0.98802 | -0.083728 | 13.2738
95 | 0.016235 | 0.0040697 | -0.016232 | -0.0040685 | 3.3015e-06 | 1.1565e-06 | 0.024454 | 0.024454 | 0.024454 | 0.98791 | -0.084551 | 0.98771 | -0.08602 | 9.0569
96 | 0.0058733 | 0.0014718 | -0.0058722 | -0.0014717 | 1.0265e-06 | 1.2569e-07 | 0.0088462 | 0.0088463 | 0.0088463 | 0.98793 | -0.084422 | 0.98775 | -0.085685 | 3.2764
97 | 0.069784 | 0.017516 | -0.069734 | -0.017497 | 5.065e-05 | 1.8635e-05 | 0.10511 | 0.10511 | 0.10511 | 0.98802 | -0.083728 | 0.98729 | -0.088959 | 12.9763
98 | 0.016946 | 0.0042499 | -0.016935 | -0.0042459 | 1.1155e-05 | 3.9517e-06 | 0.025757 | 0.025758 | 0.025758 | 0.97902 | -0.14798 | 0.97835 | -0.15273 | 9.5398
99 | -0.017764 | -0.0044549 | 0.017787 | 0.0044631 | 2.2953e-05 | 8.1929e-06 | 0.027001 | 0.027 | 0.027001 | 0.97902 | -0.14798 | 0.98032 | -0.13867 | 10.0002
100 | 0.015424 | 0.0038674 | -0.015388 | -0.0038548 | 3.6133e-05 | 1.2579e-05 | 0.02346 | 0.02346 | 0.02346 | 0.97835 | -0.15273 | 0.97599 | -0.16967 | 8.6891
101 | 0.012448 | 0.003118 | -0.012445 | -0.0031168 | 3.7303e-06 | 1.2274e-06 | 0.018979 | 0.018979 | 0.018979 | 0.97599 | -0.16967 | 0.97568 | -0.17184 | 7.0291
102 | 0.011261 | 0.0028202 | -0.011256 | -0.0028186 | 5.069e-06 | 1.6058e-06 | 0.017174 | 0.017174 | 0.017174 | 0.97568 | -0.17184 | 0.97523 | -0.1751 | 6.3606
103 | 0.010582 | 0.0026471 | -0.010564 | -0.0026416 | 1.8234e-05 | 5.5847e-06 | 0.016053 | 0.016054 | 0.016054 | 0.98076 | -0.13558 | 0.97901 | -0.14808 | 5.9457
104 | 0.0049302 | 0.0012348 | -0.0049289 | -0.0012348 | 1.3579e-06 | 3.1598e-08 | 0.0074799 | 0.0074801 | 0.0074801 | 0.98076 | -0.13558 | 0.98048 | -0.13757 | 2.7704
105 | 0.0097419 | 0.0024391 | -0.0097397 | -0.0024384 | 2.2006e-06 | 6.4724e-07 | 0.014863 | 0.014864 | 0.014864 | 0.97523 | -0.1751 | 0.975 | -0.17674 | 5.505
106 | 0.0087181 | 0.0021791 | -0.0087002 | -0.0021742 | 1.7956e-05 | 4.8493e-06 | 0.013249 | 0.013249 | 0.013249 | 0.97901 | -0.14808 | 0.97693 | -0.16306 | 4.9072
107 | 0.0044352 | 0.001111 | -0.0044348 | -0.0011111 | 4.0689e-07 | -2.5013e-08 | 0.0067308 | 0.0067309 | 0.0067309 | 0.98048 | -0.13757 | 0.98039 | -0.13823 | 2.4929
108 | -0.003943 | -0.0009882 | 0.0039441 | 0.000988 | 1.1147e-06 | -2.0024e-07 | 0.005985 | 0.0059847 | 0.005985 | 0.98032 | -0.1385 | 0.98061 | -0.13646 | 2.2167
109 | -0.0079691 | -0.0019968 | 0.0079761 | 0.0019985 | 7.0154e-06 | 1.7274e-06 | 0.012093 | 0.012092 | 0.012093 | 0.98061 | -0.13646 | 0.9815 | -0.1301 | 4.4787
110 | -0.010478 | -0.0026256 | 0.010486 | 0.0026279 | 7.7058e-06 | 2.3448e-06 | 0.015885 | 0.015885 | 0.015885 | 0.9815 | -0.1301 | 0.98224 | -0.12479 | 5.8835
111 | -0.011644 | -0.0029181 | 0.011647 | 0.0029193 | 3.511e-06 | 1.1214e-06 | 0.01764 | 0.017639 | 0.01764 | 0.98224 | -0.12479 | 0.98255 | -0.12261 | 6.5332
112 | -0.013868 | -0.0034757 | 0.013876 | 0.0034787 | 8.6805e-06 | 2.9389e-06 | 0.021002 | 0.021002 | 0.021002 | 0.98255 | -0.12261 | 0.98318 | -0.11809 | 7.7785
113 | 0.0078637 | 0.0019683 | -0.0078623 | -0.0019679 | 1.3816e-06 | 3.3968e-07 | 0.012 | 0.012 | 0.012 | 0.975 | -0.17674 | 0.97483 | -0.17801 | 4.4446
114 | -0.031547 | -0.0079089 | 0.031548 | 0.0079092 | 8.3693e-07 | 2.5409e-07 | 0.04763 | 0.04763 | 0.04763 | 0.98559 | -0.10101 | 0.98561 | -0.10082 | 5.8802
115 | -0.034338 | -0.0086084 | 0.034362 | 0.008616 | 2.4216e-05 | 7.6565e-06 | 0.051842 | 0.051841 | 0.051842 | 0.98561 | -0.10082 | 0.98633 | -0.095729 | 6.4002
116 | 0.013057 | 0.003273 | -0.013051 | -0.0032707 | 6.79e-06 | 2.2518e-06 | 0.019672 | 0.019672 | 0.019672 | 0.98771 | -0.08602 | 0.98718 | -0.089777 | 7.2858
117 | 0.0094818 | 0.0023763 | -0.0094808 | -0.002376 | 1.0679e-06 | 3.0365e-07 | 0.014292 | 0.014292 | 0.014292 | 0.98718 | -0.089777 | 0.98706 | -0.09059 | 5.2935
118 | 0.0044348 | 0.0011111 | -0.0044335 | -0.0011112 | 1.236e-06 | -7.575e-08 | 0.0067309 | 0.0067311 | 0.0067311 | 0.98039 | -0.13823 | 0.98011 | -0.14025 | 2.493
119 | 0.0006644 | 0.00016604 | -0.00066437 | -0.00016651 | 2.3826e-08 | -4.6509e-07 | 0.0010079 | 0.001008 | 0.001008 | 0.98076 | -0.13606 | 0.98072 | -0.13632 | 0.37335
120 | -0.0006644 | -0.00016604 | 0.00066441 | 0.00016571 | 1.6903e-08 | -3.3007e-07 | 0.0010079 | 0.0010077 | 0.0010079 | 0.98076 | -0.13606 | 0.98078 | -0.13587 | 0.37328
121 | 0.00016671 | 4.1054e-05 | -0.0001667 | -4.178e-05 | 2.3428e-09 | -7.2619e-07 | 0.0002539 | 0.00025416 | 0.00025416 | 0.97601 | -0.17083 | 0.97599 | -0.17093 | 0.094133
122 | 0.032891 | 0.0082518 | -0.032873 | -0.0082451 | 1.805e-05 | 6.7925e-06 | 0.049624 | 0.049624 | 0.049624 | 0.98633 | -0.095729 | 0.98577 | -0.099687 | 18.3792
123 | -0.067253 | -0.016868 | 0.067316 | 0.016891 | 6.3183e-05 | 2.317e-05 | 0.10146 | 0.10146 | 0.10146 | 0.98633 | -0.095729 | 0.98729 | -0.088959 | 12.5265
124 | 0.030176 | 0.0075692 | -0.030161 | -0.0075636 | 1.5107e-05 | 5.6617e-06 | 0.045553 | 0.045553 | 0.045553 | 0.98577 | -0.099687 | 0.98526 | -0.1033 | 16.8716
125 | 0.025739 | 0.0064552 | -0.025716 | -0.0064468 | 2.2479e-05 | 8.3426e-06 | 0.038874 | 0.038874 | 0.038874 | 0.98526 | -0.1033 | 0.98437 | -0.1096 | 14.3978
126 | 0.016161 | 0.004052 | -0.016153 | -0.0040493 | 7.7316e-06 | 2.7107e-06 | 0.024448 | 0.024448 | 0.024448 | 0.98367 | -0.11464 | 0.98318 | -0.11809 | 9.0547
127 | -0.0053922 | -0.0013492 | 0.0053934 | 0.0013493 | 1.2292e-06 | 1.1097e-07 | 0.008235 | 0.0082348 | 0.008235 | 0.97425 | -0.18219 | 0.97448 | -0.18054 | 3.05
128 | -0.0059887 | -0.0014985 | 0.0059901 | 0.0014987 | 1.3631e-06 | 1.987e-07 | 0.0091439 | 0.0091438 | 0.0091439 | 0.97448 | -0.18054 | 0.9747 | -0.17889 | 3.3866
129 | -0.007089 | -0.0017741 | 0.0070898 | 0.0017743 | 8.6626e-07 | 1.854e-07 | 0.010821 | 0.010821 | 0.010821 | 0.9747 | -0.17889 | 0.97483 | -0.17801 | 4.0079
130 | -0.00024835 | -6.2243e-05 | 0.00024836 | 6.1364e-05 | 6.3958e-09 | -8.7849e-07 | 0.00038006 | 0.00037974 | 0.00038006 | 0.97236 | -0.1976 | 0.97238 | -0.19742 | 0.14076
131 | -0.0012572 | -0.00031017 | 0.0012573 | 0.00030967 | 1.0017e-07 | -5.0059e-07 | 0.0019221 | 0.0019219 | 0.0019221 | 0.97238 | -0.19742 | 0.97246 | -0.19682 | 0.71187
132 | 0.0010088 | 0.00024881 | -0.0010087 | -0.0002493 | 6.2299e-08 | -4.9658e-07 | 0.0015423 | 0.0015425 | 0.0015425 | 0.97238 | -0.19742 | 0.97232 | -0.19788 | 0.5713
133 | -0.0014447 | -0.00035665 | 0.0014447 | 0.00035662 | 5.8966e-09 | -2.1765e-08 | 0.0022087 | 0.0022087 | 0.0022087 | 0.97246 | -0.19682 | 0.97247 | -0.19679 | 0.81802
134 | 0.00061443 | 0.00015048 | -0.00061428 | -0.00015395 | 1.5699e-07 | -3.4726e-06 | 0.00093906 | 0.00094032 | 0.00094032 | 0.97232 | -0.19788 | 0.97206 | -0.19976 | 0.34827
135 | 0.0010466 | 0.00026165 | -0.0010465 | -0.00026227 | 8.3568e-08 | -6.1923e-07 | 0.0015991 | 0.0015993 | 0.0015993 | 0.97375 | -0.18609 | 0.97367 | -0.18666 | 0.59233
136 | 0.0052868 | 0.0013249 | -0.0052864 | -0.0013249 | 3.8291e-07 | 2.38e-08 | 0.0079699 | 0.0079699 | 0.0079699 | 0.98706 | -0.09059 | 0.98699 | -0.091113 | 2.9518

## res_trafo
| p_hv_mw | q_hv_mvar | p_lv_mw | q_lv_mvar | pl_mw | ql_mvar | i_hv_ka | i_lv_ka | vm_hv_pu | va_hv_degree | vm_lv_pu | va_lv_degree | loading_percent
0 | 2.5187e-16 | 8.8016e-16 | 0.00079998 | 7.4552e-08 | 0.00079998 | 7.4552e-08 | 2.6429e-17 | 0.0011547 | 0.99998 | 149.9947 | 1 | 0 | 0.31999

## res_ext_grid
| p_mw | q_mvar
0 | 0.21411 | 0.053776

## res_load
| p_mw | q_mvar
0 | 0.0014475 | 0.00036278
1 | 0.00016033 | 4.0183e-05
2 | 0.00059777 | 0.00014982
3 | 0.00042982 | 0.00010772
4 | 0.0011522 | 0.00028878
5 | 0.00021448 | 5.3755e-05
6 | 0.0045759 | 0.0011468
7 | 0.0015062 | 0.00037749
8 | 0.002982 | 0.00074737
9 | 0.0033501 | 0.00083961
10 | 0.0018113 | 0.00045396
11 | 0.0043913 | 0.0011006
12 | 0.0025598 | 0.00064154
13 | 0.00084663 | 0.00021219
14 | 0.00090675 | 0.00022725
15 | 0.0013837 | 0.00034679
16 | 0.002259 | 0.00056617
17 | 0.0010068 | 0.00025234
18 | 0.00019584 | 4.9081e-05
19 | 0.00017077 | 4.2799e-05
20 | 0.00015096 | 3.7833e-05
21 | 0.0012078 | 0.0003027
22 | 8.2203e-05 | 2.0602e-05
23 | 0.00010869 | 2.7241e-05
24 | 0.0017941 | 0.00044965
25 | 0.00023034 | 5.7729e-05
26 | 0.00063013 | 0.00015793
27 | 0.0011655 | 0.00029211
28 | 0.00066837 | 0.00016751
29 | 0.0027145 | 0.00068031
30 | 0.0020053 | 0.00050257
31 | 0.00028764 | 7.2089e-05
32 | 0.0022078 | 0.00055332
33 | 0.00010879 | 2.7265e-05
34 | 0.0019287 | 0.00048338
35 | 0.000818 | 0.00020501
36 | 0.0038666 | 0.00096907
37 | 0.00025878 | 6.4855e-05
38 | 0.00018146 | 4.5479e-05
39 | 0.000609 | 0.00015263
40 | 0.0013859 | 0.00034733
41 | 0.0013392 | 0.00033562
42 | 0.0004349 | 0.000109
43 | 0.0005991 | 0.00015015
44 | 0.00064503 | 0.00016166
45 | 0.00074027 | 0.00018553
46 | 0.0033137 | 0.0008305
47 | 0.001445 | 0.00036216
48 | 0.0016859 | 0.00042253
49 | 0.0020849 | 0.00052252
50 | 0.0028906 | 0.00072446
51 | 0.00058363 | 0.00014627
52 | 0.0023225 | 0.00058207
53 | 0.0013735 | 0.00034422
54 | 0.00039353 | 9.8628e-05
55 | 0.00094918 | 0.00023789
56 | 0.0010208 | 0.00025584
57 | 0.002331 | 0.0005842
58 | 0.007936 | 0.001989
59 | 0.00063234 | 0.00015848
60 | 0.00031782 | 7.9653e-05
61 | 0.004469 | 0.00112
62 | 0.0028155 | 0.00070564
63 | 0.00019914 | 4.9908e-05
64 | 0.00024311 | 6.093e-05
65 | 0.00061301 | 0.00015364
66 | 0.0042398 | 0.0010626
67 | 0.0020917 | 0.00052424
68 | 0.0051435 | 0.0012891
69 | 0.0040806 | 0.0010227
70 | 0.0015998 | 0.00040096
71 | 0.00081792 | 0.00020499
72 | 0.0015106 | 0.00037858
73 | 0.0050416 | 0.0012635
74 | 0.0029397 | 0.00073675
75 | 0.0011836 | 0.00029664
76 | 0.0015141 | 0.00037947
77 | 0.0018454 | 0.0004625
78 | 0.0004937 | 0.00012373
79 | 0.003943 | 0.0009882
80 | 0.004025 | 0.0010088
81 | 0.002502 | 0.00062705
82 | 0.0011581 | 0.00029024
83 | 0.0022203 | 0.00055645
84 | 0.0018761 | 0.00047018
85 | 0.0037693 | 0.00094466
86 | 0.0027898 | 0.00069919
87 | 0.0058722 | 0.0014717
88 | 0.0031742 | 0.00079552
89 | 0.0035687 | 0.00089441
90 | 0.0044335 | 0.0011112
91 | 0.0024606 | 0.00061669
92 | 0.00066437 | 0.00016651
93 | 0.0017076 | 0.00042796
94 | 0.00015718 | 3.9394e-05
95 | 0.0026966 | 0.00067583
96 | 0.0024179 | 0.00060598
97 | 0.0044225 | 0.0011084
98 | 0.0026406 | 0.0006618
99 | 0.0019622 | 0.00049178
100 | 0.0032035 | 0.00080288
101 | 0.00047019 | 0.00011784
102 | 0.00059531 | 0.0001492
103 | 0.0010989 | 0.00027541
104 | 0.00077247 | 0.0001936
105 | 0.0022768 | 0.00057062
106 | 0.00024835 | 6.2243e-05
107 | 0.00018743 | 4.6975e-05
108 | 0.00039432 | 9.8825e-05
109 | 0.00056043 | 0.00014046
110 | 0.00061428 | 0.00015395
111 | 0.0001667 | 4.178e-05
112 | 0.0019107 | 0.00047886
113 | 0.0010465 | 0.00026227
114 | 0.004194 | 0.0010511
115 | 0.0052864 | 0.0013249

## dtypes
| element | column | dtype
0 | bus | name | object
1 | bus | vn_kv | float64
2 | bus | type | object
3 | bus | zone | object
4 | bus | in_service | bool
5 | load | name | object
6 | load | bus | uint32
7 | load | p_mw | float64
8 | load | q_mvar | float64
9 | load | const_z_percent | float64
10 | load | const_i_percent | float64
11 | load | sn_mva | float64
12 | load | scaling | float64
13 | load | in_service | bool
14 | load | type | object
15 | ext_grid | name | object
16 | ext_grid | bus | uint32
17 | ext_grid | vm_pu | float64
18 | ext_grid | va_degree | float64
19 | ext_grid | slack_weight | float64
20 | ext_grid | in_service | bool
21 | line | name | object
22 | line | std_type | object
23 | line | from_bus | uint32
24 | line | to_bus | uint32
25 | line | length_km | float64
26 | line | r_ohm_per_km | float64
27 | line | x_ohm_per_km | float64
28 | line | c_nf_per_km | float64
29 | line | g_us_per_km | float64
30 | line | max_i_ka | float64
31 | line | df | float64
32 | line | parallel | uint32
33 | line | type | object
34 | line | in_service | bool
35 | trafo | name | object
36 | trafo | std_type | object
37 | trafo | hv_bus | uint32
38 | trafo | lv_bus | uint32
39 | trafo | sn_mva | float64
40 | trafo | vn_hv_kv | float64
41 | trafo | vn_lv_kv | float64
42 | trafo | vk_percent | float64
43 | trafo | vkr_percent | float64
44 | trafo | pfe_kw | float64
45 | trafo | i0_percent | float64
46 | trafo | shift_degree | float64
47 | trafo | tap_side | object
48 | trafo | tap_neutral | int32
49 | trafo | tap_min | int32
50 | trafo | tap_max | int32
51 | trafo | tap_step_percent | float64
52 | trafo | tap_step_degree | float64
53 | trafo | tap_pos | int32
54 | trafo | tap_phase_shifter | bool
55 | trafo | parallel | uint32
56 | trafo | df | float64
57 | trafo | in_service | bool
58 | line_geodata | coords | object
59 | bus_geodata | x | float64
60 | bus_geodata | y | float64
61 | bus_geodata | coords | object
62 | res_bus | vm_pu | float64
63 | res_bus | va_degree | float64
64 | res_bus | p_mw | float64
65 | res_bus | q_mvar | float64
66 | res_line | p_from_mw | float64
67 | res_line | q_from_mvar | float64
68 | res_line | p_to_mw | float64
69 | res_line | q_to_mvar | float64
70 | res_line | pl_mw | float64
71 | res_line | ql_mvar | float64
72 | res_line | i_from_ka | float64
73 | res_line | i_to_ka | float64
74 | res_line | i_ka | float64
75 | res_line | vm_from_pu | float64
76 | res_line | va_from_degree | float64
77 | res_line | vm_to_pu | float64
78 | res_line | va_to_degree | float64
79 | res_line | loading_percent | float64
80 | res_trafo | p_hv_mw | float64
81 | res_trafo | q_hv_mvar | float64
82 | res_trafo | p_lv_mw | float64
83 | res_trafo | q_lv_mvar | float64
84 | res_trafo | pl_mw | float64
85 | res_trafo | ql_mvar | float64
86 | res_trafo | i_hv_ka | float64
87 | res_trafo | i_lv_ka | float64
88 | res_trafo | vm_hv_pu | float64
89 | res_trafo | va_hv_degree | float64
90 | res_trafo | vm_lv_pu | float64
91 | res_trafo | va_lv_degree | float64
92 | res_trafo | loading_percent | float64
93 | res_ext_grid | p_mw | float64
94 | res_ext_grid | q_mvar | float64
95 | res_load | p_mw | float64
96 | res_load | q_mvar | float64

## parameters
| version | format_version | converged | OPF_converged | name | f_hz | sn_mva
0 | 2.14.6 | 2.14.0 | TRUE | FALSE |  | 50 | 1