## bus
| name | vn_kv | type | zone | in_service
0 | bus_LV_2258-1_0_4_node_0 | 0.4 | n |  | TRUE
1 | bus_LV_2258-1_0_4_node_1 | 0.4 | n |  | TRUE
2 | bus_LV_2258-1_0_4_node_2 | 0.4 | n |  | TRUE
3 | bus_LV_2258-1_0_4_node_3 | 0.4 | n |  | TRUE
4 | bus_LV_2258-1_0_4_node_5 | 0.4 | n |  | TRUE
5 | bus_LV_2258-1_0_4_node_23 | 0.4 | n |  | TRUE
6 | bus_LV_2258-1_0_4_node_4 | 0.4 | n |  | TRUE
7 | bus_LV_2258-1_0_4_node_13 | 0.4 | n |  | TRUE
8 | bus_LV_2258-1_0_4_node_21 | 0.4 | n |  | TRUE
9 | bus_LV_2258-1_0_4_node_24 | 0.4 | n |  | TRUE
10 | bus_LV_2258-1_0_4_node_15 | 0.4 | n |  | TRUE
11 | bus_LV_2258-1_0_4_node_22 | 0.4 | n |  | TRUE
12 | bus_LV_2258-1_0_4_node_6 | 0.4 | n |  | TRUE
13 | bus_LV_2258-1_0_4_node_7 | 0.4 | n |  | TRUE
14 | bus_LV_2258-1_0_4_node_8 | 0.4 | n |  | TRUE
15 | bus_LV_2258-1_0_4_node_10 | 0.4 | n |  | TRUE
16 | bus_LV_2258-1_0_4_node_11 | 0.4 | n |  | TRUE
17 | bus_LV_2258-1_0_4_node_12 | 0.4 | n |  | TRUE
18 | bus_LV_2258-1_0_4_node_9 | 0.4 | n |  | TRUE
19 | bus_LV_2258-1_0_4_node_44 | 0.4 | n |  | TRUE
20 | bus_LV_2258-1_0_4_node_55 | 0.4 | n |  | TRUE
21 | bus_LV_2258-1_0_4_node_41 | 0.4 | n |  | TRUE
22 | bus_LV_2258-1_0_4_node_39 | 0.4 | n |  | TRUE
23 | bus_LV_2258-1_0_4_node_42 | 0.4 | n |  | TRUE
24 | bus_LV_2258-1_0_4_node_56 | 0.4 | n |  | TRUE
25 | bus_LV_2258-1_0_4_node_54 | 0.4 | n |  | TRUE
26 | bus_LV_2258-1_0_4_node_38 | 0.4 | n |  | TRUE
27 | bus_LV_2258-1_0_4_node_14 | 0.4 | n |  | TRUE
28 | bus_LV_2258-1_0_4_node_18 | 0.4 | n |  | TRUE
29 | bus_LV_2258-1_0_4_node_40 | 0.4 | n |  | TRUE
30 | bus_LV_2258-1_0_4_node_20 | 0.4 | n |  | TRUE
31 | bus_LV_2258-1_0_4_node_16 | 0.4 | n |  | TRUE
32 | bus_LV_2258-1_0_4_node_62 | 0.4 | n |  | TRUE
33 | bus_LV_2258-1_0_4_node_17 | 0.4 | n |  | TRUE
34 | bus_LV_2258-1_0_4_node_19 | 0.4 | n |  | TRUE
35 | bus_LV_2258-1_0_4_node_26 | 0.4 | n |  | TRUE
36 | bus_LV_2258-1_0_4_node_30 | 0.4 | n |  | TRUE
37 | bus_LV_2258-1_0_4_node_28 | 0.4 | n |  | TRUE
38 | bus_LV_2258-1_0_4_node_34 | 0.4 | n |  | TRUE
39 | bus_LV_2258-1_0_4_node_108 | 0.4 | n |  | TRUE
40 | bus_LV_2258-1_0_4_node_103 | 0.4 | n |  | TRUE
41 | bus_LV_2258-1_0_4_node_29 | 0.4 | n |  | TRUE
42 | bus_LV_2258-1_0_4_node_25 | 0.4 | n |  | TRUE
43 | bus_LV_2258-1_0_4_node_27 | 0.4 | n |  | TRUE
44 | bus_LV_2258-1_0_4_node_35 | 0.4 | n |  | TRUE
45 | bus_LV_2258-1_0_4_node_120 | 0.4 | n |  | TRUE
46 | bus_LV_2258-1_0_4_node_36 | 0.4 | n |  | TRUE
47 | bus_LV_2258-1_0_4_node_31 | 0.4 | n |  | TRUE
48 | bus_LV_2258-1_0_4_node_32 | 0.4 | n |  | TRUE
49 | bus_LV_2258-1_0_4_node_33 | 0.4 | n |  | TRUE
50 | bus_LV_2258-1_0_4_node_45 | 0.4 | n |  | TRUE
51 | bus_LV_2258-1_0_4_node_70 | 0.4 | n |  | TRUE
52 | bus_LV_2258-1_0_4_node_77 | 0.4 | n |  | TRUE
53 | bus_LV_2258-1_0_4_node_116 | 0.4 | n |  | TRUE
54 | bus_LV_2258-1_0_4_node_102 | 0.4 | n |  | TRUE
55 | bus_LV_2258-1_0_4_node_46 | 0.4 | n |  | TRUE
56 | bus_LV_2258-1_0_4_node_69 | 0.4 | n |  | TRUE
57 | bus_LV_2258-1_0_4_node_63 | 0.4 | n |  | TRUE
58 | bus_LV_2258-1_0_4_node_117 | 0.4 | n |  | TRUE
59 | bus_LV_2258-1_0_4_node_43 | 0.4 | n |  | TRUE
60 | bus_LV_2258-1_0_4_node_51 | 0.4 | n |  | TRUE
61 | bus_LV_2258-1_0_4_node_48 | 0.4 | n |  | TRUE
62 | bus_LV_2258-1_0_4_node_49 | 0.4 | n |  | TRUE
63 | bus_LV_2258-1_0_4_node_47 | 0.4 | n |  | TRUE
64 | bus_LV_2258-1_0_4_node_107 | 0.4 | n |  | TRUE
65 | bus_LV_2258-1_0_4_node_106 | 0.4 | n |  | TRUE
66 | bus_LV_2258-1_0_4_node_50 | 0.4 | n |  | TRUE
67 | bus_LV_2258-1_0_4_node_82 | 0.4 | n |  | TRUE
68 | bus_LV_2258-1_0_4_node_53 | 0.4 | n |  | TRUE
69 | bus_LV_2258-1_0_4_node_81 | 0.4 | n |  | TRUE
70 | bus_LV_2258-1_0_4_node_80 | 0.4 | n |  | TRUE
71 | bus_LV_2258-1_0_4_node_58 | 0.4 | n |  | TRUE
72 | bus_LV_2258-1_0_4_node_61 | 0.4 | n |  | TRUE
73 | bus_LV_2258-1_0_4_node_59 | 0.4 | n |  | TRUE
74 | bus_LV_2258-1_0_4_node_60 | 0.4 | n |  | TRUE
75 | bus_LV_2258-1_0_4_node_64 | 0.4 | n |  | TRUE
76 | bus_LV_2258-1_0_4_node_65 | 0.4 | n |  | TRUE
77 | bus_LV_2258-1_0_4_node_66 | 0.4 | n |  | TRUE
78 | bus_LV_2258-1_0_4_node_67 | 0.4 | n |  | TRUE
79 | bus_LV_2258-1_0_4_node_68 | 0.4 | n |  | TRUE
80 | bus_LV_2258-1_0_4_node_71 | 0.4 | n |  | TRUE
81 | bus_LV_2258-1_0_4_node_74 | 0.4 | n |  | TRUE
82 | bus_LV_2258-1_0_4_node_76 | 0.4 | n |  | TRUE
83 | bus_LV_2258-1_0_4_node_72 | 0.4 | n |  | TRUE
84 | bus_LV_2258-1_0_4_node_73 | 0.4 | n |  | TRUE
85 | bus_LV_2258-1_0_4_node_75 | 0.4 | n |  | TRUE
86 | bus_LV_2258-1_0_4_node_78 | 0.4 | n |  | TRUE
87 | bus_LV_2258-1_0_4_node_90 | 0.4 | n |  | TRUE
88 | bus_LV_2258-1_0_4_node_79 | 0.4 | n |  | TRUE
89 | bus_LV_2258-1_0_4_node_88 | 0.4 | n |  | TRUE
90 | bus_LV_2258-1_0_4_node_89 | 0.4 | n |  | TRUE
91 | bus_LV_2258-1_0_4_node_91 | 0.4 | n |  | TRUE
92 | bus_LV_2258-1_0_4_node_85 | 0.4 | n |  | TRUE
93 | bus_LV_2258-1_0_4_node_86 | 0.4 | n |  | TRUE
94 | bus_LV_2258-1_0_4_node_87 | 0.4 | n |  | TRUE
95 | bus_LV_2258-1_0_4_node_97 | 0.4 | n |  | TRUE
96 | bus_LV_2258-1_0_4_node_96 | 0.4 | n |  | TRUE
97 | bus_LV_2258-1_0_4_node_104 | 0.4 | n |  | TRUE
98 | bus_LV_2258-1_0_4_node_92 | 0.4 | n |  | TRUE
99 | bus_LV_2258-1_0_4_node_93 | 0.4 | n |  | TRUE
100 | bus_LV_2258-1_0_4_node_94 | 0.4 | n |  | TRUE
101 | bus_LV_2258-1_0_4_node_95 | 0.4 | n |  | TRUE
102 | bus_LV_2258-1_0_4_node_98 | 0.4 | n |  | TRUE
103 | bus_LV_2258-1_0_4_node_99 | 0.4 | n |  | TRUE
104 | bus_LV_2258-1_0_4_node_100 | 0.4 | n |  | TRUE
105 | bus_LV_2258-1_0_4_node_105 | 0.4 | n |  | TRUE
106 | bus_LV_2258-1_0_4_node_118 | 0.4 | n |  | TRUE
107 | bus_LV_2258-1_0_4_node_101 | 0.4 | n |  | TRUE
108 | bus_LV_2258-1_0_4_node_123 | 0.4 | n |  | TRUE
109 | bus_LV_2258-1_0_4_node_122 | 0.4 | n |  | TRUE
110 | bus_LV_2258-1_0_4_node_114 | 0.4 | n |  | TRUE
111 | bus_LV_2258-1_0_4_node_113 | 0.4 | n |  | TRUE
112 | bus_LV_2258-1_0_4_node_124 | 0.4 | n |  | TRUE
113 | bus_LV_2258-1_0_4_node_121 | 0.4 | n |  | TRUE
114 | bus_LV_2258-1_0_4_node_109 | 0.4 | n |  | TRUE
115 | bus_LV_2258-1_0_4_node_110 | 0.4 | n |  | TRUE
116 | bus_LV_2258-1_0_4_node_111 | 0.4 | n |  | TRUE
117 | bus_LV_2258-1_0_4_node_112 | 0.4 | n |  | TRUE
118 | bus_LV_2258-1_0_4_node_119 | 0.4 | n |  | TRUE
119 | bus_LV_2258-1_0_4_node_115 | 0.4 | n |  | TRUE
120 | bus_MV_381_0_node_28 | 20 | n |  | TRUE

## load
| name | bus | p_mw | q_mvar | const_z_percent | const_i_percent | sn_mva | scaling | in_service | type
0 | LV_2258-1_0_4_load_0 | 0 | 0.0033982 | 0.00085166 | 0 | 0 |  | 1 | TRUE | wye
1 | LV_2258-1_0_4_load_1 | 1 | 0.0020236 | 0.00050717 | 0 | 0 |  | 1 | TRUE | wye
2 | LV_2258-1_0_4_load_3 | 3 | 0.00032035 | 8.0287e-05 | 0 | 0 |  | 1 | TRUE | wye
3 | LV_2258-1_0_4_load_5 | 4 | 0.0016281 | 0.00040804 | 0 | 0 |  | 1 | TRUE | wye
4 | LV_2258-1_0_4_load_23 | 5 | 0.0011985 | 0.00030036 | 0 | 0 |  | 1 | TRUE | wye
5 | LV_2258-1_0_4_load_4 | 6 | 0.0033266 | 0.00083373 | 0 | 0 |  | 1 | TRUE | wye
6 | LV_2258-1_0_4_load_21 | 8 | 0.0057067 | 0.0014302 | 0 | 0 |  | 1 | TRUE | wye
7 | LV_2258-1_0_4_load_24 | 9 | 0.0020871 | 0.00052308 | 0 | 0 |  | 1 | TRUE | wye
8 | LV_2258-1_0_4_load_22 | 11 | 0.0095373 | 0.0023903 | 0 | 0 |  | 1 | TRUE | wye
9 | LV_2258-1_0_4_load_6 | 12 | 0.00020674 | 5.1815e-05 | 0 | 0 |  | 1 | TRUE | wye
10 | LV_2258-1_0_4_load_10 | 15 | 0.00015597 | 3.909e-05 | 0 | 0 |  | 1 | TRUE | wye
11 | LV_2258-1_0_4_load_11 | 16 | 0.0014791 | 0.00037069 | 0 | 0 |  | 1 | TRUE | wye
12 | LV_2258-1_0_4_load_12 | 17 | 4.6088e-05 | 1.1551e-05 | 0 | 0 |  | 1 | TRUE | wye
13 | LV_2258-1_0_4_load_44 | 19 | 0.0020635 | 0.00051717 | 0 | 0 |  | 1 | TRUE | wye
14 | LV_2258-1_0_4_load_41 | 21 | 0.00011192 | 2.805e-05 | 0 | 0 |  | 1 | TRUE | wye
15 | LV_2258-1_0_4_load_39 | 22 | 4.7505e-05 | 1.1906e-05 | 0 | 0 |  | 1 | TRUE | wye
16 | LV_2258-1_0_4_load_56 | 24 | 0.00049784 | 0.00012477 | 0 | 0 |  | 1 | TRUE | wye
17 | LV_2258-1_0_4_load_54 | 25 | 0.00097398 | 0.0002441 | 0 | 0 |  | 1 | TRUE | wye
18 | LV_2258-1_0_4_load_38 | 26 | 0.0032821 | 0.00082257 | 0 | 0 |  | 1 | TRUE | wye
19 | LV_2258-1_0_4_load_40 | 29 | 0.0051507 | 0.0012909 | 0 | 0 |  | 1 | TRUE | wye
20 | LV_2258-1_0_4_load_16 | 31 | 0.010285 | 0.0025776 | 0 | 0 |  | 1 | TRUE | wye
21 | LV_2258-1_0_4_load_62 | 32 | 0.0025473 | 0.00063843 | 0 | 0 |  | 1 | TRUE | wye
22 | LV_2258-1_0_4_load_17 | 33 | 0.0041879 | 0.0010496 | 0 | 0 |  | 1 | TRUE | wye
23 | LV_2258-1_0_4_load_19 | 34 | 0.0026366 | 0.00066079 | 0 | 0 |  | 1 | TRUE | wye
24 | LV_2258-1_0_4_load_28 | 37 | 0.0013581 | 0.00034037 | 0 | 0 |  | 1 | TRUE | wye
25 | LV_2258-1_0_4_load_108 | 39 | 0.0088691 | 0.0022228 | 0 | 0 |  | 1 | TRUE | wye
26 | LV_2258-1_0_4_load_103 | 40 | 0.0046307 | 0.0011606 | 0 | 0 |  | 1 | TRUE | wye
27 | LV_2258-1_0_4_load_25 | 42 | 0.001994 | 0.00049975 | 0 | 0 |  | 1 | TRUE | wye
28 | LV_2258-1_0_4_load_27 | 43 | 0.00069467 | 0.0001741 | 0 | 0 |  | 1 | TRUE | wye
29 | LV_2258-1_0_4_load_35 | 44 | 0.0024523 | 0.0006146 | 0 | 0 |  | 1 | TRUE | wye
30 | LV_2258-1_0_4_load_120 | 45 | 0.0015949 | 0.00039973 | 0 | 0 |  | 1 | TRUE | wye
31 | LV_2258-1_0_4_load_36 | 46 | 0.0012357 | 0.0003097 | 0 | 0 |  | 1 | TRUE | wye
32 | LV_2258-1_0_4_load_31 | 47 | 0.0048529 | 0.0012162 | 0 | 0 |  | 1 | TRUE | wye
33 | LV_2258-1_0_4_load_32 | 48 | 0.0046497 | 0.0011653 | 0 | 0 |  | 1 | TRUE | wye
34 | LV_2258-1_0_4_load_33 | 49 | 0.0011442 | 0.00028677 | 0 | 0 |  | 1 | TRUE | wye
35 | LV_2258-1_0_4_load_45 | 50 | 0.0010305 | 0.00025826 | 0 | 0 |  | 1 | TRUE | wye
36 | LV_2258-1_0_4_load_70 | 51 | 0.0048445 | 0.0012141 | 0 | 0 |  | 1 | TRUE | wye
37 | LV_2258-1_0_4_load_77 | 52 | 0.0017108 | 0.00042876 | 0 | 0 |  | 1 | TRUE | wye
38 | LV_2258-1_0_4_load_102 | 54 | 0.0017586 | 0.00044075 | 0 | 0 |  | 1 | TRUE | wye
39 | LV_2258-1_0_4_load_46 | 55 | 0.0043175 | 0.0010821 | 0 | 0 |  | 1 | TRUE | wye
40 | LV_2258-1_0_4_load_63 | 57 | 0.006373 | 0.0015972 | 0 | 0 |  | 1 | TRUE | wye
41 | LV_2258-1_0_4_load_51 | 60 | 0.0024747 | 0.00062023 | 0 | 0 |  | 1 | TRUE | wye
42 | LV_2258-1_0_4_load_48 | 61 | 0.0023534 | 0.00058981 | 0 | 0 |  | 1 | TRUE | wye
43 | LV_2258-1_0_4_load_49 | 62 | 0.0018253 | 0.00045746 | 0 | 0 |  | 1 | TRUE | wye
44 | LV_2258-1_0_4_load_47 | 63 | 0.00040293 | 0.00010098 | 0 | 0 |  | 1 | TRUE | wye
45 | LV_2258-1_0_4_load_107 | 64 | 0.0038587 | 0.00096707 | 0 | 0 |  | 1 | TRUE | wye
46 | LV_2258-1_0_4_load_106 | 65 | 0.0067419 | 0.0016897 | 0 | 0 |  | 1 | TRUE | wye
47 | LV_2258-1_0_4_load_50 | 66 | 0.0048142 | 0.0012066 | 0 | 0 |  | 1 | TRUE | wye
48 | LV_2258-1_0_4_load_82 | 67 | 0.00066285 | 0.00016613 | 0 | 0 |  | 1 | TRUE | wye
49 | LV_2258-1_0_4_load_53 | 68 | 0.0011371 | 0.00028498 | 0 | 0 |  | 1 | TRUE | wye
50 | LV_2258-1_0_4_load_81 | 69 | 0.0012417 | 0.00031121 | 0 | 0 |  | 1 | TRUE | wye
51 | LV_2258-1_0_4_load_80 | 70 | 0.0013384 | 0.00033543 | 0 | 0 |  | 1 | TRUE | wye
52 | LV_2258-1_0_4_load_58 | 71 | 0.00032897 | 8.2448e-05 | 0 | 0 |  | 1 | TRUE | wye
53 | LV_2258-1_0_4_load_61 | 72 | 0.0031995 | 0.00080186 | 0 | 0 |  | 1 | TRUE | wye
54 | LV_2258-1_0_4_load_60 | 74 | 0.00094597 | 0.00023708 | 0 | 0 |  | 1 | TRUE | wye
55 | LV_2258-1_0_4_load_64 | 75 | 0.00090156 | 0.00022595 | 0 | 0 |  | 1 | TRUE | wye
56 | LV_2258-1_0_4_load_65 | 76 | 0.0015587 | 0.00039064 | 0 | 0 |  | 1 | TRUE | wye
57 | LV_2258-1_0_4_load_66 | 77 | 0.0013039 | 0.00032678 | 0 | 0 |  | 1 | TRUE | wye
58 | LV_2258-1_0_4_load_67 | 78 | 0.0035508 | 0.00088991 | 0 | 0 |  | 1 | TRUE | wye
59 | LV_2258-1_0_4_load_68 | 79 | 0.00076599 | 0.00019198 | 0 | 0 |  | 1 | TRUE | wye
60 | LV_2258-1_0_4_load_71 | 80 | 0.00049638 | 0.0001244 | 0 | 0 |  | 1 | TRUE | wye
61 | LV_2258-1_0_4_load_76 | 82 | 0.00091219 | 0.00022862 | 0 | 0 |  | 1 | TRUE | wye
62 | LV_2258-1_0_4_load_72 | 83 | 0.0043829 | 0.0010985 | 0 | 0 |  | 1 | TRUE | wye
63 | LV_2258-1_0_4_load_73 | 84 | 0.0084122 | 0.0021083 | 0 | 0 |  | 1 | TRUE | wye
64 | LV_2258-1_0_4_load_75 | 85 | 0.0014942 | 0.00037449 | 0 | 0 |  | 1 | TRUE | wye
65 | LV_2258-1_0_4_load_78 | 86 | 0.0018486 | 0.0004633 | 0 | 0 |  | 1 | TRUE | wye
66 | LV_2258-1_0_4_load_90 | 87 | 0.0023861 | 0.00059802 | 0 | 0 |  | 1 | TRUE | wye
67 | LV_2258-1_0_4_load_79 | 88 | 0.0014329 | 0.00035912 | 0 | 0 |  | 1 | TRUE | wye
68 | LV_2258-1_0_4_load_88 | 89 | 0.0012322 | 0.00030882 | 0 | 0 |  | 1 | TRUE | wye
69 | LV_2258-1_0_4_load_89 | 90 | 0.0014968 | 0.00037513 | 0 | 0 |  | 1 | TRUE | wye
70 | LV_2258-1_0_4_load_91 | 91 | 0.001164 | 0.00029173 | 0 | 0 |  | 1 | TRUE | wye
71 | LV_2258-1_0_4_load_85 | 92 | 0.0016418 | 0.00041148 | 0 | 0 |  | 1 | TRUE | wye
72 | LV_2258-1_0_4_load_86 | 93 | 0.0014086 | 0.00035302 | 0 | 0 |  | 1 | TRUE | wye
73 | LV_2258-1_0_4_load_97 | 95 | 0.0019222 | 0.00048175 | 0 | 0 |  | 1 | TRUE | wye
74 | LV_2258-1_0_4_load_96 | 96 | 0.0015611 | 0.00039124 | 0 | 0 |  | 1 | TRUE | wye
75 | LV_2258-1_0_4_load_104 | 97 | 0.0013263 | 0.00033241 | 0 | 0 |  | 1 | TRUE | wye
76 | LV_2258-1_0_4_load_92 | 98 | 0.0037276 | 0.00093422 | 0 | 0 |  | 1 | TRUE | wye
77 | LV_2258-1_0_4_load_93 | 99 | 0.0038439 | 0.00096338 | 0 | 0 |  | 1 | TRUE | wye
78 | LV_2258-1_0_4_load_95 | 101 | 0.0089839 | 0.0022516 | 0 | 0 |  | 1 | TRUE | wye
79 | LV_2258-1_0_4_load_99 | 103 | 0.0010029 | 0.00025135 | 0 | 0 |  | 1 | TRUE | wye
80 | LV_2258-1_0_4_load_105 | 105 | 0.0032718 | 0.00081998 | 0 | 0 |  | 1 | TRUE | wye
81 | LV_2258-1_0_4_load_118 | 106 | 0.0021029 | 0.00052703 | 0 | 0 |  | 1 | TRUE | wye
82 | LV_2258-1_0_4_load_123 | 108 | 0.0016642 | 0.00041708 | 0 | 0 |  | 1 | TRUE | wye
83 | LV_2258-1_0_4_load_122 | 109 | 0.0019699 | 0.0004937 | 0 | 0 |  | 1 | TRUE | wye
84 | LV_2258-1_0_4_load_114 | 110 | 0.0028986 | 0.00072646 | 0 | 0 |  | 1 | TRUE | wye
85 | LV_2258-1_0_4_load_113 | 111 | 0.0030943 | 0.0007755 | 0 | 0 |  | 1 | TRUE | wye
86 | LV_2258-1_0_4_load_124 | 112 | 0.0029764 | 0.00074596 | 0 | 0 |  | 1 | TRUE | wye
87 | LV_2258-1_0_4_load_121 | 113 | 0.0018814 | 0.00047153 | 0 | 0 |  | 1 | TRUE | wye
88 | LV_2258-1_0_4_load_109 | 114 | 0.0022482 | 0.00056345 | 0 | 0 |  | 1 | TRUE | wye
89 | LV_2258-1_0_4_load_110 | 115 | 0.0032535 | 0.0008154 | 0 | 0 |  | 1 | TRUE | wye
90 | LV_2258-1_0_4_load_111 | 116 | 0.0018769 | 0.00047039 | 0 | 0 |  | 1 | TRUE | wye
91 | LV_2258-1_0_4_load_115 | 119 | 0.0041952 | 0.0010514 | 0 | 0 |  | 1 | TRUE | wye

## ext_grid
| name | bus | vm_pu | va_degree | slack_weight | in_service
0 |  | 37 | 1 | 0 | 1 | TRUE

## line
| name | std_type | from_bus | to_bus | length_km | r_ohm_per_km | x_ohm_per_km | c_nf_per_km | g_us_per_km | max_i_ka | df | parallel | type | in_service
0 | LV_2258-1_0_4_line_0 | NAYY 4x150 SE | 0 | 1 | 0.025492 | 0.208 | 0.08 | 261 | 0 | 0.27 | 1 | 1 | cs | TRUE
1 | LV_2258-1_0_4_line_1 | NAYY 4x150 SE | 0 | 2 | 0.013778 | 0.208 | 0.08 | 261 | 0 | 0.27 | 1 | 1 | cs | TRUE
2 | LV_2258-1_0_4_line_2 | NAYY 4x150 SE | 1 | 3 | 0.0037223 | 0.208 | 0.08 | 261 | 0 | 0.27 | 1 | 1 | cs | TRUE
3 | LV_2258-1_0_4_line_3 | NAYY 4x150 SE | 2 | 4 | 0.033172 | 0.208 | 0.08 | 261 | 0 | 0.27 | 1 | 1 | cs | TRUE
4 | LV_2258-1_0_4_line_4 | NAYY 4x150 SE | 3 | 5 | 0.0083703 | 0.208 | 0.08 | 261 | 0 | 0.27 | 1 | 1 | cs | TRUE
5 | LV_2258-1_0_4_line_5 | NAYY 4x150 SE | 4 | 8 | 0.0010021 | 0.208 | 0.08 | 261 | 0 | 0.27 | 1 | 1 | cs | TRUE
6 | LV_2258-1_0_4_line_6 | NAYY 4x150 SE | 5 | 9 | 0.027477 | 0.208 | 0.08 | 261 | 0 | 0.27 | 1 | 1 | cs | TRUE
7 | LV_2258-1_0_4_line_7 | NAYY 4x150 SE | 6 | 7 | 0.010726 | 0.208 | 0.08 | 261 | 0 | 0.27 | 1 | 1 | cs | TRUE
8 | LV_2258-1_0_4_line_8 | NAYY 4x150 SE | 7 | 10 | 0.019046 | 0.208 | 0.08 | 261 | 0 | 0.27 | 1 | 1 | cs | TRUE
9 | LV_2258-1_0_4_line_9 | NAYY 4x150 SE | 8 | 11 | 0.021179 | 0.208 | 0.08 | 261 | 0 | 0.27 | 1 | 1 | cs | TRUE
10 | LV_2258-1_0_4_line_10 | NAYY 4x150 SE | 9 | 42 | 0.00083524 | 0.208 | 0.08 | 261 | 0 | 0.27 | 1 | 1 | cs | TRUE
11 | LV_2258-1_0_4_line_11 | NAYY 4x150 SE | 10 | 29 | 0.011665 | 0.208 | 0.08 | 261 | 0 | 0.27 | 1 | 1 | cs | TRUE
12 | LV_2258-1_0_4_line_12 | NAYY 4x150 SE | 10 | 26 | 0.021679 | 0.208 | 0.08 | 261 | 0 | 0.27 | 1 | 1 | cs | TRUE
13 | LV_2258-1_0_4_line_13 | NAYY 4x150 SE | 11 | 27 | 0.016365 | 0.208 | 0.08 | 261 | 0 | 0.27 | 1 | 1 | cs | TRUE
14 | LV_2258-1_0_4_line_14 | NAYY 4x150 SE | 12 | 13 | 0.011797 | 0.208 | 0.08 | 261 | 0 | 0.27 | 1 | 1 | cs | TRUE
15 | LV_2258-1_0_4_line_15 | NAYY 4x150 SE | 12 | 14 | 0.040966 | 0.208 | 0.08 | 261 | 0 | 0.27 | 1 | 1 | cs | TRUE
16 | LV_2258-1_0_4_line_16 | NAYY 4x150 SE | 13 | 15 | 0.026868 | 0.208 | 0.08 | 261 | 0 | 0.27 | 1 | 1 | cs | TRUE
17 | LV_2258-1_0_4_line_17 | NAYY 4x150 SE | 14 | 16 | 0.01157 | 0.208 | 0.08 | 261 | 0 | 0.27 | 1 | 1 | cs | TRUE
18 | LV_2258-1_0_4_line_18 | NAYY 4x150 SE | 14 | 17 | 0.018219 | 0.208 | 0.08 | 261 | 0 | 0.27 | 1 | 1 | cs | TRUE
19 | LV_2258-1_0_4_line_19 | NAYY 4x150 SE | 16 | 21 | 0.01319 | 0.208 | 0.08 | 261 | 0 | 0.27 | 1 | 1 | cs | TRUE
20 | LV_2258-1_0_4_line_20 | NAYY 4x150 SE | 17 | 22 | 0.00032311 | 0.208 | 0.08 | 261 | 0 | 0.27 | 1 | 1 | cs | TRUE
21 | LV_2258-1_0_4_line_21 | NAYY 4x150 SE | 18 | 19 | 0.016098 | 0.208 | 0.08 | 261 | 0 | 0.27 | 1 | 1 | cs | TRUE
22 | LV_2258-1_0_4_line_22 | NAYY 4x150 SE | 18 | 20 | 0.026213 | 0.208 | 0.08 | 261 | 0 | 0.27 | 1 | 1 | cs | TRUE
23 | LV_2258-1_0_4_line_23 | NAYY 4x150 SE | 19 | 23 | 0.018915 | 0.208 | 0.08 | 261 | 0 | 0.27 | 1 | 1 | cs | TRUE
24 | LV_2258-1_0_4_line_24 | NAYY 4x150 SE | 20 | 24 | 0.029725 | 0.208 | 0.08 | 261 | 0 | 0.27 | 1 | 1 | cs | TRUE
25 | LV_2258-1_0_4_line_25 | NAYY 4x150 SE | 20 | 25 | 0.04528 | 0.208 | 0.08 | 261 | 0 | 0.27 | 1 | 1 | cs | TRUE
26 | LV_2258-1_0_4_line_26 | NAYY 4x150 SE | 21 | 23 | 0.021023 | 0.208 | 0.08 | 261 | 0 | 0.27 | 1 | 1 | cs | TRUE
27 | LV_2258-1_0_4_line_27 | NAYY 4x150 SE | 22 | 26 | 0.0049663 | 0.208 | 0.08 | 261 | 0 | 0.27 | 1 | 1 | cs | TRUE
28 | LV_2258-1_0_4_line_28 | NAYY 4x150 SE | 23 | 59 | 0.016743 | 0.208 | 0.08 | 261 | 0 | 0.27 | 1 | 1 | cs | TRUE
29 | LV_2258-1_0_4_line_29 | NAYY 4x150 SE | 27 | 28 | 0.031279 | 0.208 | 0.08 | 261 | 0 | 0.27 | 1 | 1 | cs | TRUE
30 | LV_2258-1_0_4_line_30 | NAYY 4x150 SE | 28 | 30 | 0.005705 | 0.208 | 0.08 | 261 | 0 | 0.27 | 1 | 1 | cs | TRUE
31 | LV_2258-1_0_4_line_31 | NAYY 4x150 SE | 28 | 31 | 0.018707 | 0.208 | 0.08 | 261 | 0 | 0.27 | 1 | 1 | cs | TRUE
32 | LV_2258-1_0_4_line_32 | NAYY 4x150 SE | 29 | 32 | 0.020912 | 0.208 | 0.08 | 261 | 0 | 0.27 | 1 | 1 | cs | TRUE
33 | LV_2258-1_0_4_line_33 | NAYY 4x150 SE | 30 | 36 | 0.040946 | 0.208 | 0.08 | 261 | 0 | 0.27 | 1 | 1 | cs | TRUE
34 | LV_2258-1_0_4_line_34 | NAYY 4x150 SE | 30 | 37 | 0.0074539 | 0.208 | 0.08 | 261 | 0 | 0.27 | 1 | 2 | cs | TRUE
35 | LV_2258-1_0_4_line_35 | NAYY 4x150 SE | 32 | 57 | 0.016645 | 0.208 | 0.08 | 261 | 0 | 0.27 | 1 | 1 | cs | TRUE
36 | LV_2258-1_0_4_line_36 | NAYY 4x150 SE | 33 | 34 | 0.045033 | 0.208 | 0.08 | 261 | 0 | 0.27 | 1 | 1 | cs | TRUE
37 | LV_2258-1_0_4_line_37 | NAYY 4x150 SE | 34 | 35 | 0.041449 | 0.208 | 0.08 | 261 | 0 | 0.27 | 1 | 1 | cs | TRUE
38 | LV_2258-1_0_4_line_38 | NAYY 4x150 SE | 35 | 38 | 0.02187 | 0.208 | 0.08 | 261 | 0 | 0.27 | 1 | 1 | cs | TRUE
39 | LV_2258-1_0_4_line_39 | NAYY 4x150 SE | 36 | 39 | 0.019356 | 0.208 | 0.08 | 261 | 0 | 0.27 | 1 | 1 | cs | TRUE
40 | LV_2258-1_0_4_line_40 | NAYY 4x150 SE | 36 | 40 | 0.031844 | 0.208 | 0.08 | 261 | 0 | 0.27 | 1 | 1 | cs | TRUE
41 | LV_2258-1_0_4_line_41 | NAYY 4x150 SE | 37 | 41 | 0.022855 | 0.208 | 0.08 | 261 | 0 | 0.27 | 1 | 2 | cs | TRUE
42 | LV_2258-1_0_4_line_42 | NAYY 4x150 SE | 38 | 45 | 0.018419 | 0.208 | 0.08 | 261 | 0 | 0.27 | 1 | 1 | cs | TRUE
43 | LV_2258-1_0_4_line_43 | NAYY 4x150 SE | 39 | 53 | 0.047945 | 0.208 | 0.08 | 261 | 0 | 0.27 | 1 | 1 | cs | TRUE
44 | LV_2258-1_0_4_line_44 | NAYY 4x150 SE | 40 | 54 | 0.029104 | 0.208 | 0.08 | 261 | 0 | 0.27 | 1 | 1 | cs | TRUE
45 | LV_2258-1_0_4_line_45 | NAYY 4x150 SE | 41 | 47 | 0.027869 | 0.208 | 0.08 | 261 | 0 | 0.27 | 1 | 1 | cs | TRUE
46 | LV_2258-1_0_4_line_46 | NAYY 4x150 SE | 41 | 48 | 0.039608 | 0.208 | 0.08 | 261 | 0 | 0.27 | 1 | 1 | cs | TRUE
47 | LV_2258-1_0_4_line_47 | NAYY 4x150 SE | 41 | 49 | 0.009897 | 0.208 | 0.08 | 261 | 0 | 0.27 | 1 | 1 | cs | TRUE
48 | LV_2258-1_0_4_line_48 | NAYY 4x150 SE | 42 | 43 | 0.024046 | 0.208 | 0.08 | 261 | 0 | 0.27 | 1 | 1 | cs | TRUE
49 | LV_2258-1_0_4_line_49 | NAYY 4x150 SE | 43 | 44 | 0.020763 | 0.208 | 0.08 | 261 | 0 | 0.27 | 1 | 1 | cs | TRUE
50 | LV_2258-1_0_4_line_50 | NAYY 4x150 SE | 44 | 46 | 0.01473 | 0.208 | 0.08 | 261 | 0 | 0.27 | 1 | 1 | cs | TRUE
51 | LV_2258-1_0_4_line_51 | NAYY 4x150 SE | 45 | 58 | 0.048739 | 0.208 | 0.08 | 261 | 0 | 0.27 | 1 | 1 | cs | TRUE
52 | LV_2258-1_0_4_line_52 | NAYY 4x150 SE | 47 | 50 | 0.0082245 | 0.208 | 0.08 | 261 | 0 | 0.27 | 1 | 1 | cs | TRUE
53 | LV_2258-1_0_4_line_53 | NAYY 4x150 SE | 48 | 51 | 0.0081897 | 0.208 | 0.08 | 261 | 0 | 0.27 | 1 | 1 | cs | TRUE
54 | LV_2258-1_0_4_line_54 | NAYY 4x150 SE | 49 | 52 | 0.0077723 | 0.208 | 0.08 | 261 | 0 | 0.27 | 1 | 1 | cs | TRUE
55 | LV_2258-1_0_4_line_55 | NAYY 4x150 SE | 50 | 55 | 0.026647 | 0.208 | 0.08 | 261 | 0 | 0.27 | 1 | 1 | cs | TRUE
56 | LV_2258-1_0_4_line_56 | NAYY 4x150 SE | 51 | 56 | 0.014255 | 0.208 | 0.08 | 261 | 0 | 0.27 | 1 | 1 | cs | TRUE
57 | LV_2258-1_0_4_line_57 | NAYY 4x150 SE | 52 | 57 | 0.022411 | 0.208 | 0.08 | 261 | 0 | 0.27 | 1 | 1 | cs | TRUE
58 | LV_2258-1_0_4_line_58 | NAYY 4x150 SE | 53 | 110 | 0.015218 | 0.208 | 0.08 | 261 | 0 | 0.27 | 1 | 1 | cs | TRUE
59 | LV_2258-1_0_4_line_59 | NAYY 4x150 SE | 54 | 103 | 0.0049335 | 0.208 | 0.08 | 261 | 0 | 0.27 | 1 | 1 | cs | TRUE
60 | LV_2258-1_0_4_line_60 | NAYY 4x150 SE | 55 | 63 | 0.011145 | 0.208 | 0.08 | 261 | 0 | 0.27 | 1 | 1 | cs | TRUE
61 | LV_2258-1_0_4_line_61 | NAYY 4x150 SE | 56 | 80 | 0.0030309 | 0.208 | 0.08 | 261 | 0 | 0.27 | 1 | 1 | cs | TRUE
62 | LV_2258-1_0_4_line_62 | NAYY 4x150 SE | 56 | 79 | 0.032365 | 0.208 | 0.08 | 261 | 0 | 0.27 | 1 | 1 | cs | TRUE
63 | LV_2258-1_0_4_line_63 | NAYY 4x150 SE | 58 | 119 | 0.021253 | 0.208 | 0.08 | 261 | 0 | 0.27 | 1 | 1 | cs | TRUE
64 | LV_2258-1_0_4_line_64 | NAYY 4x150 SE | 59 | 60 | 0.021934 | 0.208 | 0.08 | 261 | 0 | 0.27 | 1 | 1 | cs | TRUE
65 | LV_2258-1_0_4_line_65 | NAYY 4x150 SE | 59 | 61 | 0.035052 | 0.208 | 0.08 | 261 | 0 | 0.27 | 1 | 1 | cs | TRUE
66 | LV_2258-1_0_4_line_66 | NAYY 4x150 SE | 61 | 62 | 0.018957 | 0.208 | 0.08 | 261 | 0 | 0.27 | 1 | 1 | cs | TRUE
67 | LV_2258-1_0_4_line_67 | NAYY 4x150 SE | 62 | 66 | 0.013956 | 0.208 | 0.08 | 261 | 0 | 0.27 | 1 | 1 | cs | TRUE
68 | LV_2258-1_0_4_line_68 | NAYY 4x150 SE | 63 | 64 | 0.0065644 | 0.208 | 0.08 | 261 | 0 | 0.27 | 1 | 1 | cs | TRUE
69 | LV_2258-1_0_4_line_69 | NAYY 4x150 SE | 64 | 65 | 0.027318 | 0.208 | 0.08 | 261 | 0 | 0.27 | 1 | 1 | cs | TRUE
70 | LV_2258-1_0_4_line_70 | NAYY 4x150 SE | 65 | 105 | 0.008198 | 0.208 | 0.08 | 261 | 0 | 0.27 | 1 | 1 | cs | TRUE
71 | LV_2258-1_0_4_line_71 | NAYY 4x150 SE | 66 | 67 | 0.012841 | 0.208 | 0.08 | 261 | 0 | 0.27 | 1 | 1 | cs | TRUE
72 | LV_2258-1_0_4_line_72 | NAYY 4x150 SE | 67 | 70 | 0.0072384 | 0.208 | 0.08 | 261 | 0 | 0.27 | 1 | 1 | cs | TRUE
73 | LV_2258-1_0_4_line_73 | NAYY 4x150 SE | 68 | 69 | 0.0082131 | 0.208 | 0.08 | 261 | 0 | 0.27 | 1 | 1 | cs | TRUE
74 | LV_2258-1_0_4_line_74 | NAYY 4x150 SE | 69 | 70 | 0.0083459 | 0.208 | 0.08 | 261 | 0 | 0.27 | 1 | 1 | cs | TRUE
75 | LV_2258-1_0_4_line_75 | NAYY 4x150 SE | 71 | 72 | 0.036998 | 0.208 | 0.08 | 261 | 0 | 0.27 | 1 | 1 | cs | TRUE
76 | LV_2258-1_0_4_line_76 | NAYY 4x150 SE | 72 | 73 | 0.033335 | 0.208 | 0.08 | 261 | 0 | 0.27 | 1 | 1 | cs | TRUE
77 | LV_2258-1_0_4_line_77 | NAYY 4x150 SE | 73 | 74 | 0.073821 | 0.208 | 0.08 | 261 | 0 | 0.27 | 1 | 1 | cs | TRUE
78 | LV_2258-1_0_4_line_78 | NAYY 4x150 SE | 74 | 75 | 0.0056152 | 0.208 | 0.08 | 261 | 0 | 0.27 | 1 | 1 | cs | TRUE
79 | LV_2258-1_0_4_line_79 | NAYY 4x150 SE | 75 | 76 | 0.026268 | 0.208 | 0.08 | 261 | 0 | 0.27 | 1 | 1 | cs | TRUE
80 | LV_2258-1_0_4_line_80 | NAYY 4x150 SE | 76 | 77 | 0.0077223 | 0.208 | 0.08 | 261 | 0 | 0.27 | 1 | 1 | cs | TRUE
81 | LV_2258-1_0_4_line_81 | NAYY 4x150 SE | 77 | 78 | 0.023648 | 0.208 | 0.08 | 261 | 0 | 0.27 | 1 | 1 | cs | TRUE
82 | LV_2258-1_0_4_line_82 | NAYY 4x150 SE | 78 | 79 | 0.0084608 | 0.208 | 0.08 | 261 | 0 | 0.27 | 1 | 1 | cs | TRUE
83 | LV_2258-1_0_4_line_83 | NAYY 4x150 SE | 80 | 81 | 0.032803 | 0.208 | 0.08 | 261 | 0 | 0.27 | 1 | 1 | cs | TRUE
84 | LV_2258-1_0_4_line_84 | NAYY 4x150 SE | 81 | 82 | 0.033908 | 0.208 | 0.08 | 261 | 0 | 0.27 | 1 | 1 | cs | TRUE
85 | LV_2258-1_0_4_line_85 | NAYY 4x150 SE | 81 | 83 | 0.021896 | 0.208 | 0.08 | 261 | 0 | 0.27 | 1 | 1 | cs | TRUE
86 | LV_2258-1_0_4_line_86 | NAYY 4x150 SE | 82 | 87 | 0.04544 | 0.208 | 0.08 | 261 | 0 | 0.27 | 1 | 1 | cs | TRUE
87 | LV_2258-1_0_4_line_87 | NAYY 4x150 SE | 83 | 84 | 0.012767 | 0.208 | 0.08 | 261 | 0 | 0.27 | 1 | 1 | cs | TRUE
88 | LV_2258-1_0_4_line_88 | NAYY 4x150 SE | 84 | 85 | 0.022851 | 0.208 | 0.08 | 261 | 0 | 0.27 | 1 | 1 | cs | TRUE
89 | LV_2258-1_0_4_line_89 | NAYY 4x150 SE | 85 | 86 | 0.0012668 | 0.208 | 0.08 | 261 | 0 | 0.27 | 1 | 1 | cs | TRUE
90 | LV_2258-1_0_4_line_90 | NAYY 4x150 SE | 86 | 88 | 0.032266 | 0.208 | 0.08 | 261 | 0 | 0.27 | 1 | 1 | cs | TRUE
91 | LV_2258-1_0_4_line_91 | NAYY 4x150 SE | 87 | 89 | 0.017258 | 0.208 | 0.08 | 261 | 0 | 0.27 | 1 | 1 | cs | TRUE
92 | LV_2258-1_0_4_line_92 | NAYY 4x150 SE | 89 | 90 | 0.003954 | 0.208 | 0.08 | 261 | 0 | 0.27 | 1 | 1 | cs | TRUE
93 | LV_2258-1_0_4_line_93 | NAYY 4x150 SE | 90 | 91 | 0.035094 | 0.208 | 0.08 | 261 | 0 | 0.27 | 1 | 1 | cs | TRUE
94 | LV_2258-1_0_4_line_94 | NAYY 4x150 SE | 92 | 93 | 0.042595 | 0.208 | 0.08 | 261 | 0 | 0.27 | 1 | 1 | cs | TRUE
95 | LV_2258-1_0_4_line_95 | NAYY 4x150 SE | 93 | 94 | 0.018124 | 0.208 | 0.08 | 261 | 0 | 0.27 | 1 | 1 | cs | TRUE
96 | LV_2258-1_0_4_line_96 | NAYY 4x150 SE | 94 | 95 | 0.024905 | 0.208 | 0.08 | 261 | 0 | 0.27 | 1 | 1 | cs | TRUE
97 | LV_2258-1_0_4_line_97 | NAYY 4x150 SE | 94 | 96 | 0.0029402 | 0.208 | 0.08 | 261 | 0 | 0.27 | 1 | 1 | cs | TRUE
98 | LV_2258-1_0_4_line_98 | NAYY 4x150 SE | 95 | 97 | 0.0097239 | 0.208 | 0.08 | 261 | 0 | 0.27 | 1 | 1 | cs | TRUE
99 | LV_2258-1_0_4_line_99 | NAYY 4x150 SE | 97 | 105 | 0.014749 | 0.208 | 0.08 | 261 | 0 | 0.27 | 1 | 1 | cs | TRUE
100 | LV_2258-1_0_4_line_100 | NAYY 4x150 SE | 98 | 99 | 0.0041657 | 0.208 | 0.08 | 261 | 0 | 0.27 | 1 | 1 | cs | TRUE
101 | LV_2258-1_0_4_line_101 | NAYY 4x150 SE | 98 | 100 | 0.01531 | 0.208 | 0.08 | 261 | 0 | 0.27 | 1 | 1 | cs | TRUE
102 | LV_2258-1_0_4_line_102 | NAYY 4x150 SE | 100 | 101 | 0.041283 | 0.208 | 0.08 | 261 | 0 | 0.27 | 1 | 1 | cs | TRUE
103 | LV_2258-1_0_4_line_103 | NAYY 4x150 SE | 101 | 102 | 0.018464 | 0.208 | 0.08 | 261 | 0 | 0.27 | 1 | 1 | cs | TRUE
104 | LV_2258-1_0_4_line_104 | NAYY 4x150 SE | 102 | 103 | 0.028023 | 0.208 | 0.08 | 261 | 0 | 0.27 | 1 | 1 | cs | TRUE
105 | LV_2258-1_0_4_line_105 | NAYY 4x150 SE | 102 | 104 | 0.045344 | 0.208 | 0.08 | 261 | 0 | 0.27 | 1 | 1 | cs | TRUE
106 | LV_2258-1_0_4_line_106 | NAYY 4x150 SE | 104 | 106 | 0.018688 | 0.208 | 0.08 | 261 | 0 | 0.27 | 1 | 1 | cs | TRUE
107 | LV_2258-1_0_4_line_107 | NAYY 4x150 SE | 106 | 111 | 0.0033316 | 0.208 | 0.08 | 261 | 0 | 0.27 | 1 | 1 | cs | TRUE
108 | LV_2258-1_0_4_line_108 | NAYY 4x150 SE | 107 | 108 | 0.026882 | 0.208 | 0.08 | 261 | 0 | 0.27 | 1 | 1 | cs | TRUE
109 | LV_2258-1_0_4_line_109 | NAYY 4x150 SE | 107 | 109 | 0.033356 | 0.208 | 0.08 | 261 | 0 | 0.27 | 1 | 1 | cs | TRUE
110 | LV_2258-1_0_4_line_110 | NAYY 4x150 SE | 108 | 112 | 0.045155 | 0.208 | 0.08 | 261 | 0 | 0.27 | 1 | 1 | cs | TRUE
111 | LV_2258-1_0_4_line_111 | NAYY 4x150 SE | 109 | 113 | 0.011468 | 0.208 | 0.08 | 261 | 0 | 0.27 | 1 | 1 | cs | TRUE
112 | LV_2258-1_0_4_line_112 | NAYY 4x150 SE | 110 | 119 | 0.031074 | 0.208 | 0.08 | 261 | 0 | 0.27 | 1 | 1 | cs | TRUE
113 | LV_2258-1_0_4_line_113 | NAYY 4x150 SE | 111 | 116 | 0.0073304 | 0.208 | 0.08 | 261 | 0 | 0.27 | 1 | 1 | cs | TRUE
114 | LV_2258-1_0_4_line_114 | NAYY 4x150 SE | 112 | 118 | 0.012953 | 0.208 | 0.08 | 261 | 0 | 0.27 | 1 | 1 | cs | TRUE
115 | LV_2258-1_0_4_line_115 | NAYY 4x150 SE | 114 | 115 | 0.019526 | 0.208 | 0.08 | 261 | 0 | 0.27 | 1 | 1 | cs | TRUE
116 | LV_2258-1_0_4_line_116 | NAYY 4x150 SE | 114 | 116 | 0.026532 | 0.208 | 0.08 | 261 | 0 | 0.27 | 1 | 1 | cs | TRUE
117 | LV_2258-1_0_4_line_117 | NAYY 4x150 SE | 115 | 117 | 0.021291 | 0.208 | 0.08 | 261 | 0 | 0.27 | 1 | 1 | cs | TRUE
118 | LV_2258-1_0_4_line_118 | NAYY 4x150 SE | 117 | 118 | 0.04798 | 0.208 | 0.08 | 261 | 0 | 0.27 | 1 | 1 | cs | TRUE

## trafo
| name | std_type | hv_bus | lv_bus | sn_mva | vn_hv_kv | vn_lv_kv | vk_percent | vkr_percent | pfe_kw | i0_percent | shift_degree | tap_side | tap_neutral | tap_min | tap_max | tap_step_percent | tap_step_degree | tap_pos | tap_phase_shifter | parallel | df | in_service
0 | LV_2258-1_0_4_trafo_28 | 0.25 MVA 20/0.4 kV | 120 | 37 | 0.25 | 20 | 0.4 | 6 | 1.44 | 0.8 | 0.32 | 150 | hv | 0 | -2 | 2 | 2.5 | 0 | 0 | FALSE | 1 | 1 | TRUE

## line_geodata
| x0 | y0 | x1 | y1 | x2 | y2 | x3 | y3 | x4 | y4 | x5 | y5
0 | 2582373.3645 | 1205234.3879 | 2582365.2506 | 1205222.5697 | 2582360.5759 | 1205212.4399
1 | 2582381.1627 | 1205245.7463 | 2582373.3645 | 1205234.3879
2 | 2582359.0162 | 1205209.0602 | 2582360.5759 | 1205212.4399
3 | 2582381.1627 | 1205245.7463 | 2582413.3276 | 1205237.6352
4 | 2582359.0162 | 1205209.0602 | 2582355.509 | 1205201.4602
5 | 2582414.2993 | 1205237.3902 | 2582413.3276 | 1205237.6352
6 | 2582355.509 | 1205201.4602 | 2582343.9957 | 1205176.5118
7 | 2582414.7685 | 1205280.0323 | 2582407.261 | 1205272.3716
8 | 2582401.8344 | 1205294.0449 | 2582414.7685 | 1205280.0323
9 | 2582414.2993 | 1205237.3902 | 2582424.568 | 1205234.8007 | 2582434.5049 | 1205238.4573
10 | 2582343.9957 | 1205176.5118 | 2582343.6458 | 1205175.7534
11 | 2582401.8344 | 1205294.0449 | 2582413.4992 | 1205294.0104
12 | 2582401.8344 | 1205294.0449 | 2582393.4525 | 1205299.117 | 2582383.2868 | 1205305.2681
13 | 2582449.8626 | 1205244.1088 | 2582434.5049 | 1205238.4573
14 | 2582326.0324 | 1205354.9145 | 2582334.3372 | 1205346.5352
15 | 2582363.1745 | 1205317.4391 | 2582334.3372 | 1205346.5352
16 | 2582326.0324 | 1205354.9145 | 2582340.6534 | 1205377.4564
17 | 2582363.1745 | 1205317.4391 | 2582352.3236 | 1205313.4228
18 | 2582363.1745 | 1205317.4391 | 2582378.7614 | 1205308.0066
19 | 2582339.9538 | 1205308.8444 | 2582352.3236 | 1205313.4228
20 | 2582378.7614 | 1205308.0066 | 2582379.0379 | 1205307.8393
21 | 2582293.4484 | 1205324.0834 | 2582301.5425 | 1205316.922 | 2582305.629 | 1205313.5613
22 | 2582293.4484 | 1205324.0834 | 2582283.485 | 1205331.8396 | 2582280.0383 | 1205333.9844 | 2582271.7394 | 1205338.7673
23 | 2582320.2376 | 1205301.5468 | 2582305.629 | 1205313.5613
24 | 2582271.7394 | 1205338.7673 | 2582287.2641 | 1205364.1166
25 | 2582271.7394 | 1205338.7673 | 2582259.7117 | 1205319.9929 | 2582247.3152 | 1205300.6396
26 | 2582320.2376 | 1205301.5468 | 2582339.9538 | 1205308.8444
27 | 2582383.2868 | 1205305.2681 | 2582382.2083 | 1205305.9207 | 2582379.0379 | 1205307.8393
28 | 2582320.2376 | 1205301.5468 | 2582308.178 | 1205289.8985
29 | 2582478.6298 | 1205231.6837 | 2582462.6565 | 1205239.1794 | 2582449.8626 | 1205244.1088
30 | 2582480.4788 | 1205237.0812 | 2582478.6298 | 1205231.6837
31 | 2582478.6298 | 1205231.6837 | 2582472.5618 | 1205213.9887
32 | 2582413.4992 | 1205294.0104 | 2582426.4317 | 1205293.9721 | 2582433.751 | 1205290.7931
33 | 2582480.4788 | 1205237.0812 | 2582516.7561 | 1205217.8972
34 | 2582480.4788 | 1205237.0812 | 2582481.6452 | 1205244.4433
35 | 2582449.0185 | 1205284.1622 | 2582433.751 | 1205290.7931
36 | 2582419.7238 | 1205131.4566 | 2582422.4047 | 1205136.0417 | 2582443.6386 | 1205168.6857 | 2582444.0767 | 1205169.3305
37 | 2582401.9263 | 1205094.0681 | 2582409.93 | 1205112.7213 | 2582416.5258 | 1205125.9869 | 2582419.7238 | 1205131.4566
38 | 2582401.9263 | 1205094.0681 | 2582422.3098 | 1205085.9923
39 | 2582516.7561 | 1205217.8972 | 2582509.766 | 1205199.847
40 | 2582516.7561 | 1205217.8972 | 2582538.3533 | 1205208.8176 | 2582546.3203 | 1205206.1062
41 | 2582485.2219 | 1205267.017 | 2582481.6452 | 1205244.4433
42 | 2582422.3098 | 1205085.9923 | 2582424.5538 | 1205088.6426 | 2582426.648 | 1205092.0605 | 2582431.0208 | 1205102.0864
43 | 2582504.1074 | 1205155.9782 | 2582498.5087 | 1205163.521 | 2582497.8724 | 1205166.9692 | 2582498.3463 | 1205170.3586 | 2582509.766 | 1205199.847
44 | 2582574.8085 | 1205200.516 | 2582570.6707 | 1205200.8628 | 2582562.756 | 1205201.9421 | 2582555.7023 | 1205203.5526 | 2582548.2388 | 1205205.4534 | 2582546.3203 | 1205206.1062
45 | 2582485.2219 | 1205267.017 | 2582513.0572 | 1205265.6489
46 | 2582485.2219 | 1205267.017 | 2582490.4939 | 1205290.5922 | 2582495.9942 | 1205305.0306
47 | 2582485.2219 | 1205267.017 | 2582476.4281 | 1205271.5579
48 | 2582333.5699 | 1205153.9198 | 2582343.6458 | 1205175.7534
49 | 2582326.6391 | 1205134.6216 | 2582326.9432 | 1205139.5601 | 2582333.5699 | 1205153.9198
50 | 2582326.6391 | 1205134.6216 | 2582326.096 | 1205125.7995 | 2582327.3251 | 1205120.0382
51 | 2582479.0149 | 1205094.0848 | 2582468.1021 | 1205094.7729 | 2582455.4516 | 1205096.867 | 2582431.0208 | 1205102.0864
52 | 2582513.0572 | 1205265.6489 | 2582513.8542 | 1205265.6097 | 2582520.9628 | 1205267.7594
53 | 2582495.9942 | 1205305.0306 | 2582498.9098 | 1205312.6838
54 | 2582469.5222 | 1205275.1239 | 2582476.4281 | 1205271.5579
55 | 2582520.9628 | 1205267.7594 | 2582546.4693 | 1205275.4727
56 | 2582503.9846 | 1205326.0053 | 2582498.9098 | 1205312.6838
57 | 2582469.5222 | 1205275.1239 | 2582467.8992 | 1205275.9619 | 2582449.0185 | 1205284.1622
58 | 2582504.1074 | 1205155.9782 | 2582504.4982 | 1205151.7858 | 2582504.1831 | 1205148.1181 | 2582503.2302 | 1205144.7857 | 2582501.5665 | 1205141.3024
59 | 2582579.7247 | 1205200.104 | 2582574.8085 | 1205200.516
60 | 2582546.4693 | 1205275.4727 | 2582557.1369 | 1205278.6986
61 | 2582503.9846 | 1205326.0053 | 2582505.4065 | 1205328.6819
62 | 2582503.9846 | 1205326.0053 | 2582480.4504 | 1205348.2224
63 | 2582479.0149 | 1205094.0848 | 2582488.1742 | 1205113.2623
64 | 2582308.178 | 1205289.8985 | 2582291.0761 | 1205276.1637
65 | 2582308.178 | 1205289.8985 | 2582305.1693 | 1205268.0066 | 2582301.2374 | 1205255.6634
66 | 2582301.2374 | 1205255.6634 | 2582299.933 | 1205251.5687 | 2582291.2009 | 1205239.7941
67 | 2582282.888 | 1205228.5846 | 2582291.2009 | 1205239.7941
68 | 2582563.4203 | 1205280.5987 | 2582557.1369 | 1205278.6986
69 | 2582563.4203 | 1205280.5987 | 2582581.0286 | 1205285.9236 | 2582589.5773 | 1205288.4776
70 | 2582589.5773 | 1205288.4776 | 2582597.4323 | 1205290.8244
71 | 2582282.888 | 1205228.5846 | 2582284.6222 | 1205215.8614
72 | 2582284.6222 | 1205215.8614 | 2582279.9509 | 1205210.332
73 | 2582274.565 | 1205203.9567 | 2582269.2647 | 1205197.6827
74 | 2582279.9509 | 1205210.332 | 2582274.565 | 1205203.9567
75 | 2582402.8009 | 1205473.204 | 2582368.6207 | 1205487.3665
76 | 2582384.6296 | 1205445.2568 | 2582402.8009 | 1205473.204
77 | 2582384.6296 | 1205445.2568 | 2582427.8627 | 1205417.7248 | 2582443.128 | 1205401.1066
78 | 2582446.9267 | 1205396.9713 | 2582443.128 | 1205401.1066
79 | 2582446.9267 | 1205396.9713 | 2582459.3405 | 1205383.4574 | 2582465.6319 | 1205378.6493
80 | 2582471.7675 | 1205373.9602 | 2582465.6319 | 1205378.6493
81 | 2582474.298 | 1205354.0304 | 2582478.2516 | 1205369.0047 | 2582471.7675 | 1205373.9602
82 | 2582474.298 | 1205354.0304 | 2582474.298 | 1205354.0304 | 2582480.4504 | 1205348.2224
83 | 2582520.7955 | 1205357.651 | 2582505.4065 | 1205328.6819
84 | 2582520.7955 | 1205357.651 | 2582522.4169 | 1205360.7034 | 2582538.6323 | 1205386.4789
85 | 2582520.7955 | 1205357.651 | 2582503.954 | 1205371.6434
86 | 2582538.6323 | 1205386.4789 | 2582583.5494 | 1205393.353
87 | 2582503.954 | 1205371.6434 | 2582494.1343 | 1205379.8019
88 | 2582494.1343 | 1205379.8019 | 2582476.5583 | 1205394.4045
89 | 2582476.5583 | 1205394.4045 | 2582475.584 | 1205395.214
90 | 2582450.7656 | 1205415.8338 | 2582475.584 | 1205395.214
91 | 2582583.5494 | 1205393.353 | 2582592.533 | 1205408.0883
92 | 2582592.533 | 1205408.0883 | 2582594.5913 | 1205411.4644
93 | 2582603.3338 | 1205442.847 | 2582594.9818 | 1205429.973 | 2582597.8791 | 1205416.8573 | 2582594.5913 | 1205411.4644
94 | 2582693.136 | 1205278.681 | 2582657.186 | 1205301.5271
95 | 2582641.8892 | 1205311.2483 | 2582657.186 | 1205301.5271
96 | 2582641.8892 | 1205311.2483 | 2582620.8146 | 1205297.9775
97 | 2582641.8892 | 1205311.2483 | 2582644.197 | 1205313.07
98 | 2582611.5645 | 1205295.0467 | 2582620.3095 | 1205297.6594 | 2582620.8146 | 1205297.9775
99 | 2582611.5645 | 1205295.0467 | 2582597.4323 | 1205290.8244
100 | 2582674.5152 | 1205178.7301 | 2582678.2026 | 1205180.6683
101 | 2582660.6351 | 1205172.2839 | 2582671.0765 | 1205176.9226 | 2582674.5152 | 1205178.7301
102 | 2582660.6351 | 1205172.2839 | 2582656.0832 | 1205176.3327 | 2582649.8215 | 1205180.8868 | 2582640.3084 | 1205186.7845 | 2582630.3821 | 1205191.8496 | 2582625.5841 | 1205193.6121
103 | 2582607.6498 | 1205197.7638 | 2582616.0659 | 1205196.4829 | 2582622.3588 | 1205194.7969 | 2582625.5841 | 1205193.6121
104 | 2582607.6498 | 1205197.7638 | 2582579.7247 | 1205200.104
105 | 2582567.7711 | 1205182.1276 | 2582593.7829 | 1205184.4416 | 2582607.6498 | 1205197.7638
106 | 2582567.7711 | 1205182.1276 | 2582568.3675 | 1205163.4493
107 | 2582568.2554 | 1205160.1247 | 2582568.4119 | 1205162.0592 | 2582568.3675 | 1205163.4493
108 | 2582628.2039 | 1205180.472 | 2582615.4875 | 1205156.7882
109 | 2582628.2039 | 1205180.472 | 2582634.0151 | 1205177.9202 | 2582643.2183 | 1205172.6571 | 2582651.3069 | 1205166.0188 | 2582655.8426 | 1205162.1783
110 | 2582594.1266 | 1205117.0047 | 2582615.4875 | 1205156.7882
111 | 2582664.5946 | 1205154.7677 | 2582655.8426 | 1205162.1783
112 | 2582501.5665 | 1205141.3024 | 2582488.1742 | 1205113.2623
113 | 2582568.2554 | 1205160.1247 | 2582568.0962 | 1205158.158 | 2582566.8969 | 1205153.8147 | 2582566.4885 | 1205153.0676
114 | 2582587.9993 | 1205105.593 | 2582594.1266 | 1205117.0047
115 | 2582553.7619 | 1205129.7874 | 2582546.1271 | 1205115.8214 | 2582544.6343 | 1205112.5351
116 | 2582553.7619 | 1205129.7874 | 2582566.4885 | 1205153.0676
117 | 2582543.355 | 1205091.3384 | 2582543.8404 | 1205108.98 | 2582544.6343 | 1205112.5351
118 | 2582543.355 | 1205091.3384 | 2582548.3788 | 1205090.0229 | 2582551.9916 | 1205089.9678 | 2582555.5998 | 1205090.9577 | 2582587.9993 | 1205105.593

## bus_geodata
| x | y | coords
0 | 2582373.3645 | 1205234.3879
1 | 2582360.5759 | 1205212.4399
2 | 2582381.1627 | 1205245.7463
3 | 2582359.0162 | 1205209.0602
4 | 2582413.3276 | 1205237.6352
5 | 2582355.509 | 1205201.4602
6 | 2582407.261 | 1205272.3716
7 | 2582414.7685 | 1205280.0323
8 | 2582414.2993 | 1205237.3902
9 | 2582343.9957 | 1205176.5118
10 | 2582401.8344 | 1205294.0449
11 | 2582434.5049 | 1205238.4573
12 | 2582334.3372 | 1205346.5352
13 | 2582326.0324 | 1205354.9145
14 | 2582363.1745 | 1205317.4391
15 | 2582340.6534 | 1205377.4564
16 | 2582352.3236 | 1205313.4228
17 | 2582378.7614 | 1205308.0066
18 | 2582293.4484 | 1205324.0834
19 | 2582305.629 | 1205313.5613
20 | 2582271.7394 | 1205338.7673
21 | 2582339.9538 | 1205308.8444
22 | 2582379.0379 | 1205307.8393
23 | 2582320.2376 | 1205301.5468
24 | 2582287.2641 | 1205364.1166
25 | 2582247.3152 | 1205300.6396
26 | 2582383.2868 | 1205305.2682
27 | 2582449.8626 | 1205244.1088
28 | 2582478.6298 | 1205231.6837
29 | 2582413.4992 | 1205294.0104
30 | 2582480.4788 | 1205237.0812
31 | 2582472.5618 | 1205213.9887
32 | 2582433.751 | 1205290.7931
33 | 2582444.0767 | 1205169.3305
34 | 2582419.7238 | 1205131.4566
35 | 2582401.9263 | 1205094.0681
36 | 2582516.7561 | 1205217.8972
37 | 2582481.6452 | 1205244.4433
38 | 2582422.3098 | 1205085.9923
39 | 2582509.766 | 1205199.847
40 | 2582546.3203 | 1205206.1062
41 | 2582485.2219 | 1205267.017
42 | 2582343.6458 | 1205175.7534
43 | 2582333.5699 | 1205153.9198
44 | 2582326.6391 | 1205134.6216
45 | 2582431.0208 | 1205102.0864
46 | 2582327.3251 | 1205120.0382
47 | 2582513.0572 | 1205265.6489
48 | 2582495.9942 | 1205305.0306
49 | 2582476.4281 | 1205271.5579
50 | 2582520.9628 | 1205267.7594
51 | 2582498.9098 | 1205312.6838
52 | 2582469.5222 | 1205275.1239
53 | 2582504.1074 | 1205155.9782
54 | 2582574.8085 | 1205200.516
55 | 2582546.4693 | 1205275.4727
56 | 2582503.9846 | 1205326.0053
57 | 2582449.0185 | 1205284.1622
58 | 2582479.0149 | 1205094.0848
59 | 2582308.178 | 1205289.8985
60 | 2582291.0761 | 1205276.1637
61 | 2582301.2374 | 1205255.6634
62 | 2582291.2009 | 1205239.7941
63 | 2582557.1369 | 1205278.6986
64 | 2582563.4203 | 1205280.5987
65 | 2582589.5773 | 1205288.4776
66 | 2582282.888 | 1205228.5846
67 | 2582284.6222 | 1205215.8614
68 | 2582269.2647 | 1205197.6827
69 | 2582274.565 | 1205203.9567
70 | 2582279.9509 | 1205210.332
71 | 2582368.6207 | 1205487.3665
72 | 2582402.8009 | 1205473.204
73 | 2582384.6296 | 1205445.2568
74 | 2582443.128 | 1205401.1066
75 | 2582446.9267 | 1205396.9713
76 | 2582465.6319 | 1205378.6493
77 | 2582471.7675 | 1205373.9602
78 | 2582474.298 | 1205354.0304
79 | 2582480.4504 | 1205348.2224
80 | 2582505.4065 | 1205328.6819
81 | 2582520.7955 | 1205357.651
82 | 2582538.6323 | 1205386.4789
83 | 2582503.954 | 1205371.6434
84 | 2582494.1343 | 1205379.8019
85 | 2582476.5583 | 1205394.4045
86 | 2582475.584 | 1205395.214
87 | 2582583.5494 | 1205393.353
88 | 2582450.7656 | 1205415.8338
89 | 2582592.533 | 1205408.0883
90 | 2582594.5913 | 1205411.4644
91 | 2582603.3338 | 1205442.847
92 | 2582693.136 | 1205278.681
93 | 2582657.186 | 1205301.5271
94 | 2582641.8892 | 1205311.2483
95 | 2582620.8146 | 1205297.9775
96 | 2582644.197 | 1205313.07
97 | 2582611.5645 | 1205295.0467
98 | 2582674.5152 | 1205178.7301
99 | 2582678.2026 | 1205180.6683
100 | 2582660.6351 | 1205172.2839
101 | 2582625.5841 | 1205193.6121
102 | 2582607.6498 | 1205197.7638
103 | 2582579.7247 | 1205200.104
104 | 2582567.7711 | 1205182.1276
105 | 2582597.4323 | 1205290.8244
106 | 2582568.3675 | 1205163.4493
107 | 2582628.2039 | 1205180.472
108 | 2582615.4875 | 1205156.7882
109 | 2582655.8426 | 1205162.1783
110 | 2582501.5665 | 1205141.3024
111 | 2582568.2554 | 1205160.1247
112 | 2582594.1266 | 1205117.0047
113 | 2582664.5946 | 1205154.7677
114 | 2582553.7619 | 1205129.7874
115 | 2582544.6343 | 1205112.5351
116 | 2582566.4885 | 1205153.0676
117 | 2582543.355 | 1205091.3384
118 | 2582587.9993 | 1205105.593
119 | 2582488.1742 | 1205113.2623
120 | 2582480.4788 | 1205237.0812

## line_std_types
| c_nf_per_km | r_ohm_per_km | x_ohm_per_km | max_i_ka | type | q_mm2 | alpha | voltage_rating
NAYY 4x50 SE | 210 | 0.642 | 0.083 | 0.142 | cs | 50 | 0.00403 | LV
NAYY 4x120 SE | 264 | 0.225 | 0.08 | 0.242 | cs | 120 | 0.00403 | LV
NAYY 4x150 SE | 261 | 0.208 | 0.08 | 0.27 | cs | 150 | 0.00403 | LV
NA2XS2Y 1x95 RM/25 12/20 kV | 216 | 0.313 | 0.132 | 0.252 | cs | 95 | 0.00403 | MV
NA2XS2Y 1x185 RM/25 12/20 kV | 273 | 0.161 | 0.117 | 0.362 | cs | 185 | 0.00403 | MV
NA2XS2Y 1x240 RM/25 12/20 kV | 304 | 0.122 | 0.112 | 0.421 | cs | 240 | 0.00403 | MV
NA2XS2Y 1x95 RM/25 6/10 kV | 315 | 0.313 | 0.123 | 0.249 | cs | 95 | 0.00403 | MV
NA2XS2Y 1x185 RM/25 6/10 kV | 406 | 0.161 | 0.11 | 0.358 | cs | 185 | 0.00403 | MV
NA2XS2Y 1x240 RM/25 6/10 kV | 456 | 0.122 | 0.105 | 0.416 | cs | 240 | 0.00403 | MV
NA2XS2Y 1x150 RM/25 12/20 kV | 250 | 0.206 | 0.116 | 0.319 | cs | 150 | 0.00403 | MV
NA2XS2Y 1x120 RM/25 12/20 kV | 230 | 0.253 | 0.119 | 0.283 | cs | 120 | 0.00403 | MV
NA2XS2Y 1x70 RM/25 12/20 kV | 190 | 0.443 | 0.132 | 0.22 | cs | 70 | 0.00403 | MV
NA2XS2Y 1x150 RM/25 6/10 kV | 360 | 0.206 | 0.11 | 0.315 | cs | 150 | 0.00403 | MV
NA2XS2Y 1x120 RM/25 6/10 kV | 340 | 0.253 | 0.113 | 0.28 | cs | 120 | 0.00403 | MV
NA2XS2Y 1x70 RM/25 6/10 kV | 280 | 0.443 | 0.123 | 0.217 | cs | 70 | 0.00403 | MV
N2XS(FL)2Y 1x120 RM/35 64/110 kV | 112 | 0.153 | 0.166 | 0.366 | cs | 120 | 0.00393 | HV
N2XS(FL)2Y 1x185 RM/35 64/110 kV | 125 | 0.099 | 0.156 | 0.457 | cs | 185 | 0.00393 | HV
N2XS(FL)2Y 1x240 RM/35 64/110 kV | 135 | 0.075 | 0.149 | 0.526 | cs | 240 | 0.00393 | HV
N2XS(FL)2Y 1x300 RM/35 64/110 kV | 144 | 0.06 | 0.144 | 0.588 | cs | 300 | 0.00393 | HV
15-AL1/3-ST1A 0.4 | 11 | 1.8769 | 0.35 | 0.105 | ol | 16 | 0.00403 | LV
24-AL1/4-ST1A 0.4 | 11.25 | 1.2012 | 0.335 | 0.14 | ol | 24 | 0.00403 | LV
48-AL1/8-ST1A 0.4 | 12.2 | 0.5939 | 0.3 | 0.21 | ol | 48 | 0.00403 | LV
94-AL1/15-ST1A 0.4 | 13.2 | 0.306 | 0.29 | 0.35 | ol | 94 | 0.00403 | LV
34-AL1/6-ST1A 10.0 | 9.7 | 0.8342 | 0.36 | 0.17 | ol | 34 | 0.00403 | MV
48-AL1/8-ST1A 10.0 | 10.1 | 0.5939 | 0.35 | 0.21 | ol | 48 | 0.00403 | MV
70-AL1/11-ST1A 10.0 | 10.4 | 0.4132 | 0.339 | 0.29 | ol | 70 | 0.00403 | MV
94-AL1/15-ST1A 10.0 | 10.75 | 0.306 | 0.33 | 0.35 | ol | 94 | 0.00403 | MV
122-AL1/20-ST1A 10.0 | 11.1 | 0.2376 | 0.323 | 0.41 | ol | 122 | 0.00403 | MV
149-AL1/24-ST1A 10.0 | 11.25 | 0.194 | 0.315 | 0.47 | ol | 149 | 0.00403 | MV
34-AL1/6-ST1A 20.0 | 9.15 | 0.8342 | 0.382 | 0.17 | ol | 34 | 0.00403 | MV
48-AL1/8-ST1A 20.0 | 9.5 | 0.5939 | 0.372 | 0.21 | ol | 48 | 0.00403 | MV
70-AL1/11-ST1A 20.0 | 9.7 | 0.4132 | 0.36 | 0.29 | ol | 70 | 0.00403 | MV
94-AL1/15-ST1A 20.0 | 10 | 0.306 | 0.35 | 0.35 | ol | 94 | 0.00403 | MV
122-AL1/20-ST1A 20.0 | 10.3 | 0.2376 | 0.344 | 0.41 | ol | 122 | 0.00403 | MV
149-AL1/24-ST1A 20.0 | 10.5 | 0.194 | 0.337 | 0.47 | ol | 149 | 0.00403 | MV
184-AL1/30-ST1A 20.0 | 10.75 | 0.1571 | 0.33 | 0.535 | ol | 184 | 0.00403 | MV
243-AL1/39-ST1A 20.0 | 11 | 0.1188 | 0.32 | 0.645 | ol | 243 | 0.00403 | MV
48-AL1/8-ST1A 110.0 | 8 | 0.5939 | 0.46 | 0.21 | ol | 48 | 0.00403 | HV
70-AL1/11-ST1A 110.0 | 8.4 | 0.4132 | 0.45 | 0.29 | ol | 70 | 0.00403 | HV
94-AL1/15-ST1A 110.0 | 8.65 | 0.306 | 0.44 | 0.35 | ol | 94 | 0.00403 | HV
122-AL1/20-ST1A 110.0 | 8.5 | 0.2376 | 0.43 | 0.41 | ol | 122 | 0.00403 | HV
149-AL1/24-ST1A 110.0 | 8.75 | 0.194 | 0.41 | 0.47 | ol | 149 | 0.00403 | HV
184-AL1/30-ST1A 110.0 | 8.8 | 0.1571 | 0.4 | 0.535 | ol | 184 | 0.00403 | HV
243-AL1/39-ST1A 110.0 | 9 | 0.1188 | 0.39 | 0.645 | ol | 243 | 0.00403 | HV
305-AL1/39-ST1A 110.0 | 9.2 | 0.0949 | 0.38 | 0.74 | ol | 305 | 0.00403 | HV
490-AL1/64-ST1A 110.0 | 9.75 | 0.059 | 0.37 | 0.96 | ol | 490 | 0.00403 | HV
679-AL1/86-ST1A 110.0 | 9.95 | 0.042 | 0.36 | 1.15 | ol | 679 | 0.00403 | HV
490-AL1/64-ST1A 220.0 | 10 | 0.059 | 0.285 | 0.96 | ol | 490 | 0.00403 | HV
679-AL1/86-ST1A 220.0 | 11.7 | 0.042 | 0.275 | 1.15 | ol | 679 | 0.00403 | HV
490-AL1/64-ST1A 380.0 | 11 | 0.059 | 0.253 | 0.96 | ol | 490 | 0.00403 | HV
679-AL1/86-ST1A 380.0 | 14.6 | 0.042 | 0.25 | 1.15 | ol | 679 | 0.00403 | HV

## trafo_std_types
| i0_percent | pfe_kw | vkr_percent | sn_mva | vn_lv_kv | vn_hv_kv | vk_percent | shift_degree | vector_group | tap_side | tap_neutral | tap_min | tap_max | tap_step_degree | tap_step_percent | tap_phase_shifter
160 MVA 380/110 kV | 0.06 | 60 | 0.25 | 160 | 110 | 380 | 12.2 | 0 | Yy0 | hv | 0 | -9 | 9 | 0 | 1.5 | FALSE
100 MVA 220/110 kV | 0.06 | 55 | 0.26 | 100 | 110 | 220 | 12 | 0 | Yy0 | hv | 0 | -9 | 9 | 0 | 1.5 | FALSE
63 MVA 110/20 kV | 0.04 | 22 | 0.32 | 63 | 20 | 110 | 18 | 150 | YNd5 | hv | 0 | -9 | 9 | 0 | 1.5 | FALSE
40 MVA 110/20 kV | 0.05 | 18 | 0.34 | 40 | 20 | 110 | 16.2 | 150 | YNd5 | hv | 0 | -9 | 9 | 0 | 1.5 | FALSE
25 MVA 110/20 kV | 0.07 | 14 | 0.41 | 25 | 20 | 110 | 12 | 150 | YNd5 | hv | 0 | -9 | 9 | 0 | 1.5 | FALSE
63 MVA 110/10 kV | 0.04 | 22 | 0.32 | 63 | 10 | 110 | 18 | 150 | YNd5 | hv | 0 | -9 | 9 | 0 | 1.5 | FALSE
40 MVA 110/10 kV | 0.05 | 18 | 0.34 | 40 | 10 | 110 | 16.2 | 150 | YNd5 | hv | 0 | -9 | 9 | 0 | 1.5 | FALSE
25 MVA 110/10 kV | 0.07 | 14 | 0.41 | 25 | 10 | 110 | 12 | 150 | YNd5 | hv | 0 | -9 | 9 | 0 | 1.5 | FALSE
0.25 MVA 20/0.4 kV | 0.32 | 0.8 | 1.44 | 0.25 | 0.4 | 20 | 6 | 150 | Yzn5 | hv | 0 | -2 | 2 | 0 | 2.5 | FALSE
0.4 MVA 20/0.4 kV | 0.3375 | 1.35 | 1.425 | 0.4 | 0.4 | 20 | 6 | 150 | Dyn5 | hv | 0 | -2 | 2 | 0 | 2.5 | FALSE
0.63 MVA 20/0.4 kV | 0.2619 | 1.65 | 1.206 | 0.63 | 0.4 | 20 | 6 | 150 | Dyn5 | hv | 0 | -2 | 2 | 0 | 2.5 | FALSE
0.25 MVA 10/0.4 kV | 0.24 | 0.6 | 1.2 | 0.25 | 0.4 | 10 | 4 | 150 | Dyn5 | hv | 0 | -2 | 2 | 0 | 2.5 | FALSE
0.4 MVA 10/0.4 kV | 0.2375 | 0.95 | 1.325 | 0.4 | 0.4 | 10 | 4 | 150 | Dyn5 | hv | 0 | -2 | 2 | 0 | 2.5 | FALSE
0.63 MVA 10/0.4 kV | 0.1873 | 1.18 | 1.0794 | 0.63 | 0.4 | 10 | 4 | 150 | Dyn5 | hv | 0 | -2 | 2 | 0 | 2.5 | FALSE

## trafo3w_std_types
| sn_hv_mva | sn_mv_mva | sn_lv_mva | vn_hv_kv | vn_mv_kv | vn_lv_kv | vk_hv_percent | vk_mv_percent | vk_lv_percent | vkr_hv_percent | vkr_mv_percent | vkr_lv_percent | pfe_kw | i0_percent | shift_mv_degree | shift_lv_degree | vector_group | tap_side | tap_neutral | tap_min | tap_max | tap_step_percent
63/25/38 MVA 110/20/10 kV | 63 | 25 | 38 | 110 | 20 | 10 | 10.4 | 10.4 | 10.4 | 0.28 | 0.32 | 0.35 | 35 | 0.89 | 0 | 0 | YN0yn0yn0 | hv | 0 | -10 | 10 | 1.2
63/25/38 MVA 110/10/10 kV | 63 | 25 | 38 | 110 | 10 | 10 | 10.4 | 10.4 | 10.4 | 0.28 | 0.32 | 0.35 | 35 | 0.89 | 0 | 0 | YN0yn0yn0 | hv | 0 | -10 | 10 | 1.2

## fuse_std_types
| fuse_type | i_rated_a | t_avg | t_min | t_total | x_avg | x_min | x_total
HV 100A | HV 100A | 100 | 0 | [10.0, 3.64, 0.854, 0.281, 0.1, 0.0531, 0.022, 0.01] | [10.0, 4.267, 1.21, 0.403, 0.1, 0.058, 0.022, 0.01] | 0 | [300.0, 350.0, 450.0, 550.0, 700.0, 850.0, 1200.0, 1752.0] | [600.0, 700.0, 900.0, 1150.0, 1665.0, 2000.0, 3000.0, 4313.0]
HV 10A | HV 10A | 10 | 0 | [10.0, 1675.0, 0.344, 0.156, 0.1, 0.0417, 0.0171, 0.01] | [10.0, 1.3, 0.3, 0.155, 0.1, 0.0555, 0.023, 0.01] | 0 | [30.0, 32.0, 35.0, 37.0, 39.0, 50.0, 70.0, 88.0] | [60.0, 70.0, 80.0, 87.0, 94.0, 110.0, 150.0, 216.0]
HV 125A | HV 125A | 125 | 0 | [10.0, 1.82, 0.344, 0.1, 0.0467, 0.0269, 0.01] | [10.0, 2.478, 0.426, 0.1, 0.0427, 0.0211, 0.01] | 0 | [375.0, 500.0, 700.0, 925.0, 1200.0, 1500.0, 2341.0] | [750.0, 1000.0, 1500.0, 2200.0, 3000.0, 4000.0, 5765.0]
HV 160A | HV 160A | 160 | 0 | [10.0, 4.15, 1.03, 0.198, 0.1, 0.051, 0.0172, 0.01] | [10.0, 2.3, 0.734, 0.274, 0.1, 0.046, 0.0177, 0.01] | 0 | [480.0, 550.0, 700.0, 1000.0, 1260.0, 1600.0, 2500.0, 3227.0] | [960.0, 1300.0, 1700.0, 2200.0, 2996.0, 4000.0, 6000.0, 7946.0]
HV 16A | HV 16A | 16 | 0 | [10.0, 0.352, 0.164, 0.1, 0.0649, 0.0342, 0.01] | [10.0, 2.34, 0.722, 0.181, 0.1, 0.055, 0.0296, 0.01] | 0 | [48.0, 60.0, 65.0, 71.0, 80.0, 100.0, 162.0] | [96.0, 110.0, 125.0, 150.0, 168.0, 200.0, 250.0, 398.0]
HV 200A | HV 200A | 200 | 0 | [10.0, 4.267, 1.21, 0.403, 0.1, 0.058, 0.022, 0.01] | [10.0, 3.73, 1.654, 0.328, 0.1, 0.0531, 0.019, 0.01] | 0 | [600.0, 700.0, 900.0, 1150.0, 1665.0, 2000.0, 3000.0, 4313.0] | [1200.0, 1500.0, 1800.0, 2700.0, 3960.0, 5000.0, 7500.0, 10620.0]
HV 20A | HV 20A | 20 | 0 | [10.0, 1.3, 0.3, 0.155, 0.1, 0.0555, 0.023, 0.01] | [10.0, 1.3, 0.161, 0.1, 0.0611, 0.0399, 0.0141, 0.01] | 0 | [60.0, 70.0, 80.0, 87.0, 94.0, 110.0, 150.0, 216.0] | [120.0, 150.0, 200.0, 223.0, 260.0, 300.0, 450.0, 532.0]
HV 25A | HV 25A | 25 | 0 | [10.0, 2.512, 0.833, 0.299, 0.1, 0.0372, 0.0223, 0.01] | [10.0, 3.125, 0.597, 0.198, 0.1, 0.0378, 0.022, 0.01] | 0 | [75.0, 82.0, 90.0, 100.0, 124.0, 170.0, 200.0, 289.0] | [150.0, 170.0, 210.0, 250.0, 294.0, 400.0, 500.0, 711.0]
HV 31.5A | HV 31.5A | 31.5 | 0 | [10.0, 2.34, 0.722, 0.181, 0.1, 0.055, 0.0296, 0.01] | [10.0, 2.84, 0.368, 0.164, 0.1, 0.0621, 0.0378, 0.0195, 0.01] | 0 | [95.0, 110.0, 125.0, 150.0, 165.0, 200.0, 250.0, 390.0] | [189.0, 220.0, 300.0, 350.0, 393.0, 450.0, 530.0, 700.0, 960.0]
HV 40A | HV 40A | 40 | 0 | [10.0, 1.3, 0.161, 0.1, 0.0611, 0.0399, 0.0141, 0.01] | [10.0, 2.05, 0.369, 0.198, 0.1, 0.051, 0.0298, 0.01] | 0 | [120.0, 150.0, 200.0, 223.0, 260.0, 300.0, 450.0, 532.0] | [240.0, 300.0, 400.0, 450.0, 530.0, 650.0, 800.0, 1311.0]
HV 50A | HV 50A | 50 | 0 | [10.0, 3.215, 0.597, 0.198, 0.1, 0.0378, 0.022, 0.01] | [10.0, 3.64, 0.854, 0.281, 0.1, 0.0531, 0.022, 0.01] | 0 | [150.0, 170.0, 210.0, 250.0, 294.0, 400.0, 500.0, 711.0] | [300.0, 350.0, 450.0, 550.0, 700.0, 850.0, 1200.0, 1752.0]
HV 6.3A | HV 6.3A | 6.3 | 0 | [10.0, 1.39, 0.344, 0.168, 0.1, 0.056, 0.0263, 0.01] | [10.0, 1.711, 0.516, 0.198, 0.1, 0.0634, 0.0303, 0.01] | 0 | [19.0, 19.5, 20.4, 20.8, 22.0, 25.0, 32.0, 48.0] | [38.0, 40.0, 43.0, 48.0, 53.0, 60.0, 75.0, 118.0]
HV 63A | HV 63A | 63 | 0 | [10.0, 2.84, 0.368, 0.164, 0.1, 0.0621, 0.0378, 0.0195, 0.01] | [10.0, 1.82, 0.344, 0.1, 0.0467, 0.0269, 0.01] | 0 | [189.0, 220.0, 300.0, 350.0, 393.0, 450.0, 530.0, 700.0, 961.0] | [378.0, 500.0, 700.0, 934.0, 1200.0, 1500.0, 2366.0]
HV 80A | HV 80A | 80 | 0 | [10.0, 2.05, 0.369, 0.198, 0.1, 0.051, 0.0298, 0.01] | [10.0, 4.15, 1.03, 0.198, 0.1, 0.051, 0.0172, 0.01] | 0 | [240.0, 300.0, 400.0, 450.0, 530.0, 650.0, 800.0, 1311.0] | [480.0, 550.0, 700.0, 1000.0, 1260.0, 1600.0, 2500.0, 3227.0]
Siemens NH-1-100 | Siemens NH-1-100 | 100 | [5400.0, 2000.0, 400.0, 20.0, 1.0, 0.2, 0.012, 0.004] | 0 | 0 | [150.0, 190.0, 250.0, 430.0, 900.0, 1250.0, 2700.0, 3600.0] | 0 | 0
Siemens NH-1-125 | Siemens NH-1-125 | 125 | [4800.0, 120.0, 7.0, 0.1, 0.004] | 0 | 0 | [180.0, 400.0, 740.0, 2000.0, 4250.0] | 0 | 0
Siemens NH-1-16 | Siemens NH-1-16 | 16 | [4000.0, 400.0, 2.0, 0.1, 0.04, 0.01] | 0 | 0 | [26.0, 35.0, 75.0, 150.0, 200.0, 300.0] | 0 | 0
Siemens NH-1-160 | Siemens NH-1-160 | 160 | [4800.0, 120.0, 7.0, 0.1, 0.004] | 0 | 0 | [210.0, 500.0, 900.0, 2300.0, 5000.0] | 0 | 0
Siemens NH-1-25 | Siemens NH-1-25 | 25 | [4000.0, 1000.0, 10.0, 0.2, 0.02, 0.01] | 0 | 0 | [40.0, 50.0, 100.0, 210.0, 400.0, 500.0] | 0 | 0
Siemens NH-1-50 | Siemens NH-1-50 | 50 | [4000.0, 40.0, 4.0, 1.0, 0.02, 0.01] | 0 | 0 | [86.0, 200.0, 300.0, 400.0, 1000.0, 1280.0] | 0 | 0
Siemens NH-1-63 | Siemens NH-1-63 | 63 | [4000.0, 100.0, 10.0, 2.0, 0.04, 0.01] | 0 | 0 | [100.0, 200.0, 300.0, 400.0, 1000.0, 1500.0] | 0 | 0
Siemens NH-1-80 | Siemens NH-1-80 | 80 | [4800.0, 120.0, 7.0, 0.1, 0.01] | 0 | 0 | [150.58, 250.0, 450.0, 1150.0, 2470.0] | 0 | 0
Siemens NH-2-1000 | Siemens NH-2-1000 | 1000 | [4800.0, 120.0, 7.0, 0.1, 0.004] | 0 | 0 | [1900.0, 3500.0, 8400.0, 24000.0, 52000.0] | 0 | 0
Siemens NH-2-200 | Siemens NH-2-200 | 200 | [4800.0, 120.0, 7.0, 0.1, 0.004] | 0 | 0 | [280.0, 650.0, 1200.0, 3000.0, 7000.0] | 0 | 0
Siemens NH-2-224 | Siemens NH-2-224 | 224 | [4800.0, 120.0, 7.0, 0.2, 0.04, 0.004] | 0 | 0 | [400.0, 750.0, 1453.0, 3025.0, 4315.0, 7600.0] | 0 | 0
Siemens NH-2-250 | Siemens NH-2-250 | 250 | [4800.0, 120.0, 7.0, 0.1, 0.004] | 0 | 0 | [450.0, 800.0, 1650.0, 4000.0, 8500.0] | 0 | 0
Siemens NH-2-315 | Siemens NH-2-315 | 315 | [4800.0, 120.0, 7.0, 0.1, 0.004] | 0 | 0 | [550.0, 920.0, 1900.0, 5000.0, 11000.0] | 0 | 0
Siemens NH-2-355 | Siemens NH-2-355 | 355 | [4800.0, 120.0, 6.0, 0.1, 0.004] | 0 | 0 | [650.0, 1116.27, 2350.0, 5840.0, 12790.0] | 0 | 0
Siemens NH-2-400 | Siemens NH-2-400 | 400 | [4800.0, 120.0, 7.0, 0.1, 0.004] | 0 | 0 | [720.0, 1350.0, 2800.0, 6500.0, 15000.0] | 0 | 0
Siemens NH-2-425 | Siemens NH-2-425 | 425 | [4800.0, 120.0, 7.0, 0.1, 0.004] | 0 | 0 | [850.0, 1500.0, 3050.0, 7500.0, 16500.0] | 0 | 0
Siemens NH-2-630 | Siemens NH-2-630 | 630 | [4800.0, 120.0, 7.0, 0.1, 0.004] | 0 | 0 | [1200.0, 2000.0, 4800.0, 12000.0, 26000.0] | 0 | 0

## res_bus
| vm_pu | va_degree | p_mw | q_mvar
0 | 0.9951 | -0.034324 | 0.0033982 | 0.00085166
1 | 0.99466 | -0.037413 | 0.0020236 | 0.00050717
2 | 0.9954 | -0.032184 | 0 | 0
3 | 0.99461 | -0.037788 | 0.00032035 | 8.0287e-05
4 | 0.99614 | -0.027036 | 0.0016281 | 0.00040804
5 | 0.99449 | -0.038605 | 0.0011985 | 0.00030036
6 | 0.993 | -0.048991 | 0.0033266 | 0.00083373
7 | 0.99305 | -0.04863 | 0 | 0
8 | 0.99616 | -0.026864 | 0.0057067 | 0.0014302
9 | 0.99416 | -0.040955 | 0.0020871 | 0.00052308
10 | 0.99315 | -0.047989 | 0 | 0
11 | 0.99685 | -0.02202 | 0.0095373 | 0.0023903
12 | 0.99163 | -0.058678 | 0.00020674 | 5.1815e-05
13 | 0.99163 | -0.058697 | 0 | 0
14 | 0.99165 | -0.058524 | 0 | 0
15 | 0.99162 | -0.058739 | 0.00015597 | 3.909e-05
16 | 0.9913 | -0.060992 | 0.0014791 | 0.00037069
17 | 0.99221 | -0.054574 | 4.6088e-05 | 1.1551e-05
18 | 0.99021 | -0.068684 | 0 | 0
19 | 0.99025 | -0.068441 | 0.0020635 | 0.00051717
20 | 0.99016 | -0.069079 | 0 | 0
21 | 0.99093 | -0.063608 | 0.00011192 | 2.805e-05
22 | 0.99222 | -0.054504 | 4.7505e-05 | 1.1906e-05
23 | 0.99034 | -0.067758 | 0 | 0
24 | 0.99014 | -0.06923 | 0.00049784 | 0.00012477
25 | 0.99009 | -0.069529 | 0.00097398 | 0.0002441
26 | 0.99237 | -0.053423 | 0.0032821 | 0.00082257
27 | 0.99761 | -0.016716 | 0 | 0
28 | 0.99905 | -0.0065995 | 0 | 0
29 | 0.99362 | -0.044675 | 0.0051507 | 0.0012909
30 | 0.9994 | -0.0041709 | 0 | 0
31 | 0.99878 | -0.0085239 | 0.010285 | 0.0025776
32 | 0.99462 | -0.037656 | 0.0025473 | 0.00063843
33 | 0.99074 | -0.064941 | 0.0041879 | 0.0010496
34 | 0.99101 | -0.063023 | 0.0026366 | 0.00066079
35 | 0.99142 | -0.060147 | 0 | 0
36 | 0.99531 | -0.032714 | 0 | 0
37 | 1 | 0 | -0.23905 | -0.059905
38 | 0.99163 | -0.058629 | 0 | 0
39 | 0.99463 | -0.037477 | 0.0088691 | 0.0022228
40 | 0.99324 | -0.0472 | 0.0046307 | 0.0011606
41 | 0.99796 | -0.014256 | 0 | 0
42 | 0.99415 | -0.041009 | 0.001994 | 0.00049975
43 | 0.994 | -0.042074 | 0.00069467 | 0.0001741
44 | 0.99389 | -0.042848 | 0.0024523 | 0.0006146
45 | 0.99181 | -0.057352 | 0.0015949 | 0.00039973
46 | 0.99386 | -0.043032 | 0.0012357 | 0.0003097
47 | 0.99666 | -0.023305 | 0.0048529 | 0.0012162
48 | 0.99527 | -0.033106 | 0.0046497 | 0.0011653
49 | 0.99732 | -0.018724 | 0.0011442 | 0.00028677
50 | 0.99634 | -0.025578 | 0.0010305 | 0.00025826
51 | 0.99476 | -0.036632 | 0.0048445 | 0.0012141
52 | 0.99683 | -0.022148 | 0.0017108 | 0.00042876
53 | 0.99356 | -0.045001 | 0 | 0
54 | 0.99155 | -0.059123 | 0.0017586 | 0.00044075
55 | 0.99533 | -0.032677 | 0.0043175 | 0.0010821
56 | 0.99399 | -0.04208 | 0 | 0
57 | 0.99547 | -0.031651 | 0.006373 | 0.0015972
58 | 0.9924 | -0.053184 | 0 | 0
59 | 0.98996 | -0.070462 | 0 | 0
60 | 0.98988 | -0.071015 | 0.0024747 | 0.00062023
61 | 0.98929 | -0.075241 | 0.0023534 | 0.00058981
62 | 0.98898 | -0.077373 | 0.0018253 | 0.00045746
63 | 0.99498 | -0.035165 | 0.00040293 | 0.00010098
64 | 0.99477 | -0.036604 | 0.0038587 | 0.00096707
65 | 0.99407 | -0.041536 | 0.0067419 | 0.0016897
66 | 0.9888 | -0.078684 | 0.0048142 | 0.0012066
67 | 0.98872 | -0.079258 | 0.00066285 | 0.00016613
68 | 0.98864 | -0.079831 | 0.0011371 | 0.00028498
69 | 0.98865 | -0.079736 | 0.0012417 | 0.00031121
70 | 0.98868 | -0.079533 | 0.0013384 | 0.00033543
71 | 0.99211 | -0.055379 | 0.00032897 | 8.2448e-05
72 | 0.99212 | -0.055255 | 0.0031995 | 0.00080186
73 | 0.99229 | -0.054061 | 0 | 0
74 | 0.99267 | -0.051414 | 0.00094597 | 0.00023708
75 | 0.9927 | -0.051158 | 0.00090156 | 0.00022595
76 | 0.99291 | -0.049724 | 0.0015587 | 0.00039064
77 | 0.99298 | -0.049181 | 0.0013039 | 0.00032678
78 | 0.99326 | -0.047205 | 0.0035508 | 0.00088991
79 | 0.99341 | -0.046194 | 0.00076599 | 0.00019198
80 | 0.99388 | -0.042854 | 0.00049638 | 0.0001244
81 | 0.99271 | -0.051078 | 0 | 0
82 | 0.99236 | -0.053553 | 0.00091219 | 0.00022862
83 | 0.99216 | -0.054979 | 0.0043829 | 0.0010985
84 | 0.99192 | -0.056687 | 0.0084122 | 0.0021083
85 | 0.99176 | -0.057795 | 0.0014942 | 0.00037449
86 | 0.99176 | -0.057837 | 0.0018486 | 0.0004633
87 | 0.99195 | -0.056449 | 0.0023861 | 0.00059802
88 | 0.99169 | -0.058307 | 0.0014329 | 0.00035912
89 | 0.99186 | -0.057131 | 0.0012322 | 0.00030882
90 | 0.99184 | -0.057238 | 0.0014968 | 0.00037513
91 | 0.99178 | -0.057653 | 0.001164 | 0.00029173
92 | 0.99334 | -0.046705 | 0.0016418 | 0.00041148
93 | 0.99344 | -0.045997 | 0.0014086 | 0.00035302
94 | 0.99352 | -0.045437 | 0 | 0
95 | 0.99368 | -0.044274 | 0.0019222 | 0.00048175
96 | 0.99351 | -0.045483 | 0.0015611 | 0.00039124
97 | 0.99377 | -0.043631 | 0.0013263 | 0.00033241
98 | 0.98869 | -0.079287 | 0.0037276 | 0.00093422
99 | 0.98867 | -0.079451 | 0.0038439 | 0.00096338
100 | 0.98886 | -0.078104 | 0 | 0
101 | 0.98931 | -0.074913 | 0.0089839 | 0.0022516
102 | 0.98975 | -0.071796 | 0 | 0
103 | 0.99127 | -0.06106 | 0.0010029 | 0.00025135
104 | 0.98837 | -0.081556 | 0 | 0
105 | 0.99394 | -0.042458 | 0.0032718 | 0.00081998
106 | 0.9878 | -0.085585 | 0.0021029 | 0.00052703
107 | 0.98515 | -0.10439 | 0 | 0
108 | 0.9853 | -0.10333 | 0.0016642 | 0.00041708
109 | 0.98497 | -0.10572 | 0.0019699 | 0.0004937
110 | 0.99322 | -0.047393 | 0.0028986 | 0.00072646
111 | 0.98771 | -0.086232 | 0.0030943 | 0.0007755
112 | 0.98566 | -0.10076 | 0.0029764 | 0.00074596
113 | 0.98494 | -0.10594 | 0.0018814 | 0.00047153
114 | 0.987 | -0.091232 | 0.0022482 | 0.00056345
115 | 0.98667 | -0.093586 | 0.0032535 | 0.0008154
116 | 0.98754 | -0.087424 | 0.0018769 | 0.00047039
117 | 0.98641 | -0.095444 | 0 | 0
118 | 0.98582 | -0.099633 | 0 | 0
119 | 0.99266 | -0.051367 | 0.0041952 | 0.0010514
120 | 0.99998 | 149.9947 | 0 | 0

## res_line
| p_from_mw | q_from_mvar | p_to_mw | q_to_mvar | pl_mw | ql_mvar | i_from_ka | i_to_ka | i_ka | vm_from_pu | va_from_degree | vm_to_pu | va_to_degree | loading_percent
0 | 0.012017 | 0.0030115 | -0.012012 | -0.0030099 | 5.1363e-06 | 1.6445e-06 | 0.017969 | 0.017969 | 0.017969 | 0.9951 | -0.034324 | 0.99466 | -0.037413 | 6.6553
1 | -0.015415 | -0.0038632 | 0.01542 | 0.0038647 | 4.568e-06 | 1.5779e-06 | 0.023051 | 0.023051 | 0.023051 | 0.9951 | -0.034324 | 0.9954 | -0.032184 | 8.5373
2 | 0.0099881 | 0.0025027 | -0.0099876 | -0.0025025 | 5.1857e-07 | 1.5114e-07 | 0.014942 | 0.014942 | 0.014942 | 0.99466 | -0.037413 | 0.99461 | -0.037788 | 5.5341
3 | -0.01542 | -0.0038647 | 0.015431 | 0.0038685 | 1.0998e-05 | 3.7985e-06 | 0.023051 | 0.02305 | 0.023051 | 0.9954 | -0.032184 | 0.99614 | -0.027036 | 8.5372
4 | 0.0096672 | 0.0024222 | -0.0096661 | -0.0024219 | 1.0925e-06 | 3.1158e-07 | 0.014463 | 0.014463 | 0.014463 | 0.99461 | -0.037788 | 0.99449 | -0.038605 | 5.3566
5 | -0.017059 | -0.0042766 | 0.017059 | 0.0042767 | 4.0603e-07 | 1.4312e-07 | 0.025482 | 0.025482 | 0.025482 | 0.99614 | -0.027036 | 0.99616 | -0.026864 | 9.4379
6 | 0.0084677 | 0.0021216 | -0.0084649 | -0.0021209 | 2.7522e-06 | 7.0214e-07 | 0.01267 | 0.01267 | 0.01267 | 0.99449 | -0.038605 | 0.99416 | -0.040955 | 4.6925
7 | -0.0033266 | -0.00083373 | 0.0033268 | 0.00083366 | 1.6632e-07 | -7.4795e-08 | 0.004985 | 0.0049849 | 0.004985 | 0.993 | -0.048991 | 0.99305 | -0.04863 | 1.8463
8 | -0.0033268 | -0.00083366 | 0.0033271 | 0.00083352 | 2.9532e-07 | -1.3285e-07 | 0.0049849 | 0.0049848 | 0.0049849 | 0.99305 | -0.04863 | 0.99315 | -0.047989 | 1.8463
9 | -0.022766 | -0.0057069 | 0.022781 | 0.0057125 | 1.5283e-05 | 5.6022e-06 | 0.034007 | 0.034007 | 0.034007 | 0.99616 | -0.026864 | 0.99685 | -0.02202 | 12.5951
10 | 0.0063778 | 0.0015978 | -0.0063778 | -0.0015978 | 4.7492e-08 | 7.4361e-09 | 0.0095458 | 0.0095458 | 0.0095458 | 0.99416 | -0.040955 | 0.99415 | -0.041009 | 3.5355
11 | -0.02812 | -0.0070521 | 0.028133 | 0.0070569 | 1.2921e-05 | 4.8188e-06 | 0.042133 | 0.042133 | 0.042133 | 0.99315 | -0.047989 | 0.99362 | -0.044675 | 15.6049
12 | 0.024793 | 0.0062186 | -0.024774 | -0.0062117 | 1.8668e-05 | 6.8997e-06 | 0.037148 | 0.037148 | 0.037148 | 0.99315 | -0.047989 | 0.99237 | -0.053423 | 13.7587
13 | -0.032318 | -0.0081028 | 0.032342 | 0.0081118 | 2.3766e-05 | 8.9274e-06 | 0.048243 | 0.048243 | 0.048243 | 0.99685 | -0.02202 | 0.99761 | -0.016716 | 17.8679
14 | 0.00015597 | 3.8591e-05 | -0.00015597 | -3.8743e-05 | 4.0274e-10 | -1.5204e-07 | 0.00023387 | 0.00023392 | 0.00023392 | 0.99163 | -0.058678 | 0.99163 | -0.058697 | 0.086639
15 | -0.00036272 | -9.0406e-05 | 0.00036272 | 8.9881e-05 | 7.5652e-09 | -5.2558e-07 | 0.00054411 | 0.00054392 | 0.00054411 | 0.99163 | -0.058678 | 0.99165 | -0.058524 | 0.20152
16 | 0.00015597 | 3.8743e-05 | -0.00015597 | -3.909e-05 | 9.1792e-10 | -3.4626e-07 | 0.00023392 | 0.00023405 | 0.00023405 | 0.99163 | -0.058697 | 0.99162 | -0.058739 | 0.086684
17 | 0.02102 | 0.0052703 | -0.021013 | -0.0052677 | 7.1835e-06 | 2.6137e-06 | 0.031543 | 0.031543 | 0.031543 | 0.99165 | -0.058524 | 0.9913 | -0.060992 | 11.6826
18 | -0.021383 | -0.0053601 | 0.021395 | 0.0053644 | 1.1705e-05 | 4.2666e-06 | 0.032087 | 0.032087 | 0.032087 | 0.99165 | -0.058524 | 0.99221 | -0.054574 | 11.884
19 | 0.019534 | 0.004897 | -0.019527 | -0.0048944 | 7.0768e-06 | 2.5519e-06 | 0.029323 | 0.029323 | 0.029323 | 0.9913 | -0.060992 | 0.99093 | -0.063608 | 10.8603
20 | -0.021441 | -0.005376 | 0.021441 | 0.005376 | 2.0848e-07 | 7.601e-08 | 0.032156 | 0.032156 | 0.032156 | 0.99221 | -0.054574 | 0.99222 | -0.054504 | 11.9096
21 | -0.001472 | -0.00036763 | 0.001472 | 0.00036744 | 4.9128e-08 | -1.882e-07 | 0.0022115 | 0.0022114 | 0.0022115 | 0.99021 | -0.068684 | 0.99025 | -0.068441 | 0.81908
22 | 0.001472 | 0.00036763 | -0.0014719 | -0.00036793 | 8.0002e-08 | -3.0641e-07 | 0.0022115 | 0.0022116 | 0.0022116 | 0.99021 | -0.068684 | 0.99016 | -0.069079 | 0.81912
23 | -0.0035356 | -0.00088461 | 0.0035359 | 0.0008845 | 3.3306e-07 | -1.1525e-07 | 0.0053122 | 0.0053122 | 0.0053122 | 0.99025 | -0.068441 | 0.99034 | -0.067758 | 1.9675
24 | 0.00049785 | 0.00012439 | -0.00049784 | -0.00012477 | 1.0381e-08 | -3.7834e-07 | 0.00074804 | 0.00074817 | 0.00074817 | 0.99016 | -0.069079 | 0.99014 | -0.06923 | 0.2771
25 | 0.00097404 | 0.00024354 | -0.00097398 | -0.0002441 | 6.0532e-08 | -5.5909e-07 | 0.0014636 | 0.0014638 | 0.0014638 | 0.99016 | -0.069079 | 0.99009 | -0.069529 | 0.54214
26 | 0.019415 | 0.0048664 | -0.019404 | -0.0048623 | 1.1151e-05 | 4.0181e-06 | 0.029155 | 0.029155 | 0.029155 | 0.99093 | -0.063608 | 0.99034 | -0.067758 | 10.7981
27 | -0.021489 | -0.0053879 | 0.021492 | 0.0053891 | 3.2185e-06 | 1.1737e-06 | 0.032227 | 0.032227 | 0.032227 | 0.99222 | -0.054504 | 0.99237 | -0.053423 | 11.936
28 | 0.015868 | 0.0039778 | -0.015862 | -0.0039758 | 5.9392e-06 | 2.069e-06 | 0.023843 | 0.023843 | 0.023843 | 0.99034 | -0.067758 | 0.98996 | -0.070462 | 8.8306
29 | -0.032342 | -0.0081118 | 0.032388 | 0.0081288 | 4.5426e-05 | 1.7063e-05 | 0.048243 | 0.048243 | 0.048243 | 0.99761 | -0.016716 | 0.99905 | -0.0065995 | 17.8678
30 | -0.042675 | -0.010707 | 0.042689 | 0.010713 | 1.4384e-05 | 5.4576e-06 | 0.063565 | 0.063565 | 0.063565 | 0.99905 | -0.0065995 | 0.9994 | -0.0041709 | 23.5427
31 | 0.010287 | 0.0025784 | -0.010285 | -0.0025776 | 2.7405e-06 | 8.0916e-07 | 0.015322 | 0.015322 | 0.015322 | 0.99905 | -0.0065995 | 0.99878 | -0.0085239 | 5.675
32 | -0.033283 | -0.0083478 | 0.033316 | 0.00836 | 3.2424e-05 | 1.2199e-05 | 0.049847 | 0.049846 | 0.049847 | 0.99362 | -0.044675 | 0.99462 | -0.037656 | 18.4617
33 | 0.070038 | 0.017628 | -0.06976 | -0.017522 | 0.00027798 | 0.00010638 | 0.10431 | 0.10431 | 0.10431 | 0.9994 | -0.0041709 | 0.99531 | -0.032714 | 38.6321
34 | -0.11273 | -0.028341 | 0.11279 | 0.028366 | 6.5538e-05 | 2.5011e-05 | 0.16787 | 0.16787 | 0.16787 | 0.9994 | -0.0041709 | 1 | 0 | 31.0873
35 | -0.035863 | -0.0089984 | 0.035893 | 0.0090097 | 2.9904e-05 | 1.1286e-05 | 0.053658 | 0.053657 | 0.053658 | 0.99462 | -0.037656 | 0.99547 | -0.031651 | 19.8732
36 | -0.0041879 | -0.0010496 | 0.0041891 | 0.0010494 | 1.1117e-06 | -1.5248e-07 | 0.00629 | 0.0062898 | 0.00629 | 0.99074 | -0.064941 | 0.99101 | -0.063023 | 2.3296
37 | -0.0068256 | -0.0017102 | 0.0068284 | 0.0017107 | 2.7166e-06 | 5.1057e-07 | 0.010249 | 0.010248 | 0.010249 | 0.99101 | -0.063023 | 0.99142 | -0.060147 | 3.7958
38 | -0.0068284 | -0.0017107 | 0.0068298 | 0.001711 | 1.4333e-06 | 2.692e-07 | 0.010248 | 0.010248 | 0.010248 | 0.99142 | -0.060147 | 0.99163 | -0.058629 | 3.7957
39 | 0.02444 | 0.006129 | -0.024424 | -0.0061231 | 1.6127e-05 | 5.9513e-06 | 0.03654 | 0.03654 | 0.03654 | 0.99531 | -0.032714 | 0.99463 | -0.037477 | 13.5334
40 | 0.04532 | 0.011393 | -0.045228 | -0.011358 | 9.1252e-05 | 3.4684e-05 | 0.067766 | 0.067766 | 0.067766 | 0.99531 | -0.032714 | 0.99324 | -0.0472 | 25.0987
41 | 0.12546 | 0.031539 | -0.12521 | -0.031444 | 0.00024862 | 9.5024e-05 | 0.18672 | 0.18672 | 0.18672 | 1 | 0 | 0.99796 | -0.014256 | 34.5781
42 | -0.0068298 | -0.001711 | 0.006831 | 0.0017112 | 1.2072e-06 | 2.2662e-07 | 0.010248 | 0.010248 | 0.010248 | 0.99163 | -0.058629 | 0.99181 | -0.057352 | 3.7957
43 | 0.015555 | 0.0039003 | -0.015539 | -0.0038947 | 1.6203e-05 | 5.6102e-06 | 0.023272 | 0.023272 | 0.023272 | 0.99463 | -0.037477 | 0.99356 | -0.045001 | 8.6193
44 | 0.040598 | 0.010197 | -0.040531 | -0.010172 | 6.7198e-05 | 2.5469e-05 | 0.060829 | 0.060829 | 0.060829 | 0.99324 | -0.0472 | 0.99155 | -0.059123 | 22.5294
45 | 0.03244 | 0.0081412 | -0.032399 | -0.0081259 | 4.0694e-05 | 1.5288e-05 | 0.048374 | 0.048374 | 0.048374 | 0.99796 | -0.014256 | 0.99666 | -0.023305 | 17.9164
46 | 0.047546 | 0.011941 | -0.047422 | -0.011893 | 0.00012425 | 4.7273e-05 | 0.070903 | 0.070903 | 0.070903 | 0.99796 | -0.014256 | 0.99527 | -0.033106 | 26.2605
47 | 0.045226 | 0.011362 | -0.045198 | -0.011352 | 2.8092e-05 | 1.0675e-05 | 0.067444 | 0.067445 | 0.067445 | 0.99796 | -0.014256 | 0.99732 | -0.018724 | 24.9795
48 | 0.0043837 | 0.001098 | -0.0043831 | -0.0010981 | 6.4596e-07 | -6.3297e-08 | 0.0065612 | 0.0065613 | 0.0065613 | 0.99415 | -0.041009 | 0.994 | -0.042074 | 2.4301
49 | 0.0036884 | 0.000924 | -0.003688 | -0.00092412 | 3.9498e-07 | -1.1719e-07 | 0.0055214 | 0.0055215 | 0.0055215 | 0.994 | -0.042074 | 0.99389 | -0.042848 | 2.045
50 | 0.0012357 | 0.00030952 | -0.0012357 | -0.0003097 | 3.1459e-08 | -1.7879e-07 | 0.00185 | 0.0018501 | 0.0018501 | 0.99389 | -0.042848 | 0.99386 | -0.043032 | 0.68522
51 | -0.0084259 | -0.002111 | 0.0084308 | 0.0021122 | 4.8599e-06 | 1.2398e-06 | 0.012641 | 0.012641 | 0.012641 | 0.99181 | -0.057352 | 0.9924 | -0.053184 | 4.6819
52 | 0.027547 | 0.0069097 | -0.027538 | -0.0069065 | 8.6814e-06 | 3.2319e-06 | 0.041129 | 0.041129 | 0.041129 | 0.99666 | -0.023305 | 0.99634 | -0.025578 | 15.233
53 | 0.042772 | 0.010728 | -0.042751 | -0.01072 | 2.0901e-05 | 7.9323e-06 | 0.063952 | 0.063952 | 0.063952 | 0.99527 | -0.033106 | 0.99476 | -0.036632 | 23.6858
54 | 0.044054 | 0.011065 | -0.044033 | -0.011057 | 2.0958e-05 | 7.9595e-06 | 0.065737 | 0.065737 | 0.065737 | 0.99732 | -0.018724 | 0.99683 | -0.022148 | 24.3472
55 | 0.026507 | 0.0066482 | -0.026481 | -0.0066385 | 2.6062e-05 | 9.6772e-06 | 0.03959 | 0.03959 | 0.03959 | 0.99634 | -0.025578 | 0.99533 | -0.032677 | 14.663
56 | 0.037907 | 0.0095061 | -0.037878 | -0.0094952 | 2.8603e-05 | 1.0816e-05 | 0.056705 | 0.056705 | 0.056705 | 0.99476 | -0.036632 | 0.99399 | -0.04208 | 21.0019
57 | 0.042322 | 0.010628 | -0.042266 | -0.010607 | 5.5829e-05 | 2.1181e-05 | 0.063184 | 0.063184 | 0.063184 | 0.99683 | -0.022148 | 0.99547 | -0.031651 | 23.4014
58 | 0.015539 | 0.0038947 | -0.015534 | -0.0038929 | 5.1429e-06 | 1.781e-06 | 0.023272 | 0.023272 | 0.023272 | 0.99356 | -0.045001 | 0.99322 | -0.047393 | 8.6193
59 | 0.038772 | 0.0097312 | -0.038762 | -0.0097273 | 1.0424e-05 | 3.9456e-06 | 0.05819 | 0.05819 | 0.05819 | 0.99155 | -0.059123 | 0.99127 | -0.06106 | 21.5519
60 | 0.022164 | 0.0055565 | -0.022156 | -0.0055537 | 7.6356e-06 | 2.792e-06 | 0.033135 | 0.033136 | 0.033136 | 0.99533 | -0.032677 | 0.99498 | -0.035165 | 12.2724
61 | 0.025308 | 0.0063462 | -0.025306 | -0.0063452 | 2.7149e-06 | 1.0049e-06 | 0.037888 | 0.037888 | 0.037888 | 0.99399 | -0.04208 | 0.99388 | -0.042854 | 14.0326
62 | 0.01257 | 0.0031491 | -0.012563 | -0.0031467 | 7.1508e-06 | 2.331e-06 | 0.018817 | 0.018817 | 0.018817 | 0.99399 | -0.04208 | 0.99341 | -0.046194 | 6.9693
63 | -0.0084308 | -0.0021122 | 0.0084329 | 0.0021128 | 2.1191e-06 | 5.4037e-07 | 0.012641 | 0.012641 | 0.012641 | 0.9924 | -0.053184 | 0.99266 | -0.051367 | 4.6818
64 | 0.0024749 | 0.00062002 | -0.0024747 | -0.00062023 | 1.8941e-07 | -2.0914e-07 | 0.00372 | 0.0037201 | 0.0037201 | 0.98996 | -0.070462 | 0.98988 | -0.071015 | 1.3778
65 | 0.013387 | 0.0033558 | -0.013378 | -0.0033528 | 8.8568e-06 | 2.9561e-06 | 0.020123 | 0.020123 | 0.020123 | 0.98996 | -0.070462 | 0.98929 | -0.075241 | 7.4529
66 | 0.011025 | 0.002763 | -0.011022 | -0.002762 | 3.253e-06 | 1.0078e-06 | 0.016583 | 0.016583 | 0.016583 | 0.98929 | -0.075241 | 0.98898 | -0.077373 | 6.1419
67 | 0.0091965 | 0.0023045 | -0.0091949 | -0.0023041 | 1.6673e-06 | 4.6222e-07 | 0.013837 | 0.013837 | 0.013837 | 0.98898 | -0.077373 | 0.9888 | -0.078684 | 5.1248
68 | 0.021753 | 0.0054527 | -0.021749 | -0.0054511 | 4.3354e-06 | 1.5822e-06 | 0.032533 | 0.032533 | 0.032533 | 0.99498 | -0.035165 | 0.99477 | -0.036604 | 12.0492
69 | 0.01789 | 0.004484 | -0.017878 | -0.0044797 | 1.2208e-05 | 4.3409e-06 | 0.026761 | 0.026761 | 0.026761 | 0.99477 | -0.036604 | 0.99407 | -0.041536 | 9.9115
70 | 0.011136 | 0.00279 | -0.011135 | -0.0027896 | 1.4214e-06 | 4.4044e-07 | 0.016669 | 0.016669 | 0.016669 | 0.99407 | -0.041536 | 0.99394 | -0.042458 | 6.1738
71 | 0.0043807 | 0.0010975 | -0.0043803 | -0.0010975 | 3.4821e-07 | -3.0771e-08 | 0.0065922 | 0.0065922 | 0.0065922 | 0.9888 | -0.078684 | 0.98872 | -0.079258 | 2.4416
72 | 0.0037175 | 0.00093141 | -0.0037173 | -0.00093144 | 1.4138e-07 | -3.8453e-08 | 0.0055946 | 0.0055947 | 0.0055947 | 0.98872 | -0.079258 | 0.98868 | -0.079533 | 2.0721
73 | -0.0011371 | -0.00028498 | 0.0011371 | 0.00028488 | 1.5011e-08 | -9.9544e-08 | 0.0017115 | 0.0017114 | 0.0017115 | 0.98864 | -0.079831 | 0.98865 | -0.079736 | 0.63387
74 | -0.0023789 | -0.00059609 | 0.0023789 | 0.00059601 | 6.6759e-08 | -8.1348e-08 | 0.0035804 | 0.0035803 | 0.0035804 | 0.98865 | -0.079736 | 0.98868 | -0.079533 | 1.3261
75 | -0.00032897 | -8.2448e-05 | 0.00032898 | 8.1973e-05 | 5.6187e-09 | -4.756e-07 | 0.00049341 | 0.00049324 | 0.00049341 | 0.99211 | -0.055379 | 0.99212 | -0.055255 | 0.18274
76 | -0.0035284 | -0.00088383 | 0.003529 | 0.00088362 | 5.825e-07 | -2.0651e-07 | 0.0052919 | 0.0052917 | 0.0052919 | 0.99212 | -0.055255 | 0.99229 | -0.054061 | 1.96
77 | -0.003529 | -0.00088362 | 0.0035303 | 0.00088317 | 1.2898e-06 | -4.5788e-07 | 0.0052917 | 0.0052914 | 0.0052917 | 0.99229 | -0.054061 | 0.99267 | -0.051414 | 1.9599
78 | -0.0044763 | -0.0011202 | 0.0044764 | 0.0011202 | 1.5773e-07 | -1.1928e-08 | 0.0067094 | 0.0067094 | 0.0067094 | 0.99267 | -0.051414 | 0.9927 | -0.051158 | 2.485
79 | -0.005378 | -0.0013462 | 0.0053791 | 0.0013463 | 1.065e-06 | 6.9949e-08 | 0.0080608 | 0.0080607 | 0.0080608 | 0.9927 | -0.051158 | 0.99291 | -0.049724 | 2.9855
80 | -0.0069377 | -0.0017369 | 0.0069382 | 0.001737 | 5.2084e-07 | 1.0044e-07 | 0.010397 | 0.010396 | 0.010397 | 0.99291 | -0.049724 | 0.99298 | -0.049181 | 3.8506
81 | -0.0082421 | -0.0020638 | 0.0082443 | 0.0020643 | 2.2508e-06 | 5.597e-07 | 0.01235 | 0.01235 | 0.01235 | 0.99298 | -0.049181 | 0.99326 | -0.047205 | 4.5742
82 | -0.011795 | -0.0029542 | 0.011797 | 0.0029548 | 1.6484e-06 | 5.2446e-07 | 0.01767 | 0.01767 | 0.01767 | 0.99326 | -0.047205 | 0.99341 | -0.046194 | 6.5443
83 | 0.024809 | 0.0062208 | -0.024781 | -0.0062103 | 2.8242e-05 | 1.0438e-05 | 0.037145 | 0.037145 | 0.037145 | 0.99388 | -0.042854 | 0.99271 | -0.051078 | 13.7575
84 | 0.0071968 | 0.0018027 | -0.0071943 | -0.0018022 | 2.4621e-06 | 5.0874e-07 | 0.010787 | 0.010787 | 0.010787 | 0.99271 | -0.051078 | 0.99236 | -0.053553 | 3.9953
85 | 0.017584 | 0.0044077 | -0.017575 | -0.0044043 | 9.4922e-06 | 3.3679e-06 | 0.026358 | 0.026358 | 0.026358 | 0.99271 | -0.051078 | 0.99216 | -0.054979 | 9.7622
86 | 0.0062821 | 0.0015735 | -0.0062796 | -0.0015732 | 2.5159e-06 | 3.8082e-07 | 0.0094195 | 0.0094197 | 0.0094197 | 0.99236 | -0.053553 | 0.99195 | -0.056449 | 3.4888
87 | 0.013192 | 0.0033058 | -0.013189 | -0.0033048 | 3.1183e-06 | 1.0345e-06 | 0.019785 | 0.019785 | 0.019785 | 0.99216 | -0.054979 | 0.99192 | -0.056687 | 7.3277
88 | 0.0047766 | 0.0011965 | -0.0047758 | -0.0011965 | 7.3208e-07 | -1.3343e-08 | 0.0071653 | 0.0071654 | 0.0071654 | 0.99192 | -0.056687 | 0.99176 | -0.057795 | 2.6539
89 | 0.0032816 | 0.00082203 | -0.0032816 | -0.00082204 | 1.9161e-08 | -8.9764e-09 | 0.0049235 | 0.0049235 | 0.0049235 | 0.99176 | -0.057795 | 0.99176 | -0.057837 | 1.8235
90 | 0.001433 | 0.00035874 | -0.0014329 | -0.00035912 | 9.3072e-08 | -3.8054e-07 | 0.0021499 | 0.0021501 | 0.0021501 | 0.99176 | -0.057837 | 0.99169 | -0.058307 | 0.79633
91 | 0.0038935 | 0.00097513 | -0.0038931 | -0.00097522 | 3.6733e-07 | -8.1481e-08 | 0.0058403 | 0.0058404 | 0.0058404 | 0.99195 | -0.056449 | 0.99186 | -0.057131 | 2.1631
92 | 0.0026609 | 0.0006664 | -0.0026609 | -0.00066643 | 3.9316e-08 | -3.591e-08 | 0.0039918 | 0.0039918 | 0.0039918 | 0.99186 | -0.057131 | 0.99184 | -0.057238 | 1.4785
93 | 0.0011641 | 0.00029131 | -0.001164 | -0.00029173 | 6.6787e-08 | -4.2721e-07 | 0.0017463 | 0.0017465 | 0.0017465 | 0.99184 | -0.057238 | 0.99178 | -0.057653 | 0.64683
94 | -0.0016418 | -0.00041148 | 0.001642 | 0.000411 | 1.6077e-07 | -4.8962e-07 | 0.0024595 | 0.0024593 | 0.0024595 | 0.99334 | -0.046705 | 0.99344 | -0.045997 | 0.91092
95 | -0.0030506 | -0.00076401 | 0.0030508 | 0.00076387 | 2.361e-07 | -1.4388e-07 | 0.0045691 | 0.004569 | 0.0045691 | 0.99344 | -0.045997 | 0.99352 | -0.045437 | 1.6922
96 | -0.0046119 | -0.0011551 | 0.0046126 | 0.001155 | 7.4138e-07 | -3.7418e-08 | 0.006907 | 0.0069069 | 0.006907 | 0.99352 | -0.045437 | 0.99368 | -0.044274 | 2.5582
97 | 0.0015611 | 0.0003912 | -0.0015611 | -0.00039124 | 1.0029e-08 | -3.4217e-08 | 0.002338 | 0.002338 | 0.002338 | 0.99352 | -0.045437 | 0.99351 | -0.045483 | 0.86594
98 | -0.0065348 | -0.0016368 | 0.0065354 | 0.0016369 | 5.81e-07 | 9.7486e-08 | 0.0097854 | 0.0097853 | 0.0097854 | 0.99368 | -0.044274 | 0.99377 | -0.043631 | 3.6242
99 | -0.0078617 | -0.0019693 | 0.007863 | 0.0019696 | 1.2753e-06 | 2.9936e-07 | 0.011771 | 0.011771 | 0.011771 | 0.99377 | -0.043631 | 0.99394 | -0.042458 | 4.3597
100 | 0.003844 | 0.00096336 | -0.0038439 | -0.00096338 | 8.7003e-08 | -1.9958e-08 | 0.0057854 | 0.0057854 | 0.0057854 | 0.98869 | -0.079287 | 0.98867 | -0.079451 | 2.1427
101 | -0.0075716 | -0.0018976 | 0.0075728 | 0.0018979 | 1.2406e-06 | 2.8078e-07 | 0.011395 | 0.011395 | 0.011395 | 0.98869 | -0.079287 | 0.98886 | -0.078104 | 4.2205
102 | -0.0075728 | -0.0018979 | 0.0075762 | 0.0018986 | 3.3451e-06 | 7.5673e-07 | 0.011395 | 0.011395 | 0.011395 | 0.98886 | -0.078104 | 0.98931 | -0.074913 | 4.2205
103 | -0.01656 | -0.0041502 | 0.016567 | 0.0041527 | 7.148e-06 | 2.512e-06 | 0.024908 | 0.024908 | 0.024908 | 0.98931 | -0.074913 | 0.98975 | -0.071796 | 9.2251
104 | -0.037702 | -0.0094547 | 0.037759 | 0.0094759 | 5.6186e-05 | 2.1249e-05 | 0.056685 | 0.056685 | 0.056685 | 0.98975 | -0.071796 | 0.99127 | -0.06106 | 20.9944
105 | 0.021135 | 0.005302 | -0.021107 | -0.0052916 | 2.8572e-05 | 1.0407e-05 | 0.031777 | 0.031777 | 0.031777 | 0.98975 | -0.071796 | 0.98837 | -0.081556 | 11.7693
106 | 0.021107 | 0.0052916 | -0.021095 | -0.0052873 | 1.1775e-05 | 4.2897e-06 | 0.031777 | 0.031777 | 0.031777 | 0.98837 | -0.081556 | 0.9878 | -0.085585 | 11.7694
107 | 0.018992 | 0.0047602 | -0.01899 | -0.0047596 | 1.7016e-06 | 6.1182e-07 | 0.02861 | 0.02861 | 0.02861 | 0.9878 | -0.085585 | 0.98771 | -0.086232 | 10.5961
108 | -0.0038521 | -0.00096496 | 0.0038527 | 0.00096483 | 5.6782e-07 | -1.2394e-07 | 0.0058182 | 0.0058181 | 0.0058182 | 0.98515 | -0.10439 | 0.9853 | -0.10333 | 2.1549
109 | 0.0038521 | 0.00096496 | -0.0038514 | -0.00096511 | 7.046e-07 | -1.5363e-07 | 0.0058182 | 0.0058183 | 0.0058183 | 0.98515 | -0.10439 | 0.98497 | -0.10572 | 2.1549
110 | -0.0055168 | -0.0013819 | 0.0055188 | 0.0013821 | 1.9557e-06 | 1.7688e-07 | 0.0083313 | 0.0083311 | 0.0083313 | 0.9853 | -0.10333 | 0.98566 | -0.10076 | 3.0857
111 | 0.0018815 | 0.00047141 | -0.0018814 | -0.00047153 | 5.7814e-08 | -1.2372e-07 | 0.0028424 | 0.0028424 | 0.0028424 | 0.98497 | -0.10572 | 0.98494 | -0.10594 | 1.0527
112 | 0.012635 | 0.0031664 | -0.012628 | -0.0031642 | 6.9481e-06 | 2.2704e-06 | 0.018929 | 0.01893 | 0.01893 | 0.99322 | -0.047393 | 0.99266 | -0.051367 | 7.011
113 | 0.015896 | 0.0039841 | -0.015893 | -0.0039832 | 2.6233e-06 | 9.1516e-07 | 0.023948 | 0.023948 | 0.023948 | 0.98771 | -0.086232 | 0.98754 | -0.087424 | 8.8696
114 | -0.0084952 | -0.0021281 | 0.0084965 | 0.0021284 | 1.3293e-06 | 3.4615e-07 | 0.012825 | 0.012824 | 0.012825 | 0.98566 | -0.10076 | 0.98582 | -0.099633 | 4.7498
115 | 0.011761 | 0.0029469 | -0.011757 | -0.0029457 | 3.8305e-06 | 1.2238e-06 | 0.017731 | 0.017731 | 0.017731 | 0.987 | -0.091232 | 0.98667 | -0.093586 | 6.567
116 | -0.014009 | -0.0035103 | 0.014017 | 0.0035128 | 7.3848e-06 | 2.501e-06 | 0.02112 | 0.02112 | 0.02112 | 0.987 | -0.091232 | 0.98754 | -0.087424 | 7.8222
117 | 0.0085036 | 0.0021302 | -0.0085015 | -0.0021297 | 2.1849e-06 | 5.6851e-07 | 0.012824 | 0.012824 | 0.012824 | 0.98667 | -0.093586 | 0.98641 | -0.095444 | 4.7497
118 | 0.0085015 | 0.0021297 | -0.0084965 | -0.0021284 | 4.924e-06 | 1.2817e-06 | 0.012824 | 0.012824 | 0.012824 | 0.98641 | -0.095444 | 0.98582 | -0.099633 | 4.7498

## res_trafo
| p_hv_mw | q_hv_mvar | p_lv_mw | q_lv_mvar | pl_mw | ql_mvar | i_hv_ka | i_lv_ka | vm_hv_pu | va_hv_degree | vm_lv_pu | va_lv_degree | loading_percent
0 | 2.5187e-16 | 8.8016e-16 | 0.00079998 | 7.4552e-08 | 0.00079998 | 7.4552e-08 | 2.6429e-17 | 0.0011547 | 0.99998 | 149.9947 | 1 | 0 | 0.31999

## res_ext_grid
| p_mw | q_mvar
0 | 0.24041 | 0.060245

## res_load
| p_mw | q_mvar
0 | 0.0033982 | 0.00085166
1 | 0.0020236 | 0.00050717
2 | 0.00032035 | 8.0287e-05
3 | 0.0016281 | 0.00040804
4 | 0.0011985 | 0.00030036
5 | 0.0033266 | 0.00083373
6 | 0.0057067 | 0.0014302
7 | 0.0020871 | 0.00052308
8 | 0.0095373 | 0.0023903
9 | 0.00020674 | 5.1815e-05
10 | 0.00015597 | 3.909e-05
11 | 0.0014791 | 0.00037069
12 | 4.6088e-05 | 1.1551e-05
13 | 0.0020635 | 0.00051717
14 | 0.00011192 | 2.805e-05
15 | 4.7505e-05 | 1.1906e-05
16 | 0.00049784 | 0.00012477
17 | 0.00097398 | 0.0002441
18 | 0.0032821 | 0.00082257
19 | 0.0051507 | 0.0012909
20 | 0.010285 | 0.0025776
21 | 0.0025473 | 0.00063843
22 | 0.0041879 | 0.0010496
23 | 0.0026366 | 0.00066079
24 | 0.0013581 | 0.00034037
25 | 0.0088691 | 0.0022228
26 | 0.0046307 | 0.0011606
27 | 0.001994 | 0.00049975
28 | 0.00069467 | 0.0001741
29 | 0.0024523 | 0.0006146
30 | 0.0015949 | 0.00039973
31 | 0.0012357 | 0.0003097
32 | 0.0048529 | 0.0012162
33 | 0.0046497 | 0.0011653
34 | 0.0011442 | 0.00028677
35 | 0.0010305 | 0.00025826
36 | 0.0048445 | 0.0012141
37 | 0.0017108 | 0.00042876
38 | 0.0017586 | 0.00044075
39 | 0.0043175 | 0.0010821
40 | 0.006373 | 0.0015972
41 | 0.0024747 | 0.00062023
42 | 0.0023534 | 0.00058981
43 | 0.0018253 | 0.00045746
44 | 0.00040293 | 0.00010098
45 | 0.0038587 | 0.00096707
46 | 0.0067419 | 0.0016897
47 | 0.0048142 | 0.0012066
48 | 0.00066285 | 0.00016613
49 | 0.0011371 | 0.00028498
50 | 0.0012417 | 0.00031121
51 | 0.0013384 | 0.00033543
52 | 0.00032897 | 8.2448e-05
53 | 0.0031995 | 0.00080186
54 | 0.00094597 | 0.00023708
55 | 0.00090156 | 0.00022595
56 | 0.0015587 | 0.00039064
57 | 0.0013039 | 0.00032678
58 | 0.0035508 | 0.00088991
59 | 0.00076599 | 0.00019198
60 | 0.00049638 | 0.0001244
61 | 0.00091219 | 0.00022862
62 | 0.0043829 | 0.0010985
63 | 0.0084122 | 0.0021083
64 | 0.0014942 | 0.00037449
65 | 0.0018486 | 0.0004633
66 | 0.0023861 | 0.00059802
67 | 0.0014329 | 0.00035912
68 | 0.0012322 | 0.00030882
69 | 0.0014968 | 0.00037513
70 | 0.001164 | 0.00029173
71 | 0.0016418 | 0.00041148
72 | 0.0014086 | 0.00035302
73 | 0.0019222 | 0.00048175
74 | 0.0015611 | 0.00039124
75 | 0.0013263 | 0.00033241
76 | 0.0037276 | 0.00093422
77 | 0.0038439 | 0.00096338
78 | 0.0089839 | 0.0022516
79 | 0.0010029 | 0.00025135
80 | 0.0032718 | 0.00081998
81 | 0.0021029 | 0.00052703
82 | 0.0016642 | 0.00041708
83 | 0.0019699 | 0.0004937
84 | 0.0028986 | 0.00072646
85 | 0.0030943 | 0.0007755
86 | 0.0029764 | 0.00074596
87 | 0.0018814 | 0.00047153
88 | 0.0022482 | 0.00056345
89 | 0.0032535 | 0.0008154
90 | 0.0018769 | 0.00047039
91 | 0.0041952 | 0.0010514

## dtypes
| element | column | dtype
0 | bus | name | object
1 | bus | vn_kv | float64
2 | bus | type | object
3 | bus | zone | object
4 | bus | in_service | bool
5 | load | name | object
6 | load | bus | uint32
7 | load | p_mw | float64
8 | load | q_mvar | float64
9 | load | const_z_percent | float64
10 | load | const_i_percent | float64
11 | load | sn_mva | float64
12 | load | scaling | float64
13 | load | in_service | bool
14 | load | type | object
15 | ext_grid | name | object
16 | ext_grid | bus | uint32
17 | ext_grid | vm_pu | float64
18 | ext_grid | va_degree | float64
19 | ext_grid | slack_weight | float64
20 | ext_grid | in_service | bool
21 | line | name | object
22 | line | std_type | object
23 | line | from_bus | uint32
24 | line | to_bus | uint32
25 | line | length_km | float64
26 | line | r_ohm_per_km | float64
27 | line | x_ohm_per_km | float64
28 | line | c_nf_per_km | float64
29 | line | g_us_per_km | float64
30 | line | max_i_ka | float64
31 | line | df | float64
32 | line | parallel | uint32
33 | line | type | object
34 | line | in_service | bool
35 | trafo | name | object
36 | trafo | std_type | object
37 | trafo | hv_bus | uint32
38 | trafo | lv_bus | uint32
39 | trafo | sn_mva | float64
40 | trafo | vn_hv_kv | float64
41 | trafo | vn_lv_kv | float64
42 | trafo | vk_percent | float64
43 | trafo | vkr_percent | float64
44 | trafo | pfe_kw | float64
45 | trafo | i0_percent | float64
46 | trafo | shift_degree | float64
47 | trafo | tap_side | object
48 | trafo | tap_neutral | int32
49 | trafo | tap_min | int32
50 | trafo | tap_max | int32
51 | trafo | tap_step_percent | float64
52 | trafo | tap_step_degree | float64
53 | trafo | tap_pos | int32
54 | trafo | tap_phase_shifter | bool
55 | trafo | parallel | uint32
56 | trafo | df | float64
57 | trafo | in_service | bool
58 | line_geodata | coords | object
59 | bus_geodata | x | float64
60 | bus_geodata | y | float64
61 | bus_geodata | coords | object
62 | res_bus | vm_pu | float64
63 | res_bus | va_degree | float64
64 | res_bus | p_mw | float64
65 | res_bus | q_mvar | float64
66 | res_line | p_from_mw | float64
67 | res_line | q_from_mvar | float64
68 | res_line | p_to_mw | float64
69 | res_line | q_to_mvar | float64
70 | res_line | pl_mw | float64
71 | res_line | ql_mvar | float64
72 | res_line | i_from_ka | float64
73 | res_line | i_to_ka | float64
74 | res_line | i_ka | float64
75 | res_line | vm_from_pu | float64
76 | res_line | va_from_degree | float64
77 | res_line | vm_to_pu | float64
78 | res_line | va_to_degree | float64
79 | res_line | loading_percent | float64
80 | res_trafo | p_hv_mw | float64
81 | res_trafo | q_hv_mvar | float64
82 | res_trafo | p_lv_mw | float64
83 | res_trafo | q_lv_mvar | float64
84 | res_trafo | pl_mw | float64
85 | res_trafo | ql_mvar | float64
86 | res_trafo | i_hv_ka | float64
87 | res_trafo | i_lv_ka | float64
88 | res_trafo | vm_hv_pu | float64
89 | res_trafo | va_hv_degree | float64
90 | res_trafo | vm_lv_pu | float64
91 | res_trafo | va_lv_degree | float64
92 | res_trafo | loading_percent | float64
93 | res_ext_grid | p_mw | float64
94 | res_ext_grid | q_mvar | float64
95 | res_load | p_mw | float64
96 | res_load | q_mvar | float64

## parameters
| version | format_version | converged | OPF_converged | name | f_hz | sn_mva
0 | 2.14.6 | 2.14.0 | TRUE | FALSE |  | 50 | 1