## bus
| name | vn_kv | type | zone | in_service
0 | bus_LV_2403-1_0_3_node_0 | 0.4 | n |  | TRUE
1 | bus_LV_2403-1_0_3_node_1 | 0.4 | n |  | TRUE
2 | bus_LV_2403-1_0_3_node_2 | 0.4 | n |  | TRUE
3 | bus_LV_2403-1_0_3_node_3 | 0.4 | n |  | TRUE
4 | bus_LV_2403-1_0_3_node_4 | 0.4 | n |  | TRUE
5 | bus_LV_2403-1_0_3_node_5 | 0.4 | n |  | TRUE
6 | bus_LV_2403-1_0_3_node_80 | 0.4 | n |  | TRUE
7 | bus_LV_2403-1_0_3_node_89 | 0.4 | n |  | TRUE
8 | bus_LV_2403-1_0_3_node_126 | 0.4 | n |  | TRUE
9 | bus_LV_2403-1_0_3_node_81 | 0.4 | n |  | TRUE
10 | bus_LV_2403-1_0_3_node_94 | 0.4 | n |  | TRUE
11 | bus_LV_2403-1_0_3_node_87 | 0.4 | n |  | TRUE
12 | bus_LV_2403-1_0_3_node_127 | 0.4 | n |  | TRUE
13 | bus_LV_2403-1_0_3_node_6 | 0.4 | n |  | TRUE
14 | bus_LV_2403-1_0_3_node_7 | 0.4 | n |  | TRUE
15 | bus_LV_2403-1_0_3_node_8 | 0.4 | n |  | TRUE
16 | bus_LV_2403-1_0_3_node_9 | 0.4 | n |  | TRUE
17 | bus_LV_2403-1_0_3_node_34 | 0.4 | n |  | TRUE
18 | bus_LV_2403-1_0_3_node_35 | 0.4 | n |  | TRUE
19 | bus_LV_2403-1_0_3_node_10 | 0.4 | n |  | TRUE
20 | bus_LV_2403-1_0_3_node_32 | 0.4 | n |  | TRUE
21 | bus_LV_2403-1_0_3_node_33 | 0.4 | n |  | TRUE
22 | bus_LV_2403-1_0_3_node_30 | 0.4 | n |  | TRUE
23 | bus_LV_2403-1_0_3_node_11 | 0.4 | n |  | TRUE
24 | bus_LV_2403-1_0_3_node_12 | 0.4 | n |  | TRUE
25 | bus_LV_2403-1_0_3_node_102 | 0.4 | n |  | TRUE
26 | bus_LV_2403-1_0_3_node_119 | 0.4 | n |  | TRUE
27 | bus_LV_2403-1_0_3_node_101 | 0.4 | n |  | TRUE
28 | bus_LV_2403-1_0_3_node_13 | 0.4 | n |  | TRUE
29 | bus_LV_2403-1_0_3_node_14 | 0.4 | n |  | TRUE
30 | bus_LV_2403-1_0_3_node_15 | 0.4 | n |  | TRUE
31 | bus_LV_2403-1_0_3_node_16 | 0.4 | n |  | TRUE
32 | bus_LV_2403-1_0_3_node_50 | 0.4 | n |  | TRUE
33 | bus_LV_2403-1_0_3_node_47 | 0.4 | n |  | TRUE
34 | bus_LV_2403-1_0_3_node_25 | 0.4 | n |  | TRUE
35 | bus_LV_2403-1_0_3_node_40 | 0.4 | n |  | TRUE
36 | bus_LV_2403-1_0_3_node_55 | 0.4 | n |  | TRUE
37 | bus_LV_2403-1_0_3_node_48 | 0.4 | n |  | TRUE
38 | bus_LV_2403-1_0_3_node_23 | 0.4 | n |  | TRUE
39 | bus_LV_2403-1_0_3_node_38 | 0.4 | n |  | TRUE
40 | bus_LV_2403-1_0_3_node_84 | 0.4 | n |  | TRUE
41 | bus_LV_2403-1_0_3_node_53 | 0.4 | n |  | TRUE
42 | bus_LV_2403-1_0_3_node_17 | 0.4 | n |  | TRUE
43 | bus_LV_2403-1_0_3_node_18 | 0.4 | n |  | TRUE
44 | bus_LV_2403-1_0_3_node_19 | 0.4 | n |  | TRUE
45 | bus_LV_2403-1_0_3_node_20 | 0.4 | n |  | TRUE
46 | bus_LV_2403-1_0_3_node_21 | 0.4 | n |  | TRUE
47 | bus_LV_2403-1_0_3_node_62 | 0.4 | n |  | TRUE
48 | bus_LV_2403-1_0_3_node_114 | 0.4 | n |  | TRUE
49 | bus_LV_2403-1_0_3_node_63 | 0.4 | n |  | TRUE
50 | bus_LV_2403-1_0_3_node_64 | 0.4 | n |  | TRUE
51 | bus_LV_2403-1_0_3_node_115 | 0.4 | n |  | TRUE
52 | bus_LV_2403-1_0_3_node_45 | 0.4 | n |  | TRUE
53 | bus_LV_2403-1_0_3_node_22 | 0.4 | n |  | TRUE
54 | bus_LV_2403-1_0_3_node_24 | 0.4 | n |  | TRUE
55 | bus_LV_2403-1_0_3_node_26 | 0.4 | n |  | TRUE
56 | bus_LV_2403-1_0_3_node_85 | 0.4 | n |  | TRUE
57 | bus_LV_2403-1_0_3_node_83 | 0.4 | n |  | TRUE
58 | bus_LV_2403-1_0_3_node_27 | 0.4 | n |  | TRUE
59 | bus_LV_2403-1_0_3_node_28 | 0.4 | n |  | TRUE
60 | bus_LV_2403-1_0_3_node_29 | 0.4 | n |  | TRUE
61 | bus_LV_2403-1_0_3_node_46 | 0.4 | n |  | TRUE
62 | bus_LV_2403-1_0_3_node_44 | 0.4 | n |  | TRUE
63 | bus_LV_2403-1_0_3_node_31 | 0.4 | n |  | TRUE
64 | bus_LV_2403-1_0_3_node_116 | 0.4 | n |  | TRUE
65 | bus_LV_2403-1_0_3_node_117 | 0.4 | n |  | TRUE
66 | bus_LV_2403-1_0_3_node_36 | 0.4 | n |  | TRUE
67 | bus_LV_2403-1_0_3_node_99 | 0.4 | n |  | TRUE
68 | bus_LV_2403-1_0_3_node_37 | 0.4 | n |  | TRUE
69 | bus_LV_2403-1_0_3_node_39 | 0.4 | n |  | TRUE
70 | bus_LV_2403-1_0_3_node_41 | 0.4 | n |  | TRUE
71 | bus_LV_2403-1_0_3_node_42 | 0.4 | n |  | TRUE
72 | bus_LV_2403-1_0_3_node_43 | 0.4 | n |  | TRUE
73 | bus_LV_2403-1_0_3_node_49 | 0.4 | n |  | TRUE
74 | bus_LV_2403-1_0_3_node_79 | 0.4 | n |  | TRUE
75 | bus_LV_2403-1_0_3_node_51 | 0.4 | n |  | TRUE
76 | bus_LV_2403-1_0_3_node_52 | 0.4 | n |  | TRUE
77 | bus_LV_2403-1_0_3_node_54 | 0.4 | n |  | TRUE
78 | bus_LV_2403-1_0_3_node_56 | 0.4 | n |  | TRUE
79 | bus_LV_2403-1_0_3_node_75 | 0.4 | n |  | TRUE
80 | bus_LV_2403-1_0_3_node_113 | 0.4 | n |  | TRUE
81 | bus_LV_2403-1_0_3_node_76 | 0.4 | n |  | TRUE
82 | bus_LV_2403-1_0_3_node_105 | 0.4 | n |  | TRUE
83 | bus_LV_2403-1_0_3_node_125 | 0.4 | n |  | TRUE
84 | bus_LV_2403-1_0_3_node_66 | 0.4 | n |  | TRUE
85 | bus_LV_2403-1_0_3_node_57 | 0.4 | n |  | TRUE
86 | bus_LV_2403-1_0_3_node_58 | 0.4 | n |  | TRUE
87 | bus_LV_2403-1_0_3_node_59 | 0.4 | n |  | TRUE
88 | bus_LV_2403-1_0_3_node_60 | 0.4 | n |  | TRUE
89 | bus_LV_2403-1_0_3_node_61 | 0.4 | n |  | TRUE
90 | bus_LV_2403-1_0_3_node_91 | 0.4 | n |  | TRUE
91 | bus_LV_2403-1_0_3_node_77 | 0.4 | n |  | TRUE
92 | bus_LV_2403-1_0_3_node_93 | 0.4 | n |  | TRUE
93 | bus_LV_2403-1_0_3_node_78 | 0.4 | n |  | TRUE
94 | bus_LV_2403-1_0_3_node_65 | 0.4 | n |  | TRUE
95 | bus_LV_2403-1_0_3_node_97 | 0.4 | n |  | TRUE
96 | bus_LV_2403-1_0_3_node_67 | 0.4 | n |  | TRUE
97 | bus_LV_2403-1_0_3_node_68 | 0.4 | n |  | TRUE
98 | bus_LV_2403-1_0_3_node_70 | 0.4 | n |  | TRUE
99 | bus_LV_2403-1_0_3_node_82 | 0.4 | n |  | TRUE
100 | bus_LV_2403-1_0_3_node_71 | 0.4 | n |  | TRUE
101 | bus_LV_2403-1_0_3_node_72 | 0.4 | n |  | TRUE
102 | bus_LV_2403-1_0_3_node_73 | 0.4 | n |  | TRUE
103 | bus_LV_2403-1_0_3_node_74 | 0.4 | n |  | TRUE
104 | bus_LV_2403-1_0_3_node_92 | 0.4 | n |  | TRUE
105 | bus_LV_2403-1_0_3_node_120 | 0.4 | n |  | TRUE
106 | bus_LV_2403-1_0_3_node_103 | 0.4 | n |  | TRUE
107 | bus_LV_2403-1_0_3_node_111 | 0.4 | n |  | TRUE
108 | bus_LV_2403-1_0_3_node_104 | 0.4 | n |  | TRUE
109 | bus_LV_2403-1_0_3_node_106 | 0.4 | n |  | TRUE
110 | bus_LV_2403-1_0_3_node_86 | 0.4 | n |  | TRUE
111 | bus_LV_2403-1_0_3_node_88 | 0.4 | n |  | TRUE
112 | bus_LV_2403-1_0_3_node_90 | 0.4 | n |  | TRUE
113 | bus_LV_2403-1_0_3_node_122 | 0.4 | n |  | TRUE
114 | bus_LV_2403-1_0_3_node_95 | 0.4 | n |  | TRUE
115 | bus_LV_2403-1_0_3_node_123 | 0.4 | n |  | TRUE
116 | bus_LV_2403-1_0_3_node_110 | 0.4 | n |  | TRUE
117 | bus_LV_2403-1_0_3_node_96 | 0.4 | n |  | TRUE
118 | bus_LV_2403-1_0_3_node_98 | 0.4 | n |  | TRUE
119 | bus_LV_2403-1_0_3_node_100 | 0.4 | n |  | TRUE
120 | bus_LV_2403-1_0_3_node_109 | 0.4 | n |  | TRUE
121 | bus_LV_2403-1_0_3_node_107 | 0.4 | n |  | TRUE
122 | bus_LV_2403-1_0_3_node_108 | 0.4 | n |  | TRUE
123 | bus_LV_2403-1_0_3_node_112 | 0.4 | n |  | TRUE
124 | bus_LV_2403-1_0_3_node_128 | 0.4 | n |  | TRUE
125 | bus_LV_2403-1_0_3_node_129 | 0.4 | n |  | TRUE
126 | bus_LV_2403-1_0_3_node_130 | 0.4 | n |  | TRUE
127 | bus_LV_2403-1_0_3_node_118 | 0.4 | n |  | TRUE
128 | bus_LV_2403-1_0_3_node_124 | 0.4 | n |  | TRUE
129 | bus_MV_479_0_node_9 | 20 | n |  | TRUE

## load
| name | bus | p_mw | q_mvar | const_z_percent | const_i_percent | sn_mva | scaling | in_service | type
0 | LV_2403-1_0_3_load_0 | 0 | 0.0028535 | 0.00071515 | 0 | 0 |  | 1 | TRUE | wye
1 | LV_2403-1_0_3_load_1 | 1 | 0.0021061 | 0.00052783 | 0 | 0 |  | 1 | TRUE | wye
2 | LV_2403-1_0_3_load_3 | 3 | 0.0033037 | 0.00082799 | 0 | 0 |  | 1 | TRUE | wye
3 | LV_2403-1_0_3_load_4 | 4 | 0.0054116 | 0.0013563 | 0 | 0 |  | 1 | TRUE | wye
4 | LV_2403-1_0_3_load_5 | 5 | 0.002617 | 0.00065588 | 0 | 0 |  | 1 | TRUE | wye
5 | LV_2403-1_0_3_load_80 | 6 | 0.0055231 | 0.0013842 | 0 | 0 |  | 1 | TRUE | wye
6 | LV_2403-1_0_3_load_81 | 9 | 0.0033945 | 0.00085074 | 0 | 0 |  | 1 | TRUE | wye
7 | LV_2403-1_0_3_load_94 | 10 | 0.0046764 | 0.001172 | 0 | 0 |  | 1 | TRUE | wye
8 | LV_2403-1_0_3_load_87 | 11 | 0.0015575 | 0.00039034 | 0 | 0 |  | 1 | TRUE | wye
9 | LV_2403-1_0_3_load_127 | 12 | 0.0011353 | 0.00028453 | 0 | 0 |  | 1 | TRUE | wye
10 | LV_2403-1_0_3_load_6 | 13 | 0.0012083 | 0.00030282 | 0 | 0 |  | 1 | TRUE | wye
11 | LV_2403-1_0_3_load_7 | 14 | 0.00097561 | 0.00024451 | 0 | 0 |  | 1 | TRUE | wye
12 | LV_2403-1_0_3_load_8 | 15 | 0.0022678 | 0.00056836 | 0 | 0 |  | 1 | TRUE | wye
13 | LV_2403-1_0_3_load_9 | 16 | 0.0013027 | 0.00032649 | 0 | 0 |  | 1 | TRUE | wye
14 | LV_2403-1_0_3_load_34 | 17 | 0.00051768 | 0.00012974 | 0 | 0 |  | 1 | TRUE | wye
15 | LV_2403-1_0_3_load_35 | 18 | 0.00084799 | 0.00021253 | 0 | 0 |  | 1 | TRUE | wye
16 | LV_2403-1_0_3_load_10 | 19 | 0.0026422 | 0.00066219 | 0 | 0 |  | 1 | TRUE | wye
17 | LV_2403-1_0_3_load_30 | 22 | 0.0014361 | 0.00035991 | 0 | 0 |  | 1 | TRUE | wye
18 | LV_2403-1_0_3_load_11 | 23 | 0.0027732 | 0.00069504 | 0 | 0 |  | 1 | TRUE | wye
19 | LV_2403-1_0_3_load_119 | 26 | 0.0015825 | 0.00039662 | 0 | 0 |  | 1 | TRUE | wye
20 | LV_2403-1_0_3_load_101 | 27 | 0.0010239 | 0.00025661 | 0 | 0 |  | 1 | TRUE | wye
21 | LV_2403-1_0_3_load_16 | 31 | 0.0022215 | 0.00055677 | 0 | 0 |  | 1 | TRUE | wye
22 | LV_2403-1_0_3_load_50 | 32 | 0.0044364 | 0.0011119 | 0 | 0 |  | 1 | TRUE | wye
23 | LV_2403-1_0_3_load_47 | 33 | 0.0011523 | 0.0002888 | 0 | 0 |  | 1 | TRUE | wye
24 | LV_2403-1_0_3_load_40 | 35 | 0.0036992 | 0.00092712 | 0 | 0 |  | 1 | TRUE | wye
25 | LV_2403-1_0_3_load_48 | 37 | 0.0029456 | 0.00073824 | 0 | 0 |  | 1 | TRUE | wye
26 | LV_2403-1_0_3_load_23 | 38 | 0.0018933 | 0.00047451 | 0 | 0 |  | 1 | TRUE | wye
27 | LV_2403-1_0_3_load_38 | 39 | 0.0013787 | 0.00034554 | 0 | 0 |  | 1 | TRUE | wye
28 | LV_2403-1_0_3_load_17 | 42 | 0.0034751 | 0.00087094 | 0 | 0 |  | 1 | TRUE | wye
29 | LV_2403-1_0_3_load_18 | 43 | 0.0019446 | 0.00048735 | 0 | 0 |  | 1 | TRUE | wye
30 | LV_2403-1_0_3_load_19 | 44 | 0.0011315 | 0.00028358 | 0 | 0 |  | 1 | TRUE | wye
31 | LV_2403-1_0_3_load_20 | 45 | 0.0025082 | 0.00062863 | 0 | 0 |  | 1 | TRUE | wye
32 | LV_2403-1_0_3_load_21 | 46 | 0.00061647 | 0.0001545 | 0 | 0 |  | 1 | TRUE | wye
33 | LV_2403-1_0_3_load_64 | 50 | 0.0012373 | 0.00031011 | 0 | 0 |  | 1 | TRUE | wye
34 | LV_2403-1_0_3_load_115 | 51 | 0.0014406 | 0.00036104 | 0 | 0 |  | 1 | TRUE | wye
35 | LV_2403-1_0_3_load_45 | 52 | 0.0008369 | 0.00020975 | 0 | 0 |  | 1 | TRUE | wye
36 | LV_2403-1_0_3_load_22 | 53 | 0.002426 | 0.00060802 | 0 | 0 |  | 1 | TRUE | wye
37 | LV_2403-1_0_3_load_24 | 54 | 0.002075 | 0.00052005 | 0 | 0 |  | 1 | TRUE | wye
38 | LV_2403-1_0_3_load_26 | 55 | 0.003138 | 0.00078645 | 0 | 0 |  | 1 | TRUE | wye
39 | LV_2403-1_0_3_load_85 | 56 | 0.0010058 | 0.00025207 | 0 | 0 |  | 1 | TRUE | wye
40 | LV_2403-1_0_3_load_27 | 58 | 0.00083137 | 0.00020836 | 0 | 0 |  | 1 | TRUE | wye
41 | LV_2403-1_0_3_load_46 | 61 | 0.0034294 | 0.00085948 | 0 | 0 |  | 1 | TRUE | wye
42 | LV_2403-1_0_3_load_31 | 63 | 0.0020781 | 0.00052082 | 0 | 0 |  | 1 | TRUE | wye
43 | LV_2403-1_0_3_load_116 | 64 | 0.0016541 | 0.00041455 | 0 | 0 |  | 1 | TRUE | wye
44 | LV_2403-1_0_3_load_117 | 65 | 0.0020352 | 0.00051006 | 0 | 0 |  | 1 | TRUE | wye
45 | LV_2403-1_0_3_load_36 | 66 | 0.0016944 | 0.00042465 | 0 | 0 |  | 1 | TRUE | wye
46 | LV_2403-1_0_3_load_99 | 67 | 0.0032884 | 0.00082416 | 0 | 0 |  | 1 | TRUE | wye
47 | LV_2403-1_0_3_load_37 | 68 | 0.0016856 | 0.00042244 | 0 | 0 |  | 1 | TRUE | wye
48 | LV_2403-1_0_3_load_39 | 69 | 0.0022592 | 0.00056621 | 0 | 0 |  | 1 | TRUE | wye
49 | LV_2403-1_0_3_load_41 | 70 | 0.0015177 | 0.00038038 | 0 | 0 |  | 1 | TRUE | wye
50 | LV_2403-1_0_3_load_42 | 71 | 0.0010985 | 0.0002753 | 0 | 0 |  | 1 | TRUE | wye
51 | LV_2403-1_0_3_load_43 | 72 | 0.00062131 | 0.00015571 | 0 | 0 |  | 1 | TRUE | wye
52 | LV_2403-1_0_3_load_49 | 73 | 0.0024267 | 0.00060818 | 0 | 0 |  | 1 | TRUE | wye
53 | LV_2403-1_0_3_load_79 | 74 | 0.00065047 | 0.00016302 | 0 | 0 |  | 1 | TRUE | wye
54 | LV_2403-1_0_3_load_51 | 75 | 0.002167 | 0.0005431 | 0 | 0 |  | 1 | TRUE | wye
55 | LV_2403-1_0_3_load_52 | 76 | 0.0016863 | 0.00042264 | 0 | 0 |  | 1 | TRUE | wye
56 | LV_2403-1_0_3_load_54 | 77 | 0.002272 | 0.00056942 | 0 | 0 |  | 1 | TRUE | wye
57 | LV_2403-1_0_3_load_56 | 78 | 0.0021775 | 0.00054573 | 0 | 0 |  | 1 | TRUE | wye
58 | LV_2403-1_0_3_load_75 | 79 | 0.0022579 | 0.00056588 | 0 | 0 |  | 1 | TRUE | wye
59 | LV_2403-1_0_3_load_105 | 82 | 0.0057765 | 0.0014477 | 0 | 0 |  | 1 | TRUE | wye
60 | LV_2403-1_0_3_load_125 | 83 | 0.002258 | 0.00056592 | 0 | 0 |  | 1 | TRUE | wye
61 | LV_2403-1_0_3_load_66 | 84 | 0.0018684 | 0.00046827 | 0 | 0 |  | 1 | TRUE | wye
62 | LV_2403-1_0_3_load_57 | 85 | 0.003776 | 0.00094636 | 0 | 0 |  | 1 | TRUE | wye
63 | LV_2403-1_0_3_load_58 | 86 | 0.0011672 | 0.00029252 | 0 | 0 |  | 1 | TRUE | wye
64 | LV_2403-1_0_3_load_60 | 88 | 0.00091609 | 0.00022959 | 0 | 0 |  | 1 | TRUE | wye
65 | LV_2403-1_0_3_load_61 | 89 | 0.0028728 | 0.00071998 | 0 | 0 |  | 1 | TRUE | wye
66 | LV_2403-1_0_3_load_91 | 90 | 0.00061284 | 0.00015359 | 0 | 0 |  | 1 | TRUE | wye
67 | LV_2403-1_0_3_load_77 | 91 | 0.0014853 | 0.00037226 | 0 | 0 |  | 1 | TRUE | wye
68 | LV_2403-1_0_3_load_78 | 93 | 0.0012573 | 0.0003151 | 0 | 0 |  | 1 | TRUE | wye
69 | LV_2403-1_0_3_load_65 | 94 | 0.0032934 | 0.00082539 | 0 | 0 |  | 1 | TRUE | wye
70 | LV_2403-1_0_3_load_97 | 95 | 0.00206 | 0.00051629 | 0 | 0 |  | 1 | TRUE | wye
71 | LV_2403-1_0_3_load_67 | 96 | 0.00070771 | 0.00017737 | 0 | 0 |  | 1 | TRUE | wye
72 | LV_2403-1_0_3_load_68 | 97 | 0.00098998 | 0.00024811 | 0 | 0 |  | 1 | TRUE | wye
73 | LV_2403-1_0_3_load_70 | 98 | 0.0022244 | 0.00055749 | 0 | 0 |  | 1 | TRUE | wye
74 | LV_2403-1_0_3_load_82 | 99 | 0.00063208 | 0.00015841 | 0 | 0 |  | 1 | TRUE | wye
75 | LV_2403-1_0_3_load_71 | 100 | 0.00095307 | 0.00023886 | 0 | 0 |  | 1 | TRUE | wye
76 | LV_2403-1_0_3_load_72 | 101 | 0.0038993 | 0.00097725 | 0 | 0 |  | 1 | TRUE | wye
77 | LV_2403-1_0_3_load_73 | 102 | 0.0018094 | 0.00045348 | 0 | 0 |  | 1 | TRUE | wye
78 | LV_2403-1_0_3_load_120 | 105 | 0.001055 | 0.00026441 | 0 | 0 |  | 1 | TRUE | wye
79 | LV_2403-1_0_3_load_103 | 106 | 0.003931 | 0.0009852 | 0 | 0 |  | 1 | TRUE | wye
80 | LV_2403-1_0_3_load_111 | 107 | 0.0015933 | 0.00039933 | 0 | 0 |  | 1 | TRUE | wye
81 | LV_2403-1_0_3_load_104 | 108 | 0.0014655 | 0.0003673 | 0 | 0 |  | 1 | TRUE | wye
82 | LV_2403-1_0_3_load_106 | 109 | 0.0010439 | 0.00026163 | 0 | 0 |  | 1 | TRUE | wye
83 | LV_2403-1_0_3_load_86 | 110 | 0.001521 | 0.0003812 | 0 | 0 |  | 1 | TRUE | wye
84 | LV_2403-1_0_3_load_88 | 111 | 0.0015161 | 0.00037997 | 0 | 0 |  | 1 | TRUE | wye
85 | LV_2403-1_0_3_load_90 | 112 | 0.0016192 | 0.0004058 | 0 | 0 |  | 1 | TRUE | wye
86 | LV_2403-1_0_3_load_122 | 113 | 0.0015589 | 0.00039069 | 0 | 0 |  | 1 | TRUE | wye
87 | LV_2403-1_0_3_load_95 | 114 | 0.00036794 | 9.2214e-05 | 0 | 0 |  | 1 | TRUE | wye
88 | LV_2403-1_0_3_load_123 | 115 | 0.0032004 | 0.00080211 | 0 | 0 |  | 1 | TRUE | wye
89 | LV_2403-1_0_3_load_110 | 116 | 0.0016619 | 0.00041651 | 0 | 0 |  | 1 | TRUE | wye
90 | LV_2403-1_0_3_load_96 | 117 | 0.00049151 | 0.00012318 | 0 | 0 |  | 1 | TRUE | wye
91 | LV_2403-1_0_3_load_98 | 118 | 0.0025084 | 0.00062867 | 0 | 0 |  | 1 | TRUE | wye
92 | LV_2403-1_0_3_load_100 | 119 | 0.003143 | 0.00078771 | 0 | 0 |  | 1 | TRUE | wye
93 | LV_2403-1_0_3_load_109 | 120 | 0.0021552 | 0.00054014 | 0 | 0 |  | 1 | TRUE | wye
94 | LV_2403-1_0_3_load_107 | 121 | 0.0024029 | 0.00060221 | 0 | 0 |  | 1 | TRUE | wye
95 | LV_2403-1_0_3_load_108 | 122 | 0.0022152 | 0.00055517 | 0 | 0 |  | 1 | TRUE | wye
96 | LV_2403-1_0_3_load_112 | 123 | 0.0015238 | 0.0003819 | 0 | 0 |  | 1 | TRUE | wye
97 | LV_2403-1_0_3_load_128 | 124 | 0.0015772 | 0.00039528 | 0 | 0 |  | 1 | TRUE | wye
98 | LV_2403-1_0_3_load_129 | 125 | 0.0010261 | 0.00025716 | 0 | 0 |  | 1 | TRUE | wye
99 | LV_2403-1_0_3_load_130 | 126 | 0.0018262 | 0.0004577 | 0 | 0 |  | 1 | TRUE | wye
100 | LV_2403-1_0_3_load_118 | 127 | 0.002478 | 0.00062105 | 0 | 0 |  | 1 | TRUE | wye
101 | LV_2403-1_0_3_load_124 | 128 | 0.00091142 | 0.00022842 | 0 | 0 |  | 1 | TRUE | wye

## ext_grid
| name | bus | vm_pu | va_degree | slack_weight | in_service
0 |  | 83 | 1 | 0 | 1 | TRUE

## line
| name | std_type | from_bus | to_bus | length_km | r_ohm_per_km | x_ohm_per_km | c_nf_per_km | g_us_per_km | max_i_ka | df | parallel | type | in_service
0 | LV_2403-1_0_3_line_0 | NAYY 4x150 SE | 0 | 1 | 0.019888 | 0.208 | 0.08 | 261 | 0 | 0.27 | 1 | 1 | cs | TRUE
1 | LV_2403-1_0_3_line_1 | NAYY 4x150 SE | 0 | 2 | 0.012639 | 0.208 | 0.08 | 261 | 0 | 0.27 | 1 | 1 | cs | TRUE
2 | LV_2403-1_0_3_line_2 | NAYY 4x150 SE | 1 | 3 | 0.0047536 | 0.208 | 0.08 | 261 | 0 | 0.27 | 1 | 1 | cs | TRUE
3 | LV_2403-1_0_3_line_3 | NAYY 4x150 SE | 2 | 4 | 0.013475 | 0.208 | 0.08 | 261 | 0 | 0.27 | 1 | 1 | cs | TRUE
4 | LV_2403-1_0_3_line_4 | NAYY 4x150 SE | 2 | 5 | 0.016254 | 0.208 | 0.08 | 261 | 0 | 0.27 | 1 | 1 | cs | TRUE
5 | LV_2403-1_0_3_line_5 | NAYY 4x150 SE | 3 | 6 | 0.020453 | 0.208 | 0.08 | 261 | 0 | 0.27 | 1 | 1 | cs | TRUE
6 | LV_2403-1_0_3_line_6 | NAYY 4x150 SE | 4 | 7 | 0.032908 | 0.208 | 0.08 | 261 | 0 | 0.27 | 1 | 1 | cs | TRUE
7 | LV_2403-1_0_3_line_7 | NAYY 4x150 SE | 5 | 8 | 0.073981 | 0.208 | 0.08 | 261 | 0 | 0.27 | 1 | 1 | cs | TRUE
8 | LV_2403-1_0_3_line_8 | NAYY 4x150 SE | 6 | 9 | 0.018037 | 0.208 | 0.08 | 261 | 0 | 0.27 | 1 | 1 | cs | TRUE
9 | LV_2403-1_0_3_line_9 | NAYY 4x150 SE | 7 | 10 | 0.0060691 | 0.208 | 0.08 | 261 | 0 | 0.27 | 1 | 1 | cs | TRUE
10 | LV_2403-1_0_3_line_10 | NAYY 4x150 SE | 7 | 11 | 0.017797 | 0.208 | 0.08 | 261 | 0 | 0.27 | 1 | 1 | cs | TRUE
11 | LV_2403-1_0_3_line_11 | NAYY 4x150 SE | 8 | 12 | 0.07417 | 0.208 | 0.08 | 261 | 0 | 0.27 | 1 | 1 | cs | TRUE
12 | LV_2403-1_0_3_line_12 | NAYY 4x150 SE | 9 | 109 | 0.022403 | 0.208 | 0.08 | 261 | 0 | 0.27 | 1 | 1 | cs | TRUE
13 | LV_2403-1_0_3_line_13 | NAYY 4x150 SE | 10 | 114 | 0.017277 | 0.208 | 0.08 | 261 | 0 | 0.27 | 1 | 1 | cs | TRUE
14 | LV_2403-1_0_3_line_14 | NAYY 4x150 SE | 11 | 110 | 0.0078833 | 0.208 | 0.08 | 261 | 0 | 0.27 | 1 | 1 | cs | TRUE
15 | LV_2403-1_0_3_line_15 | NAYY 4x150 SE | 13 | 14 | 0.016996 | 0.208 | 0.08 | 261 | 0 | 0.27 | 1 | 1 | cs | TRUE
16 | LV_2403-1_0_3_line_16 | NAYY 4x150 SE | 13 | 15 | 0.010312 | 0.208 | 0.08 | 261 | 0 | 0.27 | 1 | 1 | cs | TRUE
17 | LV_2403-1_0_3_line_17 | NAYY 4x150 SE | 14 | 16 | 0.0063607 | 0.208 | 0.08 | 261 | 0 | 0.27 | 1 | 1 | cs | TRUE
18 | LV_2403-1_0_3_line_18 | NAYY 4x150 SE | 16 | 17 | 0.010118 | 0.208 | 0.08 | 261 | 0 | 0.27 | 1 | 1 | cs | TRUE
19 | LV_2403-1_0_3_line_19 | NAYY 4x150 SE | 17 | 18 | 0.012974 | 0.208 | 0.08 | 261 | 0 | 0.27 | 1 | 1 | cs | TRUE
20 | LV_2403-1_0_3_line_20 | NAYY 4x150 SE | 18 | 66 | 0.039119 | 0.208 | 0.08 | 261 | 0 | 0.27 | 1 | 1 | cs | TRUE
21 | LV_2403-1_0_3_line_21 | NAYY 4x150 SE | 19 | 20 | 0.020914 | 0.208 | 0.08 | 261 | 0 | 0.27 | 1 | 1 | cs | TRUE
22 | LV_2403-1_0_3_line_22 | NAYY 4x150 SE | 20 | 21 | 0.018404 | 0.208 | 0.08 | 261 | 0 | 0.27 | 1 | 1 | cs | TRUE
23 | LV_2403-1_0_3_line_23 | NAYY 4x150 SE | 20 | 22 | 0.053625 | 0.208 | 0.08 | 261 | 0 | 0.27 | 1 | 1 | cs | TRUE
24 | LV_2403-1_0_3_line_24 | NAYY 4x150 SE | 21 | 64 | 0.02772 | 0.208 | 0.08 | 261 | 0 | 0.27 | 1 | 1 | cs | TRUE
25 | LV_2403-1_0_3_line_25 | NAYY 4x150 SE | 21 | 32 | 0.013367 | 0.208 | 0.08 | 261 | 0 | 0.27 | 1 | 1 | cs | TRUE
26 | LV_2403-1_0_3_line_26 | NAYY 4x150 SE | 22 | 63 | 0.0010261 | 0.208 | 0.08 | 261 | 0 | 0.27 | 1 | 1 | cs | TRUE
27 | LV_2403-1_0_3_line_27 | NAYY 4x150 SE | 23 | 24 | 0.025831 | 0.208 | 0.08 | 261 | 0 | 0.27 | 1 | 1 | cs | TRUE
28 | LV_2403-1_0_3_line_28 | NAYY 4x150 SE | 24 | 25 | 0.006086 | 0.208 | 0.08 | 261 | 0 | 0.27 | 1 | 1 | cs | TRUE
29 | LV_2403-1_0_3_line_29 | NAYY 4x150 SE | 25 | 26 | 0.022911 | 0.208 | 0.08 | 261 | 0 | 0.27 | 1 | 1 | cs | TRUE
30 | LV_2403-1_0_3_line_30 | NAYY 4x150 SE | 25 | 27 | 0.014265 | 0.208 | 0.08 | 261 | 0 | 0.27 | 1 | 1 | cs | TRUE
31 | LV_2403-1_0_3_line_31 | NAYY 4x150 SE | 27 | 70 | 0.021307 | 0.208 | 0.08 | 261 | 0 | 0.27 | 1 | 1 | cs | TRUE
32 | LV_2403-1_0_3_line_32 | NAYY 4x150 SE | 28 | 29 | 0.01215 | 0.208 | 0.08 | 261 | 0 | 0.27 | 1 | 1 | cs | TRUE
33 | LV_2403-1_0_3_line_33 | NAYY 4x150 SE | 28 | 30 | 0.018497 | 0.208 | 0.08 | 261 | 0 | 0.27 | 1 | 1 | cs | TRUE
34 | LV_2403-1_0_3_line_34 | NAYY 4x150 SE | 28 | 31 | 0.021672 | 0.208 | 0.08 | 261 | 0 | 0.27 | 1 | 1 | cs | TRUE
35 | LV_2403-1_0_3_line_35 | NAYY 4x150 SE | 29 | 32 | 0.048835 | 0.208 | 0.08 | 261 | 0 | 0.27 | 1 | 1 | cs | TRUE
36 | LV_2403-1_0_3_line_36 | NAYY 4x150 SE | 29 | 33 | 0.0059544 | 0.208 | 0.08 | 261 | 0 | 0.27 | 1 | 1 | cs | TRUE
37 | LV_2403-1_0_3_line_37 | NAYY 4x150 SE | 30 | 34 | 0.010959 | 0.208 | 0.08 | 261 | 0 | 0.27 | 1 | 1 | cs | TRUE
38 | LV_2403-1_0_3_line_38 | NAYY 4x150 SE | 30 | 35 | 0.038466 | 0.208 | 0.08 | 261 | 0 | 0.27 | 1 | 1 | cs | TRUE
39 | LV_2403-1_0_3_line_39 | NAYY 4x150 SE | 31 | 36 | 0.020188 | 0.208 | 0.08 | 261 | 0 | 0.27 | 1 | 1 | cs | TRUE
40 | LV_2403-1_0_3_line_40 | NAYY 4x150 SE | 33 | 37 | 0.022727 | 0.208 | 0.08 | 261 | 0 | 0.27 | 1 | 1 | cs | TRUE
41 | LV_2403-1_0_3_line_41 | NAYY 4x150 SE | 34 | 38 | 0.016074 | 0.208 | 0.08 | 261 | 0 | 0.27 | 1 | 1 | cs | TRUE
42 | LV_2403-1_0_3_line_42 | NAYY 4x150 SE | 35 | 39 | 0.0040896 | 0.208 | 0.08 | 261 | 0 | 0.27 | 1 | 1 | cs | TRUE
43 | LV_2403-1_0_3_line_43 | NAYY 4x150 SE | 36 | 40 | 0.025449 | 0.208 | 0.08 | 261 | 0 | 0.27 | 1 | 1 | cs | TRUE
44 | LV_2403-1_0_3_line_44 | NAYY 4x150 SE | 36 | 41 | 0.013982 | 0.208 | 0.08 | 261 | 0 | 0.27 | 1 | 2 | cs | TRUE
45 | LV_2403-1_0_3_line_45 | NAYY 4x150 SE | 37 | 73 | 0.03363 | 0.208 | 0.08 | 261 | 0 | 0.27 | 1 | 1 | cs | TRUE
46 | LV_2403-1_0_3_line_46 | NAYY 4x150 SE | 38 | 53 | 0.0022422 | 0.208 | 0.08 | 261 | 0 | 0.27 | 1 | 1 | cs | TRUE
47 | LV_2403-1_0_3_line_47 | NAYY 4x150 SE | 39 | 68 | 0.016235 | 0.208 | 0.08 | 261 | 0 | 0.27 | 1 | 1 | cs | TRUE
48 | LV_2403-1_0_3_line_48 | NAYY 4x150 SE | 40 | 82 | 0.012755 | 0.208 | 0.08 | 261 | 0 | 0.27 | 1 | 1 | cs | TRUE
49 | LV_2403-1_0_3_line_49 | NAYY 4x150 SE | 40 | 57 | 0.010022 | 0.208 | 0.08 | 261 | 0 | 0.27 | 1 | 1 | cs | TRUE
50 | LV_2403-1_0_3_line_50 | NAYY 4x150 SE | 41 | 78 | 0.02276 | 0.208 | 0.08 | 261 | 0 | 0.27 | 1 | 2 | cs | TRUE
51 | LV_2403-1_0_3_line_51 | NAYY 4x150 SE | 41 | 75 | 0.044912 | 0.208 | 0.08 | 261 | 0 | 0.27 | 1 | 1 | cs | TRUE
52 | LV_2403-1_0_3_line_52 | NAYY 4x150 SE | 42 | 43 | 0.019523 | 0.208 | 0.08 | 261 | 0 | 0.27 | 1 | 1 | cs | TRUE
53 | LV_2403-1_0_3_line_53 | NAYY 4x150 SE | 42 | 44 | 0.0097879 | 0.208 | 0.08 | 261 | 0 | 0.27 | 1 | 1 | cs | TRUE
54 | LV_2403-1_0_3_line_54 | NAYY 4x150 SE | 43 | 45 | 0.018106 | 0.208 | 0.08 | 261 | 0 | 0.27 | 1 | 1 | cs | TRUE
55 | LV_2403-1_0_3_line_55 | NAYY 4x150 SE | 44 | 46 | 0.0046777 | 0.208 | 0.08 | 261 | 0 | 0.27 | 1 | 1 | cs | TRUE
56 | LV_2403-1_0_3_line_56 | NAYY 4x150 SE | 45 | 47 | 0.0048167 | 0.208 | 0.08 | 261 | 0 | 0.27 | 1 | 1 | cs | TRUE
57 | LV_2403-1_0_3_line_57 | NAYY 4x150 SE | 46 | 48 | 0.027319 | 0.208 | 0.08 | 261 | 0 | 0.27 | 1 | 1 | cs | TRUE
58 | LV_2403-1_0_3_line_58 | NAYY 4x150 SE | 47 | 49 | 0.018622 | 0.208 | 0.08 | 261 | 0 | 0.27 | 1 | 1 | cs | TRUE
59 | LV_2403-1_0_3_line_59 | NAYY 4x150 SE | 47 | 50 | 0.016178 | 0.208 | 0.08 | 261 | 0 | 0.27 | 1 | 1 | cs | TRUE
60 | LV_2403-1_0_3_line_60 | NAYY 4x150 SE | 48 | 51 | 0.036746 | 0.208 | 0.08 | 261 | 0 | 0.27 | 1 | 1 | cs | TRUE
61 | LV_2403-1_0_3_line_61 | NAYY 4x150 SE | 48 | 52 | 0.011933 | 0.208 | 0.08 | 261 | 0 | 0.27 | 1 | 1 | cs | TRUE
62 | LV_2403-1_0_3_line_62 | NAYY 4x150 SE | 49 | 67 | 0.022052 | 0.208 | 0.08 | 261 | 0 | 0.27 | 1 | 1 | cs | TRUE
63 | LV_2403-1_0_3_line_63 | NAYY 4x150 SE | 49 | 66 | 0.014807 | 0.208 | 0.08 | 261 | 0 | 0.27 | 1 | 1 | cs | TRUE
64 | LV_2403-1_0_3_line_64 | NAYY 4x150 SE | 50 | 94 | 0.00037127 | 0.208 | 0.08 | 261 | 0 | 0.27 | 1 | 1 | cs | TRUE
65 | LV_2403-1_0_3_line_65 | NAYY 4x150 SE | 51 | 125 | 0.0012006 | 0.208 | 0.08 | 261 | 0 | 0.27 | 1 | 1 | cs | TRUE
66 | LV_2403-1_0_3_line_66 | NAYY 4x150 SE | 52 | 72 | 0.0054184 | 0.208 | 0.08 | 261 | 0 | 0.27 | 1 | 1 | cs | TRUE
67 | LV_2403-1_0_3_line_67 | NAYY 4x150 SE | 53 | 54 | 0.041752 | 0.208 | 0.08 | 261 | 0 | 0.27 | 1 | 1 | cs | TRUE
68 | LV_2403-1_0_3_line_68 | NAYY 4x150 SE | 54 | 55 | 0.0030445 | 0.208 | 0.08 | 261 | 0 | 0.27 | 1 | 1 | cs | TRUE
69 | LV_2403-1_0_3_line_69 | NAYY 4x150 SE | 56 | 57 | 0.027741 | 0.208 | 0.08 | 261 | 0 | 0.27 | 1 | 1 | cs | TRUE
70 | LV_2403-1_0_3_line_70 | NAYY 4x150 SE | 57 | 99 | 0.013581 | 0.208 | 0.08 | 261 | 0 | 0.27 | 1 | 1 | cs | TRUE
71 | LV_2403-1_0_3_line_71 | NAYY 4x150 SE | 58 | 59 | 0.025501 | 0.208 | 0.08 | 261 | 0 | 0.27 | 1 | 1 | cs | TRUE
72 | LV_2403-1_0_3_line_72 | NAYY 4x150 SE | 59 | 60 | 0.065663 | 0.208 | 0.08 | 261 | 0 | 0.27 | 1 | 1 | cs | TRUE
73 | LV_2403-1_0_3_line_73 | NAYY 4x150 SE | 60 | 61 | 0.043462 | 0.208 | 0.08 | 261 | 0 | 0.27 | 1 | 1 | cs | TRUE
74 | LV_2403-1_0_3_line_74 | NAYY 4x150 SE | 61 | 62 | 0.015462 | 0.208 | 0.08 | 261 | 0 | 0.27 | 1 | 1 | cs | TRUE
75 | LV_2403-1_0_3_line_75 | NAYY 4x150 SE | 62 | 71 | 0.020458 | 0.208 | 0.08 | 261 | 0 | 0.27 | 1 | 1 | cs | TRUE
76 | LV_2403-1_0_3_line_76 | NAYY 4x150 SE | 64 | 65 | 0.010512 | 0.208 | 0.08 | 261 | 0 | 0.27 | 1 | 1 | cs | TRUE
77 | LV_2403-1_0_3_line_77 | NAYY 4x150 SE | 65 | 127 | 0.014582 | 0.208 | 0.08 | 261 | 0 | 0.27 | 1 | 1 | cs | TRUE
78 | LV_2403-1_0_3_line_78 | NAYY 4x150 SE | 67 | 95 | 0.023508 | 0.208 | 0.08 | 261 | 0 | 0.27 | 1 | 1 | cs | TRUE
79 | LV_2403-1_0_3_line_79 | NAYY 4x150 SE | 68 | 69 | 0.015274 | 0.208 | 0.08 | 261 | 0 | 0.27 | 1 | 1 | cs | TRUE
80 | LV_2403-1_0_3_line_80 | NAYY 4x150 SE | 69 | 70 | 0.020093 | 0.208 | 0.08 | 261 | 0 | 0.27 | 1 | 1 | cs | TRUE
81 | LV_2403-1_0_3_line_81 | NAYY 4x150 SE | 71 | 72 | 0.016548 | 0.208 | 0.08 | 261 | 0 | 0.27 | 1 | 1 | cs | TRUE
82 | LV_2403-1_0_3_line_82 | NAYY 4x150 SE | 73 | 74 | 0.01655 | 0.208 | 0.08 | 261 | 0 | 0.27 | 1 | 1 | cs | TRUE
83 | LV_2403-1_0_3_line_83 | NAYY 4x150 SE | 75 | 76 | 0.023396 | 0.208 | 0.08 | 261 | 0 | 0.27 | 1 | 1 | cs | TRUE
84 | LV_2403-1_0_3_line_84 | NAYY 4x150 SE | 76 | 77 | 0.0036972 | 0.208 | 0.08 | 261 | 0 | 0.27 | 1 | 1 | cs | TRUE
85 | LV_2403-1_0_3_line_85 | NAYY 4x150 SE | 77 | 79 | 0.012396 | 0.208 | 0.08 | 261 | 0 | 0.27 | 1 | 1 | cs | TRUE
86 | LV_2403-1_0_3_line_86 | NAYY 4x150 SE | 78 | 80 | 0.0058133 | 0.208 | 0.08 | 261 | 0 | 0.27 | 1 | 2 | cs | TRUE
87 | LV_2403-1_0_3_line_87 | NAYY 4x150 SE | 79 | 81 | 0.015416 | 0.208 | 0.08 | 261 | 0 | 0.27 | 1 | 1 | cs | TRUE
88 | LV_2403-1_0_3_line_88 | NAYY 4x150 SE | 80 | 83 | 0.017897 | 0.208 | 0.08 | 261 | 0 | 0.27 | 1 | 2 | cs | TRUE
89 | LV_2403-1_0_3_line_89 | NAYY 4x150 SE | 80 | 84 | 0.012425 | 0.208 | 0.08 | 261 | 0 | 0.27 | 1 | 1 | cs | TRUE
90 | LV_2403-1_0_3_line_90 | NAYY 4x150 SE | 81 | 106 | 0.0023513 | 0.208 | 0.08 | 261 | 0 | 0.27 | 1 | 1 | cs | TRUE
91 | LV_2403-1_0_3_line_91 | NAYY 4x150 SE | 81 | 108 | 0.037177 | 0.208 | 0.08 | 261 | 0 | 0.27 | 1 | 1 | cs | TRUE
92 | LV_2403-1_0_3_line_92 | NAYY 4x150 SE | 82 | 109 | 0.0072862 | 0.208 | 0.08 | 261 | 0 | 0.27 | 1 | 1 | cs | TRUE
93 | LV_2403-1_0_3_line_93 | NAYY 4x150 SE | 83 | 124 | 0.021718 | 0.208 | 0.08 | 261 | 0 | 0.27 | 1 | 1 | cs | TRUE
94 | LV_2403-1_0_3_line_94 | NAYY 4x150 SE | 84 | 94 | 0.016899 | 0.208 | 0.08 | 261 | 0 | 0.27 | 1 | 1 | cs | TRUE
95 | LV_2403-1_0_3_line_95 | NAYY 4x150 SE | 85 | 86 | 0.044981 | 0.208 | 0.08 | 261 | 0 | 0.27 | 1 | 1 | cs | TRUE
96 | LV_2403-1_0_3_line_96 | NAYY 4x150 SE | 85 | 87 | 0.059661 | 0.208 | 0.08 | 261 | 0 | 0.27 | 1 | 1 | cs | TRUE
97 | LV_2403-1_0_3_line_97 | NAYY 4x150 SE | 86 | 88 | 0.0032654 | 0.208 | 0.08 | 261 | 0 | 0.27 | 1 | 1 | cs | TRUE
98 | LV_2403-1_0_3_line_98 | NAYY 4x150 SE | 87 | 89 | 0.028949 | 0.208 | 0.08 | 261 | 0 | 0.27 | 1 | 1 | cs | TRUE
99 | LV_2403-1_0_3_line_99 | NAYY 4x150 SE | 88 | 90 | 0.0010603 | 0.208 | 0.08 | 261 | 0 | 0.27 | 1 | 1 | cs | TRUE
100 | LV_2403-1_0_3_line_100 | NAYY 4x150 SE | 89 | 91 | 0.02253 | 0.208 | 0.08 | 261 | 0 | 0.27 | 1 | 1 | cs | TRUE
101 | LV_2403-1_0_3_line_101 | NAYY 4x150 SE | 90 | 92 | 0.0089201 | 0.208 | 0.08 | 261 | 0 | 0.27 | 1 | 1 | cs | TRUE
102 | LV_2403-1_0_3_line_102 | NAYY 4x150 SE | 91 | 93 | 0.014511 | 0.208 | 0.08 | 261 | 0 | 0.27 | 1 | 1 | cs | TRUE
103 | LV_2403-1_0_3_line_103 | NAYY 4x150 SE | 92 | 107 | 0.027901 | 0.208 | 0.08 | 261 | 0 | 0.27 | 1 | 1 | cs | TRUE
104 | LV_2403-1_0_3_line_104 | NAYY 4x150 SE | 92 | 103 | 0.023935 | 0.208 | 0.08 | 261 | 0 | 0.27 | 1 | 1 | cs | TRUE
105 | LV_2403-1_0_3_line_105 | NAYY 4x150 SE | 95 | 117 | 0.023489 | 0.208 | 0.08 | 261 | 0 | 0.27 | 1 | 1 | cs | TRUE
106 | LV_2403-1_0_3_line_106 | NAYY 4x150 SE | 96 | 97 | 0.0034179 | 0.208 | 0.08 | 261 | 0 | 0.27 | 1 | 1 | cs | TRUE
107 | LV_2403-1_0_3_line_107 | NAYY 4x150 SE | 97 | 98 | 0.024706 | 0.208 | 0.08 | 261 | 0 | 0.27 | 1 | 1 | cs | TRUE
108 | LV_2403-1_0_3_line_108 | NAYY 4x150 SE | 98 | 99 | 0.015914 | 0.208 | 0.08 | 261 | 0 | 0.27 | 1 | 1 | cs | TRUE
109 | LV_2403-1_0_3_line_109 | NAYY 4x150 SE | 100 | 101 | 0.005775 | 0.208 | 0.08 | 261 | 0 | 0.27 | 1 | 1 | cs | TRUE
110 | LV_2403-1_0_3_line_110 | NAYY 4x150 SE | 100 | 102 | 0.014845 | 0.208 | 0.08 | 261 | 0 | 0.27 | 1 | 1 | cs | TRUE
111 | LV_2403-1_0_3_line_111 | NAYY 4x150 SE | 101 | 103 | 0.018122 | 0.208 | 0.08 | 261 | 0 | 0.27 | 1 | 1 | cs | TRUE
112 | LV_2403-1_0_3_line_112 | NAYY 4x150 SE | 103 | 104 | 0.010723 | 0.208 | 0.08 | 261 | 0 | 0.27 | 1 | 1 | cs | TRUE
113 | LV_2403-1_0_3_line_113 | NAYY 4x150 SE | 104 | 105 | 0.033574 | 0.208 | 0.08 | 261 | 0 | 0.27 | 1 | 1 | cs | TRUE
114 | LV_2403-1_0_3_line_114 | NAYY 4x150 SE | 104 | 106 | 0.02814 | 0.208 | 0.08 | 261 | 0 | 0.27 | 1 | 1 | cs | TRUE
115 | LV_2403-1_0_3_line_115 | NAYY 4x150 SE | 105 | 115 | 0.0042588 | 0.208 | 0.08 | 261 | 0 | 0.27 | 1 | 1 | cs | TRUE
116 | LV_2403-1_0_3_line_116 | NAYY 4x150 SE | 107 | 116 | 0.0044545 | 0.208 | 0.08 | 261 | 0 | 0.27 | 1 | 1 | cs | TRUE
117 | LV_2403-1_0_3_line_117 | NAYY 4x150 SE | 110 | 111 | 0.0076717 | 0.208 | 0.08 | 261 | 0 | 0.27 | 1 | 1 | cs | TRUE
118 | LV_2403-1_0_3_line_118 | NAYY 4x150 SE | 111 | 112 | 0.0069719 | 0.208 | 0.08 | 261 | 0 | 0.27 | 1 | 1 | cs | TRUE
119 | LV_2403-1_0_3_line_119 | NAYY 4x150 SE | 112 | 113 | 0.00079192 | 0.208 | 0.08 | 261 | 0 | 0.27 | 1 | 1 | cs | TRUE
120 | LV_2403-1_0_3_line_120 | NAYY 4x150 SE | 116 | 123 | 0.020505 | 0.208 | 0.08 | 261 | 0 | 0.27 | 1 | 1 | cs | TRUE
121 | LV_2403-1_0_3_line_121 | NAYY 4x150 SE | 117 | 118 | 0.001153 | 0.208 | 0.08 | 261 | 0 | 0.27 | 1 | 1 | cs | TRUE
122 | LV_2403-1_0_3_line_122 | NAYY 4x150 SE | 118 | 119 | 0.013104 | 0.208 | 0.08 | 261 | 0 | 0.27 | 1 | 1 | cs | TRUE
123 | LV_2403-1_0_3_line_123 | NAYY 4x150 SE | 119 | 120 | 0.025146 | 0.208 | 0.08 | 261 | 0 | 0.27 | 1 | 1 | cs | TRUE
124 | LV_2403-1_0_3_line_124 | NAYY 4x150 SE | 120 | 121 | 0.026078 | 0.208 | 0.08 | 261 | 0 | 0.27 | 1 | 1 | cs | TRUE
125 | LV_2403-1_0_3_line_125 | NAYY 4x150 SE | 121 | 122 | 0.0077126 | 0.208 | 0.08 | 261 | 0 | 0.27 | 1 | 1 | cs | TRUE
126 | LV_2403-1_0_3_line_126 | NAYY 4x150 SE | 125 | 126 | 0.0204 | 0.208 | 0.08 | 261 | 0 | 0.27 | 1 | 1 | cs | TRUE
127 | LV_2403-1_0_3_line_127 | NAYY 4x150 SE | 127 | 128 | 1.4499e-05 | 0.208 | 0.08 | 261 | 0 | 0.27 | 1 | 1 | cs | TRUE

## trafo
| name | std_type | hv_bus | lv_bus | sn_mva | vn_hv_kv | vn_lv_kv | vk_percent | vkr_percent | pfe_kw | i0_percent | shift_degree | tap_side | tap_neutral | tap_min | tap_max | tap_step_percent | tap_step_degree | tap_pos | tap_phase_shifter | parallel | df | in_service
0 | LV_2403-1_0_3_trafo_125 | 0.25 MVA 20/0.4 kV | 129 | 83 | 0.25 | 20 | 0.4 | 6 | 1.44 | 0.8 | 0.32 | 150 | hv | 0 | -2 | 2 | 2.5 | 0 | 0 | FALSE | 1 | 1 | TRUE

## line_geodata
| x0 | y0 | x1 | y1 | x2 | y2 | x3 | y3 | x4 | y4 | x5 | y5
0 | 2624231.1641 | 1236581.2532 | 2624211.8451 | 1236585.978
1 | 2624243.4409 | 1236578.2506 | 2624231.1641 | 1236581.2532
2 | 2624207.2276 | 1236587.1074 | 2624211.8451 | 1236585.978
3 | 2624243.4409 | 1236578.2506 | 2624256.2898 | 1236574.1913
4 | 2624243.4409 | 1236578.2506 | 2624247.8111 | 1236582.6934 | 2624256.9771 | 1236586.7475
5 | 2624207.2276 | 1236587.1074 | 2624187.3606 | 1236591.9662
6 | 2624287.6686 | 1236564.2778 | 2624256.2898 | 1236574.1913
7 | 2624326.4717 | 1236611.3654 | 2624312.4791 | 1236608.4064 | 2624287.9745 | 1236600.5571 | 2624273.3025 | 1236593.504 | 2624257.2743 | 1236586.879 | 2624256.9771 | 1236586.7475
8 | 2624169.8395 | 1236596.2514 | 2624187.3606 | 1236591.9662
9 | 2624287.6686 | 1236564.2778 | 2624293.4972 | 1236562.586
10 | 2624287.6686 | 1236564.2778 | 2624278.5234 | 1236549.0102
11 | 2624326.4717 | 1236611.3654 | 2624294.6688 | 1236617.6283 | 2624258.6985 | 1236634.681 | 2624257.0479 | 1236635.716
12 | 2624169.8395 | 1236596.2514 | 2624148.0777 | 1236601.5737
13 | 2624293.4972 | 1236562.586 | 2624310.0891 | 1236557.77
14 | 2624274.5188 | 1236542.2199 | 2624277.8016 | 1236547.8052 | 2624278.5234 | 1236549.0102
15 | 2624090.9132 | 1236465.7478 | 2624085.683 | 1236471.1774 | 2624079.4478 | 1236478.2876
16 | 2624090.9132 | 1236465.7478 | 2624096.8523 | 1236459.5821 | 2624098.0654 | 1236458.3191
17 | 2624079.4478 | 1236478.2876 | 2624075.254 | 1236483.07
18 | 2624075.254 | 1236483.07 | 2624068.5827 | 1236490.6776
19 | 2624060.9261 | 1236501.1272 | 2624066.1553 | 1236493.4456 | 2624068.5827 | 1236490.6776
20 | 2624039.8364 | 1236534.0711 | 2624058.0264 | 1236505.3868 | 2624060.9261 | 1236501.1272
21 | 2623977.8494 | 1236651.4203 | 2623968.5203 | 1236670.1386
22 | 2623977.8494 | 1236651.4203 | 2623995.2831 | 1236645.3757
23 | 2623977.8494 | 1236651.4203 | 2623932.7742 | 1236628.1468 | 2623929.8838 | 1236627.9637
24 | 2623995.2831 | 1236645.3757 | 2623990.9101 | 1236639.7212 | 2623973.4948 | 1236628.7708
25 | 2623995.2831 | 1236645.3757 | 2624008.109 | 1236641.6104
26 | 2623928.8598 | 1236627.8988 | 2623929.8838 | 1236627.9637
27 | 2624018.7989 | 1236768.9025 | 2624000.3485 | 1236750.8238
28 | 2624018.7989 | 1236768.9025 | 2624021.401 | 1236763.3985
29 | 2624021.401 | 1236763.3985 | 2624027.293 | 1236767.5804 | 2624037.9372 | 1236779.1018
30 | 2624021.401 | 1236763.3985 | 2624022.1993 | 1236758.6988 | 2624022.5024 | 1236749.2053
31 | 2624021.1057 | 1236727.9461 | 2624021.4969 | 1236735.9041 | 2624022.5024 | 1236749.2053 | 2624022.5024 | 1236749.2053
32 | 2624065.8795 | 1236630.8628 | 2624059.135 | 1236627.8892 | 2624054.533 | 1236626.492
33 | 2624065.8795 | 1236630.8628 | 2624066.2265 | 1236634.8444 | 2624054.5626 | 1236643.5026
34 | 2624065.8795 | 1236630.8628 | 2624073.9961 | 1236627.538 | 2624085.8854 | 1236622.5302
35 | 2624054.533 | 1236626.492 | 2624052.199 | 1236627.4054 | 2624037.5019 | 1236632.1045 | 2624019.3791 | 1236638.3018 | 2624008.109 | 1236641.6104
36 | 2624054.533 | 1236626.492 | 2624052.3539 | 1236624.6487 | 2624049.7123 | 1236623.0259
37 | 2624054.5626 | 1236643.5026 | 2624059.9745 | 1236648.5721 | 2624062.5521 | 1236651.0285
38 | 2624054.5626 | 1236643.5026 | 2624048.7994 | 1236648.6047 | 2624041.9007 | 1236657.6047 | 2624035.3969 | 1236668.096 | 2624031.9776 | 1236674.3015
39 | 2624104.5911 | 1236614.9429 | 2624095.8007 | 1236618.3538 | 2624085.8854 | 1236622.5302
40 | 2624049.7123 | 1236623.0259 | 2624049.7123 | 1236623.0259 | 2624041.5969 | 1236622.3038 | 2624030.9322 | 1236621.4602 | 2624027.2439 | 1236620.2505
41 | 2624062.5521 | 1236651.0285 | 2624071.5662 | 1236659.6369 | 2624074.3981 | 1236661.8748
42 | 2624030.004 | 1236677.8833 | 2624031.9776 | 1236674.3015
43 | 2624104.5911 | 1236614.9429 | 2624128.6103 | 1236606.3348
44 | 2624101.4741 | 1236601.811 | 2624101.3608 | 1236609.2485 | 2624104.5911 | 1236614.9429
45 | 2623998.8624 | 1236602.5493 | 2624008.6345 | 1236608.5067 | 2624022.7642 | 1236618.7812 | 2624027.2439 | 1236620.2505
46 | 2624076.1573 | 1236663.265 | 2624074.3981 | 1236661.8748
47 | 2624030.004 | 1236677.8833 | 2624027.4017 | 1236682.606 | 2624023.6986 | 1236692.7974 | 2624023.6986 | 1236692.7974
48 | 2624128.6103 | 1236606.3348 | 2624141.0001 | 1236603.3046
49 | 2624128.6103 | 1236606.3348 | 2624130.0833 | 1236616.2469
50 | 2624101.4741 | 1236601.811 | 2624081.977 | 1236590.0687
51 | 2624101.4741 | 1236601.811 | 2624107.0984 | 1236591.8054 | 2624122.2273 | 1236561.9904
52 | 2624001.5498 | 1236541.1586 | 2624018.1787 | 1236551.3867
53 | 2624001.5498 | 1236541.1586 | 2623993.2127 | 1236536.0306
54 | 2624033.6012 | 1236560.8726 | 2624018.1787 | 1236551.3867
55 | 2623989.2283 | 1236533.58 | 2623993.2127 | 1236536.0306
56 | 2624037.7039 | 1236563.3961 | 2624033.6012 | 1236560.8726
57 | 2623965.8975 | 1236519.3683 | 2623978.3513 | 1236526.8897 | 2623989.2283 | 1236533.58
58 | 2624037.7039 | 1236563.3961 | 2624037.7988 | 1236560.5058 | 2624036.2011 | 1236555.1961 | 2624032.4013 | 1236548.0986 | 2624031.4027 | 1236546.2045
59 | 2624037.7039 | 1236563.3961 | 2624051.5616 | 1236571.7451
60 | 2623965.8975 | 1236519.3683 | 2623948.0801 | 1236551.5059
61 | 2623965.8975 | 1236519.3683 | 2623955.624 | 1236513.2985
62 | 2624031.4027 | 1236546.2045 | 2624021.1293 | 1236526.6921
63 | 2624031.4027 | 1236546.2045 | 2624034.2991 | 1236542.803 | 2624039.8364 | 1236534.0711
64 | 2624051.5616 | 1236571.7451 | 2624051.8796 | 1236571.9367
65 | 2623947.498 | 1236552.5559 | 2623948.0801 | 1236551.5059
66 | 2623950.959 | 1236510.5423 | 2623955.624 | 1236513.2985
67 | 2624108.9153 | 1236689.1517 | 2624076.1573 | 1236663.265
68 | 2624111.304 | 1236691.0394 | 2624108.9153 | 1236689.1517
69 | 2624130.0833 | 1236616.2469 | 2624103.9695 | 1236625.6095
70 | 2624130.0833 | 1236616.2469 | 2624129.7 | 1236626.7964 | 2624129.9717 | 1236629.8083
71 | 2623891.5629 | 1236578.9842 | 2623894.8769 | 1236578.9641 | 2623899.2109 | 1236584.9519 | 2623901.9035 | 1236592.7008 | 2623902.9153 | 1236599.2144
72 | 2623877.9899 | 1236514.7455 | 2623886.1152 | 1236554.5027 | 2623889.4709 | 1236570.4816 | 2623891.5629 | 1236578.9842
73 | 2623877.9899 | 1236514.7455 | 2623891.7059 | 1236522.6277 | 2623894.1551 | 1236523.1823 | 2623896.1926 | 1236522.6457 | 2623909.896 | 1236504.1436
74 | 2623919.0985 | 1236491.7185 | 2623909.896 | 1236504.1436
75 | 2623919.0985 | 1236491.7185 | 2623936.712 | 1236502.1249
76 | 2623973.4948 | 1236628.7708 | 2623964.5962 | 1236623.1755
77 | 2623952.2521 | 1236615.4138 | 2623964.5962 | 1236623.1755
78 | 2624007.6041 | 1236507.5957 | 2624007.6041 | 1236507.5957 | 2624012.1013 | 1236512.5058 | 2624015.9992 | 1236517.8025 | 2624018.503 | 1236521.7039 | 2624021.1293 | 1236526.6921
79 | 2624021.3981 | 1236707.8975 | 2624021.3981 | 1236707.8975 | 2624022.5028 | 1236700.3973 | 2624023.6986 | 1236692.7974
80 | 2624021.1057 | 1236727.9461 | 2624020.602 | 1236717.7003 | 2624021.3981 | 1236707.8975
81 | 2623936.712 | 1236502.1249 | 2623950.959 | 1236510.5423
82 | 2623984.7316 | 1236593.9347 | 2623998.8624 | 1236602.5493
83 | 2624122.2273 | 1236561.9904 | 2624122.5583 | 1236561.338 | 2624130.0133 | 1236549.5499 | 2624135.3851 | 1236542.6856
84 | 2624137.6637 | 1236539.7739 | 2624135.3851 | 1236542.6856
85 | 2624137.6637 | 1236539.7739 | 2624141.4444 | 1236534.9427 | 2624145.942 | 1236530.5873
86 | 2624076.9971 | 1236587.0695 | 2624081.977 | 1236590.0687
87 | 2624157.0162 | 1236519.8632 | 2624145.942 | 1236530.5873
88 | 2624076.9971 | 1236587.0695 | 2624086.9698 | 1236572.2085
89 | 2624076.9971 | 1236587.0695 | 2624066.3543 | 1236580.6575
90 | 2624157.0162 | 1236519.8632 | 2624158.7201 | 1236518.2429
91 | 2624127.4997 | 1236497.7076 | 2624142.8703 | 1236506.1307 | 2624149.5786 | 1236512.4173 | 2624157.0162 | 1236519.8632
92 | 2624141.0001 | 1236603.3046 | 2624148.0777 | 1236601.5737
93 | 2624093.2026 | 1236551.8133 | 2624090.554 | 1236566.8674 | 2624086.9698 | 1236572.2085
94 | 2624051.8796 | 1236571.9367 | 2624066.3543 | 1236580.6575
95 | 2624243.1904 | 1236431.8982 | 2624236.903 | 1236441.0058 | 2624227.2005 | 1236452.7958 | 2624219.1006 | 1236461.2014 | 2624214.0195 | 1236465.9755
96 | 2624273.6036 | 1236380.5958 | 2624256.8984 | 1236410.0014 | 2624246.5007 | 1236427.103 | 2624243.1904 | 1236431.8982
97 | 2624214.0195 | 1236465.9755 | 2624211.6398 | 1236468.2114
98 | 2624273.6036 | 1236380.5958 | 2624267.9655 | 1236380.8952 | 2624264.0106 | 1236382.191 | 2624252.5259 | 1236397.504
99 | 2624210.8671 | 1236468.9374 | 2624211.6398 | 1236468.2114
100 | 2624252.5259 | 1236397.504 | 2624239.0078 | 1236415.5282
101 | 2624204.2679 | 1236474.9385 | 2624209.0977 | 1236470.5999 | 2624210.8671 | 1236468.9374
102 | 2624230.3012 | 1236427.137 | 2624239.0078 | 1236415.5282
103 | 2624204.2679 | 1236474.9385 | 2624194.5837 | 1236472.9645 | 2624178.606 | 1236472.4438 | 2624176.6041 | 1236472.1011
104 | 2624204.2679 | 1236474.9385 | 2624186.9722 | 1236491.534
105 | 2623988.1456 | 1236494.6253 | 2623990.9978 | 1236495.9994 | 2623998.8031 | 1236500.5003 | 2624003.1029 | 1236503.6974 | 2624007.6041 | 1236507.5957
106 | 2624151.1072 | 1236667.5182 | 2624149.1489 | 1236664.717
107 | 2624149.1489 | 1236664.717 | 2624142.2065 | 1236654.7866 | 2624134.6208 | 1236644.7385
108 | 2624129.9717 | 1236629.8083 | 2624130.5978 | 1236636.7506 | 2624134.6208 | 1236644.7385 | 2624134.6208 | 1236644.7385
109 | 2624195.7609 | 1236513.7155 | 2624193.8006 | 1236508.2834
110 | 2624200.7999 | 1236527.6792 | 2624195.7609 | 1236513.7155
111 | 2624186.9722 | 1236491.534 | 2624189.5173 | 1236496.414 | 2624193.8006 | 1236508.2834
112 | 2624186.9722 | 1236491.534 | 2624179.1115 | 1236498.851
113 | 2624179.1115 | 1236498.851 | 2624194.7255 | 1236521.8176 | 2624196.6406 | 1236527.2946
114 | 2624179.1115 | 1236498.851 | 2624158.7201 | 1236518.2429
115 | 2624198.0462 | 1236531.3147 | 2624196.6406 | 1236527.2946
116 | 2624172.2135 | 1236471.3494 | 2624176.6041 | 1236472.1011
117 | 2624274.5188 | 1236542.2199 | 2624270.6313 | 1236535.6061
118 | 2624267.0985 | 1236529.5956 | 2624270.6313 | 1236535.6061
119 | 2624266.6972 | 1236528.9128 | 2624267.0985 | 1236529.5956
120 | 2624154.333 | 1236476.3032 | 2624162.108 | 1236469.6195 | 2624172.2135 | 1236471.3494
121 | 2623988.1456 | 1236494.6253 | 2623987.1068 | 1236494.1249
122 | 2623987.1068 | 1236494.1249 | 2623980.1991 | 1236490.7971 | 2623975.2059 | 1236488.648
123 | 2623952.1295 | 1236478.6585 | 2623961.3466 | 1236482.6828 | 2623975.2059 | 1236488.648
124 | 2623928.2302 | 1236468.2236 | 2623952.1295 | 1236478.6585
125 | 2623928.2302 | 1236468.2236 | 2623927.7814 | 1236468.0277 | 2623921.1708 | 1236465.1174
126 | 2623937.6067 | 1236570.3971 | 2623947.498 | 1236552.5559
127 | 2623952.2521 | 1236615.4138 | 2623952.2398 | 1236615.406

## bus_geodata
| x | y | coords
0 | 2624231.1641 | 1236581.2532
1 | 2624211.8451 | 1236585.978
2 | 2624243.4409 | 1236578.2506
3 | 2624207.2276 | 1236587.1074
4 | 2624256.2898 | 1236574.1913
5 | 2624256.9771 | 1236586.7475
6 | 2624187.3606 | 1236591.9662
7 | 2624287.6686 | 1236564.2778
8 | 2624326.4717 | 1236611.3654
9 | 2624169.8395 | 1236596.2514
10 | 2624293.4972 | 1236562.586
11 | 2624278.5234 | 1236549.0102
12 | 2624257.0479 | 1236635.716
13 | 2624090.9132 | 1236465.7478
14 | 2624079.4478 | 1236478.2876
15 | 2624098.0654 | 1236458.3191
16 | 2624075.254 | 1236483.07
17 | 2624068.5827 | 1236490.6776
18 | 2624060.9261 | 1236501.1272
19 | 2623968.5203 | 1236670.1386
20 | 2623977.8494 | 1236651.4203
21 | 2623995.2831 | 1236645.3757
22 | 2623929.8838 | 1236627.9637
23 | 2624000.3485 | 1236750.8238
24 | 2624018.7989 | 1236768.9025
25 | 2624021.401 | 1236763.3985
26 | 2624037.9372 | 1236779.1018
27 | 2624022.5024 | 1236749.2053
28 | 2624065.8795 | 1236630.8628
29 | 2624054.533 | 1236626.492
30 | 2624054.5626 | 1236643.5026
31 | 2624085.8854 | 1236622.5302
32 | 2624008.109 | 1236641.6104
33 | 2624049.7123 | 1236623.0259
34 | 2624062.5521 | 1236651.0285
35 | 2624031.9776 | 1236674.3015
36 | 2624104.5911 | 1236614.9429
37 | 2624027.2439 | 1236620.2505
38 | 2624074.3981 | 1236661.8748
39 | 2624030.004 | 1236677.8833
40 | 2624128.6103 | 1236606.3348
41 | 2624101.4741 | 1236601.811
42 | 2624001.5498 | 1236541.1586
43 | 2624018.1787 | 1236551.3867
44 | 2623993.2127 | 1236536.0306
45 | 2624033.6012 | 1236560.8726
46 | 2623989.2283 | 1236533.58
47 | 2624037.7039 | 1236563.3961
48 | 2623965.8975 | 1236519.3683
49 | 2624031.4027 | 1236546.2045
50 | 2624051.5616 | 1236571.7451
51 | 2623948.0801 | 1236551.5059
52 | 2623955.624 | 1236513.2985
53 | 2624076.1573 | 1236663.265
54 | 2624108.9153 | 1236689.1517
55 | 2624111.304 | 1236691.0394
56 | 2624103.9695 | 1236625.6095
57 | 2624130.0833 | 1236616.2469
58 | 2623902.9153 | 1236599.2144
59 | 2623891.5629 | 1236578.9842
60 | 2623877.9899 | 1236514.7455
61 | 2623909.896 | 1236504.1436
62 | 2623919.0985 | 1236491.7185
63 | 2623928.8598 | 1236627.8988
64 | 2623973.4948 | 1236628.7708
65 | 2623964.5962 | 1236623.1755
66 | 2624039.8364 | 1236534.0711
67 | 2624021.1293 | 1236526.6921
68 | 2624023.6986 | 1236692.7974
69 | 2624021.3981 | 1236707.8975
70 | 2624021.1057 | 1236727.9461
71 | 2623936.712 | 1236502.1249
72 | 2623950.959 | 1236510.5423
73 | 2623998.8624 | 1236602.5493
74 | 2623984.7317 | 1236593.9347
75 | 2624122.2273 | 1236561.9904
76 | 2624135.3851 | 1236542.6856
77 | 2624137.6637 | 1236539.7739
78 | 2624081.977 | 1236590.0687
79 | 2624145.942 | 1236530.5873
80 | 2624076.9971 | 1236587.0695
81 | 2624157.0162 | 1236519.8632
82 | 2624141.0001 | 1236603.3046
83 | 2624086.9698 | 1236572.2085
84 | 2624066.3543 | 1236580.6575
85 | 2624243.1904 | 1236431.8982
86 | 2624214.0195 | 1236465.9755
87 | 2624273.6036 | 1236380.5958
88 | 2624211.6398 | 1236468.2114
89 | 2624252.5259 | 1236397.504
90 | 2624210.8671 | 1236468.9374
91 | 2624239.0078 | 1236415.5282
92 | 2624204.2679 | 1236474.9385
93 | 2624230.3012 | 1236427.137
94 | 2624051.8796 | 1236571.9367
95 | 2624007.6041 | 1236507.5957
96 | 2624151.1072 | 1236667.5182
97 | 2624149.1489 | 1236664.717
98 | 2624134.6208 | 1236644.7385
99 | 2624129.9717 | 1236629.8083
100 | 2624195.7609 | 1236513.7155
101 | 2624193.8006 | 1236508.2834
102 | 2624200.7999 | 1236527.6792
103 | 2624186.9722 | 1236491.534
104 | 2624179.1115 | 1236498.851
105 | 2624196.6406 | 1236527.2946
106 | 2624158.7201 | 1236518.2429
107 | 2624176.6041 | 1236472.1011
108 | 2624127.4997 | 1236497.7076
109 | 2624148.0777 | 1236601.5737
110 | 2624274.5188 | 1236542.2199
111 | 2624270.6313 | 1236535.6061
112 | 2624267.0985 | 1236529.5956
113 | 2624266.6972 | 1236528.9128
114 | 2624310.0891 | 1236557.77
115 | 2624198.0462 | 1236531.3147
116 | 2624172.2135 | 1236471.3494
117 | 2623988.1456 | 1236494.6253
118 | 2623987.1068 | 1236494.1249
119 | 2623975.2059 | 1236488.648
120 | 2623952.1295 | 1236478.6585
121 | 2623928.2302 | 1236468.2236
122 | 2623921.1708 | 1236465.1174
123 | 2624154.333 | 1236476.3032
124 | 2624093.2026 | 1236551.8133
125 | 2623947.498 | 1236552.5559
126 | 2623937.6067 | 1236570.3971
127 | 2623952.2521 | 1236615.4138
128 | 2623952.2398 | 1236615.406
129 | 2624076.9971 | 1236587.0695

## line_std_types
| c_nf_per_km | r_ohm_per_km | x_ohm_per_km | max_i_ka | type | q_mm2 | alpha | voltage_rating
NAYY 4x50 SE | 210 | 0.642 | 0.083 | 0.142 | cs | 50 | 0.00403 | LV
NAYY 4x120 SE | 264 | 0.225 | 0.08 | 0.242 | cs | 120 | 0.00403 | LV
NAYY 4x150 SE | 261 | 0.208 | 0.08 | 0.27 | cs | 150 | 0.00403 | LV
NA2XS2Y 1x95 RM/25 12/20 kV | 216 | 0.313 | 0.132 | 0.252 | cs | 95 | 0.00403 | MV
NA2XS2Y 1x185 RM/25 12/20 kV | 273 | 0.161 | 0.117 | 0.362 | cs | 185 | 0.00403 | MV
NA2XS2Y 1x240 RM/25 12/20 kV | 304 | 0.122 | 0.112 | 0.421 | cs | 240 | 0.00403 | MV
NA2XS2Y 1x95 RM/25 6/10 kV | 315 | 0.313 | 0.123 | 0.249 | cs | 95 | 0.00403 | MV
NA2XS2Y 1x185 RM/25 6/10 kV | 406 | 0.161 | 0.11 | 0.358 | cs | 185 | 0.00403 | MV
NA2XS2Y 1x240 RM/25 6/10 kV | 456 | 0.122 | 0.105 | 0.416 | cs | 240 | 0.00403 | MV
NA2XS2Y 1x150 RM/25 12/20 kV | 250 | 0.206 | 0.116 | 0.319 | cs | 150 | 0.00403 | MV
NA2XS2Y 1x120 RM/25 12/20 kV | 230 | 0.253 | 0.119 | 0.283 | cs | 120 | 0.00403 | MV
NA2XS2Y 1x70 RM/25 12/20 kV | 190 | 0.443 | 0.132 | 0.22 | cs | 70 | 0.00403 | MV
NA2XS2Y 1x150 RM/25 6/10 kV | 360 | 0.206 | 0.11 | 0.315 | cs | 150 | 0.00403 | MV
NA2XS2Y 1x120 RM/25 6/10 kV | 340 | 0.253 | 0.113 | 0.28 | cs | 120 | 0.00403 | MV
NA2XS2Y 1x70 RM/25 6/10 kV | 280 | 0.443 | 0.123 | 0.217 | cs | 70 | 0.00403 | MV
N2XS(FL)2Y 1x120 RM/35 64/110 kV | 112 | 0.153 | 0.166 | 0.366 | cs | 120 | 0.00393 | HV
N2XS(FL)2Y 1x185 RM/35 64/110 kV | 125 | 0.099 | 0.156 | 0.457 | cs | 185 | 0.00393 | HV
N2XS(FL)2Y 1x240 RM/35 64/110 kV | 135 | 0.075 | 0.149 | 0.526 | cs | 240 | 0.00393 | HV
N2XS(FL)2Y 1x300 RM/35 64/110 kV | 144 | 0.06 | 0.144 | 0.588 | cs | 300 | 0.00393 | HV
15-AL1/3-ST1A 0.4 | 11 | 1.8769 | 0.35 | 0.105 | ol | 16 | 0.00403 | LV
24-AL1/4-ST1A 0.4 | 11.25 | 1.2012 | 0.335 | 0.14 | ol | 24 | 0.00403 | LV
48-AL1/8-ST1A 0.4 | 12.2 | 0.5939 | 0.3 | 0.21 | ol | 48 | 0.00403 | LV
94-AL1/15-ST1A 0.4 | 13.2 | 0.306 | 0.29 | 0.35 | ol | 94 | 0.00403 | LV
34-AL1/6-ST1A 10.0 | 9.7 | 0.8342 | 0.36 | 0.17 | ol | 34 | 0.00403 | MV
48-AL1/8-ST1A 10.0 | 10.1 | 0.5939 | 0.35 | 0.21 | ol | 48 | 0.00403 | MV
70-AL1/11-ST1A 10.0 | 10.4 | 0.4132 | 0.339 | 0.29 | ol | 70 | 0.00403 | MV
94-AL1/15-ST1A 10.0 | 10.75 | 0.306 | 0.33 | 0.35 | ol | 94 | 0.00403 | MV
122-AL1/20-ST1A 10.0 | 11.1 | 0.2376 | 0.323 | 0.41 | ol | 122 | 0.00403 | MV
149-AL1/24-ST1A 10.0 | 11.25 | 0.194 | 0.315 | 0.47 | ol | 149 | 0.00403 | MV
34-AL1/6-ST1A 20.0 | 9.15 | 0.8342 | 0.382 | 0.17 | ol | 34 | 0.00403 | MV
48-AL1/8-ST1A 20.0 | 9.5 | 0.5939 | 0.372 | 0.21 | ol | 48 | 0.00403 | MV
70-AL1/11-ST1A 20.0 | 9.7 | 0.4132 | 0.36 | 0.29 | ol | 70 | 0.00403 | MV
94-AL1/15-ST1A 20.0 | 10 | 0.306 | 0.35 | 0.35 | ol | 94 | 0.00403 | MV
122-AL1/20-ST1A 20.0 | 10.3 | 0.2376 | 0.344 | 0.41 | ol | 122 | 0.00403 | MV
149-AL1/24-ST1A 20.0 | 10.5 | 0.194 | 0.337 | 0.47 | ol | 149 | 0.00403 | MV
184-AL1/30-ST1A 20.0 | 10.75 | 0.1571 | 0.33 | 0.535 | ol | 184 | 0.00403 | MV
243-AL1/39-ST1A 20.0 | 11 | 0.1188 | 0.32 | 0.645 | ol | 243 | 0.00403 | MV
48-AL1/8-ST1A 110.0 | 8 | 0.5939 | 0.46 | 0.21 | ol | 48 | 0.00403 | HV
70-AL1/11-ST1A 110.0 | 8.4 | 0.4132 | 0.45 | 0.29 | ol | 70 | 0.00403 | HV
94-AL1/15-ST1A 110.0 | 8.65 | 0.306 | 0.44 | 0.35 | ol | 94 | 0.00403 | HV
122-AL1/20-ST1A 110.0 | 8.5 | 0.2376 | 0.43 | 0.41 | ol | 122 | 0.00403 | HV
149-AL1/24-ST1A 110.0 | 8.75 | 0.194 | 0.41 | 0.47 | ol | 149 | 0.00403 | HV
184-AL1/30-ST1A 110.0 | 8.8 | 0.1571 | 0.4 | 0.535 | ol | 184 | 0.00403 | HV
243-AL1/39-ST1A 110.0 | 9 | 0.1188 | 0.39 | 0.645 | ol | 243 | 0.00403 | HV
305-AL1/39-ST1A 110.0 | 9.2 | 0.0949 | 0.38 | 0.74 | ol | 305 | 0.00403 | HV
490-AL1/64-ST1A 110.0 | 9.75 | 0.059 | 0.37 | 0.96 | ol | 490 | 0.00403 | HV
679-AL1/86-ST1A 110.0 | 9.95 | 0.042 | 0.36 | 1.15 | ol | 679 | 0.00403 | HV
490-AL1/64-ST1A 220.0 | 10 | 0.059 | 0.285 | 0.96 | ol | 490 | 0.00403 | HV
679-AL1/86-ST1A 220.0 | 11.7 | 0.042 | 0.275 | 1.15 | ol | 679 | 0.00403 | HV
490-AL1/64-ST1A 380.0 | 11 | 0.059 | 0.253 | 0.96 | ol | 490 | 0.00403 | HV
679-AL1/86-ST1A 380.0 | 14.6 | 0.042 | 0.25 | 1.15 | ol | 679 | 0.00403 | HV

## trafo_std_types
| i0_percent | pfe_kw | vkr_percent | sn_mva | vn_lv_kv | vn_hv_kv | vk_percent | shift_degree | vector_group | tap_side | tap_neutral | tap_min | tap_max | tap_step_degree | tap_step_percent | tap_phase_shifter
160 MVA 380/110 kV | 0.06 | 60 | 0.25 | 160 | 110 | 380 | 12.2 | 0 | Yy0 | hv | 0 | -9 | 9 | 0 | 1.5 | FALSE
100 MVA 220/110 kV | 0.06 | 55 | 0.26 | 100 | 110 | 220 | 12 | 0 | Yy0 | hv | 0 | -9 | 9 | 0 | 1.5 | FALSE
63 MVA 110/20 kV | 0.04 | 22 | 0.32 | 63 | 20 | 110 | 18 | 150 | YNd5 | hv | 0 | -9 | 9 | 0 | 1.5 | FALSE
40 MVA 110/20 kV | 0.05 | 18 | 0.34 | 40 | 20 | 110 | 16.2 | 150 | YNd5 | hv | 0 | -9 | 9 | 0 | 1.5 | FALSE
25 MVA 110/20 kV | 0.07 | 14 | 0.41 | 25 | 20 | 110 | 12 | 150 | YNd5 | hv | 0 | -9 | 9 | 0 | 1.5 | FALSE
63 MVA 110/10 kV | 0.04 | 22 | 0.32 | 63 | 10 | 110 | 18 | 150 | YNd5 | hv | 0 | -9 | 9 | 0 | 1.5 | FALSE
40 MVA 110/10 kV | 0.05 | 18 | 0.34 | 40 | 10 | 110 | 16.2 | 150 | YNd5 | hv | 0 | -9 | 9 | 0 | 1.5 | FALSE
25 MVA 110/10 kV | 0.07 | 14 | 0.41 | 25 | 10 | 110 | 12 | 150 | YNd5 | hv | 0 | -9 | 9 | 0 | 1.5 | FALSE
0.25 MVA 20/0.4 kV | 0.32 | 0.8 | 1.44 | 0.25 | 0.4 | 20 | 6 | 150 | Yzn5 | hv | 0 | -2 | 2 | 0 | 2.5 | FALSE
0.4 MVA 20/0.4 kV | 0.3375 | 1.35 | 1.425 | 0.4 | 0.4 | 20 | 6 | 150 | Dyn5 | hv | 0 | -2 | 2 | 0 | 2.5 | FALSE
0.63 MVA 20/0.4 kV | 0.2619 | 1.65 | 1.206 | 0.63 | 0.4 | 20 | 6 | 150 | Dyn5 | hv | 0 | -2 | 2 | 0 | 2.5 | FALSE
0.25 MVA 10/0.4 kV | 0.24 | 0.6 | 1.2 | 0.25 | 0.4 | 10 | 4 | 150 | Dyn5 | hv | 0 | -2 | 2 | 0 | 2.5 | FALSE
0.4 MVA 10/0.4 kV | 0.2375 | 0.95 | 1.325 | 0.4 | 0.4 | 10 | 4 | 150 | Dyn5 | hv | 0 | -2 | 2 | 0 | 2.5 | FALSE
0.63 MVA 10/0.4 kV | 0.1873 | 1.18 | 1.0794 | 0.63 | 0.4 | 10 | 4 | 150 | Dyn5 | hv | 0 | -2 | 2 | 0 | 2.5 | FALSE

## trafo3w_std_types
| sn_hv_mva | sn_mv_mva | sn_lv_mva | vn_hv_kv | vn_mv_kv | vn_lv_kv | vk_hv_percent | vk_mv_percent | vk_lv_percent | vkr_hv_percent | vkr_mv_percent | vkr_lv_percent | pfe_kw | i0_percent | shift_mv_degree | shift_lv_degree | vector_group | tap_side | tap_neutral | tap_min | tap_max | tap_step_percent
63/25/38 MVA 110/20/10 kV | 63 | 25 | 38 | 110 | 20 | 10 | 10.4 | 10.4 | 10.4 | 0.28 | 0.32 | 0.35 | 35 | 0.89 | 0 | 0 | YN0yn0yn0 | hv | 0 | -10 | 10 | 1.2
63/25/38 MVA 110/10/10 kV | 63 | 25 | 38 | 110 | 10 | 10 | 10.4 | 10.4 | 10.4 | 0.28 | 0.32 | 0.35 | 35 | 0.89 | 0 | 0 | YN0yn0yn0 | hv | 0 | -10 | 10 | 1.2

## fuse_std_types
| fuse_type | i_rated_a | t_avg | t_min | t_total | x_avg | x_min | x_total
HV 100A | HV 100A | 100 | 0 | [10.0, 3.64, 0.854, 0.281, 0.1, 0.0531, 0.022, 0.01] | [10.0, 4.267, 1.21, 0.403, 0.1, 0.058, 0.022, 0.01] | 0 | [300.0, 350.0, 450.0, 550.0, 700.0, 850.0, 1200.0, 1752.0] | [600.0, 700.0, 900.0, 1150.0, 1665.0, 2000.0, 3000.0, 4313.0]
HV 10A | HV 10A | 10 | 0 | [10.0, 1675.0, 0.344, 0.156, 0.1, 0.0417, 0.0171, 0.01] | [10.0, 1.3, 0.3, 0.155, 0.1, 0.0555, 0.023, 0.01] | 0 | [30.0, 32.0, 35.0, 37.0, 39.0, 50.0, 70.0, 88.0] | [60.0, 70.0, 80.0, 87.0, 94.0, 110.0, 150.0, 216.0]
HV 125A | HV 125A | 125 | 0 | [10.0, 1.82, 0.344, 0.1, 0.0467, 0.0269, 0.01] | [10.0, 2.478, 0.426, 0.1, 0.0427, 0.0211, 0.01] | 0 | [375.0, 500.0, 700.0, 925.0, 1200.0, 1500.0, 2341.0] | [750.0, 1000.0, 1500.0, 2200.0, 3000.0, 4000.0, 5765.0]
HV 160A | HV 160A | 160 | 0 | [10.0, 4.15, 1.03, 0.198, 0.1, 0.051, 0.0172, 0.01] | [10.0, 2.3, 0.734, 0.274, 0.1, 0.046, 0.0177, 0.01] | 0 | [480.0, 550.0, 700.0, 1000.0, 1260.0, 1600.0, 2500.0, 3227.0] | [960.0, 1300.0, 1700.0, 2200.0, 2996.0, 4000.0, 6000.0, 7946.0]
HV 16A | HV 16A | 16 | 0 | [10.0, 0.352, 0.164, 0.1, 0.0649, 0.0342, 0.01] | [10.0, 2.34, 0.722, 0.181, 0.1, 0.055, 0.0296, 0.01] | 0 | [48.0, 60.0, 65.0, 71.0, 80.0, 100.0, 162.0] | [96.0, 110.0, 125.0, 150.0, 168.0, 200.0, 250.0, 398.0]
HV 200A | HV 200A | 200 | 0 | [10.0, 4.267, 1.21, 0.403, 0.1, 0.058, 0.022, 0.01] | [10.0, 3.73, 1.654, 0.328, 0.1, 0.0531, 0.019, 0.01] | 0 | [600.0, 700.0, 900.0, 1150.0, 1665.0, 2000.0, 3000.0, 4313.0] | [1200.0, 1500.0, 1800.0, 2700.0, 3960.0, 5000.0, 7500.0, 10620.0]
HV 20A | HV 20A | 20 | 0 | [10.0, 1.3, 0.3, 0.155, 0.1, 0.0555, 0.023, 0.01] | [10.0, 1.3, 0.161, 0.1, 0.0611, 0.0399, 0.0141, 0.01] | 0 | [60.0, 70.0, 80.0, 87.0, 94.0, 110.0, 150.0, 216.0] | [120.0, 150.0, 200.0, 223.0, 260.0, 300.0, 450.0, 532.0]
HV 25A | HV 25A | 25 | 0 | [10.0, 2.512, 0.833, 0.299, 0.1, 0.0372, 0.0223, 0.01] | [10.0, 3.125, 0.597, 0.198, 0.1, 0.0378, 0.022, 0.01] | 0 | [75.0, 82.0, 90.0, 100.0, 124.0, 170.0, 200.0, 289.0] | [150.0, 170.0, 210.0, 250.0, 294.0, 400.0, 500.0, 711.0]
HV 31.5A | HV 31.5A | 31.5 | 0 | [10.0, 2.34, 0.722, 0.181, 0.1, 0.055, 0.0296, 0.01] | [10.0, 2.84, 0.368, 0.164, 0.1, 0.0621, 0.0378, 0.0195, 0.01] | 0 | [95.0, 110.0, 125.0, 150.0, 165.0, 200.0, 250.0, 390.0] | [189.0, 220.0, 300.0, 350.0, 393.0, 450.0, 530.0, 700.0, 960.0]
HV 40A | HV 40A | 40 | 0 | [10.0, 1.3, 0.161, 0.1, 0.0611, 0.0399, 0.0141, 0.01] | [10.0, 2.05, 0.369, 0.198, 0.1, 0.051, 0.0298, 0.01] | 0 | [120.0, 150.0, 200.0, 223.0, 260.0, 300.0, 450.0, 532.0] | [240.0, 300.0, 400.0, 450.0, 530.0, 650.0, 800.0, 1311.0]
HV 50A | HV 50A | 50 | 0 | [10.0, 3.215, 0.597, 0.198, 0.1, 0.0378, 0.022, 0.01] | [10.0, 3.64, 0.854, 0.281, 0.1, 0.0531, 0.022, 0.01] | 0 | [150.0, 170.0, 210.0, 250.0, 294.0, 400.0, 500.0, 711.0] | [300.0, 350.0, 450.0, 550.0, 700.0, 850.0, 1200.0, 1752.0]
HV 6.3A | HV 6.3A | 6.3 | 0 | [10.0, 1.39, 0.344, 0.168, 0.1, 0.056, 0.0263, 0.01] | [10.0, 1.711, 0.516, 0.198, 0.1, 0.0634, 0.0303, 0.01] | 0 | [19.0, 19.5, 20.4, 20.8, 22.0, 25.0, 32.0, 48.0] | [38.0, 40.0, 43.0, 48.0, 53.0, 60.0, 75.0, 118.0]
HV 63A | HV 63A | 63 | 0 | [10.0, 2.84, 0.368, 0.164, 0.1, 0.0621, 0.0378, 0.0195, 0.01] | [10.0, 1.82, 0.344, 0.1, 0.0467, 0.0269, 0.01] | 0 | [189.0, 220.0, 300.0, 350.0, 393.0, 450.0, 530.0, 700.0, 961.0] | [378.0, 500.0, 700.0, 934.0, 1200.0, 1500.0, 2366.0]
HV 80A | HV 80A | 80 | 0 | [10.0, 2.05, 0.369, 0.198, 0.1, 0.051, 0.0298, 0.01] | [10.0, 4.15, 1.03, 0.198, 0.1, 0.051, 0.0172, 0.01] | 0 | [240.0, 300.0, 400.0, 450.0, 530.0, 650.0, 800.0, 1311.0] | [480.0, 550.0, 700.0, 1000.0, 1260.0, 1600.0, 2500.0, 3227.0]
Siemens NH-1-100 | Siemens NH-1-100 | 100 | [5400.0, 2000.0, 400.0, 20.0, 1.0, 0.2, 0.012, 0.004] | 0 | 0 | [150.0, 190.0, 250.0, 430.0, 900.0, 1250.0, 2700.0, 3600.0] | 0 | 0
Siemens NH-1-125 | Siemens NH-1-125 | 125 | [4800.0, 120.0, 7.0, 0.1, 0.004] | 0 | 0 | [180.0, 400.0, 740.0, 2000.0, 4250.0] | 0 | 0
Siemens NH-1-16 | Siemens NH-1-16 | 16 | [4000.0, 400.0, 2.0, 0.1, 0.04, 0.01] | 0 | 0 | [26.0, 35.0, 75.0, 150.0, 200.0, 300.0] | 0 | 0
Siemens NH-1-160 | Siemens NH-1-160 | 160 | [4800.0, 120.0, 7.0, 0.1, 0.004] | 0 | 0 | [210.0, 500.0, 900.0, 2300.0, 5000.0] | 0 | 0
Siemens NH-1-25 | Siemens NH-1-25 | 25 | [4000.0, 1000.0, 10.0, 0.2, 0.02, 0.01] | 0 | 0 | [40.0, 50.0, 100.0, 210.0, 400.0, 500.0] | 0 | 0
Siemens NH-1-50 | Siemens NH-1-50 | 50 | [4000.0, 40.0, 4.0, 1.0, 0.02, 0.01] | 0 | 0 | [86.0, 200.0, 300.0, 400.0, 1000.0, 1280.0] | 0 | 0
Siemens NH-1-63 | Siemens NH-1-63 | 63 | [4000.0, 100.0, 10.0, 2.0, 0.04, 0.01] | 0 | 0 | [100.0, 200.0, 300.0, 400.0, 1000.0, 1500.0] | 0 | 0
Siemens NH-1-80 | Siemens NH-1-80 | 80 | [4800.0, 120.0, 7.0, 0.1, 0.01] | 0 | 0 | [150.58, 250.0, 450.0, 1150.0, 2470.0] | 0 | 0
Siemens NH-2-1000 | Siemens NH-2-1000 | 1000 | [4800.0, 120.0, 7.0, 0.1, 0.004] | 0 | 0 | [1900.0, 3500.0, 8400.0, 24000.0, 52000.0] | 0 | 0
Siemens NH-2-200 | Siemens NH-2-200 | 200 | [4800.0, 120.0, 7.0, 0.1, 0.004] | 0 | 0 | [280.0, 650.0, 1200.0, 3000.0, 7000.0] | 0 | 0
Siemens NH-2-224 | Siemens NH-2-224 | 224 | [4800.0, 120.0, 7.0, 0.2, 0.04, 0.004] | 0 | 0 | [400.0, 750.0, 1453.0, 3025.0, 4315.0, 7600.0] | 0 | 0
Siemens NH-2-250 | Siemens NH-2-250 | 250 | [4800.0, 120.0, 7.0, 0.1, 0.004] | 0 | 0 | [450.0, 800.0, 1650.0, 4000.0, 8500.0] | 0 | 0
Siemens NH-2-315 | Siemens NH-2-315 | 315 | [4800.0, 120.0, 7.0, 0.1, 0.004] | 0 | 0 | [550.0, 920.0, 1900.0, 5000.0, 11000.0] | 0 | 0
Siemens NH-2-355 | Siemens NH-2-355 | 355 | [4800.0, 120.0, 6.0, 0.1, 0.004] | 0 | 0 | [650.0, 1116.27, 2350.0, 5840.0, 12790.0] | 0 | 0
Siemens NH-2-400 | Siemens NH-2-400 | 400 | [4800.0, 120.0, 7.0, 0.1, 0.004] | 0 | 0 | [720.0, 1350.0, 2800.0, 6500.0, 15000.0] | 0 | 0
Siemens NH-2-425 | Siemens NH-2-425 | 425 | [4800.0, 120.0, 7.0, 0.1, 0.004] | 0 | 0 | [850.0, 1500.0, 3050.0, 7500.0, 16500.0] | 0 | 0
Siemens NH-2-630 | Siemens NH-2-630 | 630 | [4800.0, 120.0, 7.0, 0.1, 0.004] | 0 | 0 | [1200.0, 2000.0, 4800.0, 12000.0, 26000.0] | 0 | 0

## res_bus
| vm_pu | va_degree | p_mw | q_mvar
0 | 0.98617 | -0.097017 | 0.0028535 | 0.00071515
1 | 0.98689 | -0.091946 | 0.0021061 | 0.00052783
2 | 0.98577 | -0.099873 | 0 | 0
3 | 0.98707 | -0.090633 | 0.0033037 | 0.00082799
4 | 0.98542 | -0.1024 | 0.0054116 | 0.0013563
5 | 0.98568 | -0.1005 | 0.002617 | 0.00065588
6 | 0.98797 | -0.084296 | 0.0055231 | 0.0013842
7 | 0.98481 | -0.10674 | 0 | 0
8 | 0.98556 | -0.10137 | 0 | 0
9 | 0.9889 | -0.0777 | 0.0033945 | 0.00085074
10 | 0.98476 | -0.10705 | 0.0046764 | 0.001172
11 | 0.98461 | -0.10816 | 0.0015575 | 0.00039034
12 | 0.98544 | -0.10224 | 0.0011353 | 0.00028453
13 | 0.99238 | -0.05337 | 0.0012083 | 0.00030282
14 | 0.99246 | -0.052771 | 0.00097561 | 0.00024451
15 | 0.99234 | -0.053607 | 0.0022678 | 0.00056836
16 | 0.9925 | -0.052484 | 0.0013027 | 0.00032649
17 | 0.99259 | -0.051894 | 0.00051768 | 0.00012974
18 | 0.9927 | -0.051069 | 0.00084799 | 0.00021253
19 | 0.98805 | -0.083761 | 0.0026422 | 0.00066219
20 | 0.98813 | -0.083196 | 0 | 0
21 | 0.9883 | -0.082037 | 0 | 0
22 | 0.98786 | -0.085124 | 0.0014361 | 0.00035991
23 | 0.98756 | -0.087269 | 0.0027732 | 0.00069504
24 | 0.98766 | -0.086536 | 0 | 0
25 | 0.98769 | -0.086363 | 0 | 0
26 | 0.98764 | -0.086735 | 0.0015825 | 0.00039662
27 | 0.98778 | -0.085727 | 0.0010239 | 0.00025661
28 | 0.99023 | -0.068339 | 0 | 0
29 | 0.9898 | -0.071416 | 0 | 0
30 | 0.98955 | -0.073139 | 0 | 0
31 | 0.9918 | -0.057249 | 0.0022215 | 0.00055677
32 | 0.98855 | -0.080227 | 0.0044364 | 0.0011119
33 | 0.98974 | -0.071852 | 0.0011523 | 0.0002888
34 | 0.9894 | -0.074204 | 0 | 0
35 | 0.98867 | -0.079392 | 0.0036992 | 0.00092712
36 | 0.99333 | -0.046496 | 0 | 0
37 | 0.98954 | -0.073248 | 0.0029456 | 0.00073824
38 | 0.98918 | -0.075768 | 0.0018933 | 0.00047451
39 | 0.9886 | -0.079903 | 0.0013787 | 0.00034554
40 | 0.99144 | -0.059801 | 0 | 0
41 | 0.99438 | -0.039138 | 0 | 0
42 | 0.99294 | -0.049419 | 0.0034751 | 0.00087094
43 | 0.9934 | -0.046187 | 0.0019446 | 0.00048735
44 | 0.99276 | -0.050696 | 0.0011315 | 0.00028358
45 | 0.99387 | -0.042836 | 0.0025082 | 0.00062863
46 | 0.99268 | -0.051253 | 0.00061647 | 0.0001545
47 | 0.99402 | -0.041823 | 0 | 0
48 | 0.99224 | -0.054336 | 0 | 0
49 | 0.99329 | -0.046925 | 0 | 0
50 | 0.99513 | -0.033999 | 0.0012373 | 0.00031011
51 | 0.99202 | -0.055937 | 0.0014406 | 0.00036104
52 | 0.99213 | -0.055163 | 0.0008369 | 0.00020975
53 | 0.98916 | -0.075942 | 0.002426 | 0.00060802
54 | 0.98884 | -0.078164 | 0.002075 | 0.00052005
55 | 0.98883 | -0.078262 | 0.003138 | 0.00078645
56 | 0.99132 | -0.060652 | 0.0010058 | 0.00025207
57 | 0.99136 | -0.060368 | 0 | 0
58 | 0.99157 | -0.059098 | 0.00083137 | 0.00020836
59 | 0.9916 | -0.058882 | 0 | 0
60 | 0.99168 | -0.058324 | 0 | 0
61 | 0.99173 | -0.057953 | 0.0034294 | 0.00085948
62 | 0.99183 | -0.057282 | 0 | 0
63 | 0.98786 | -0.085146 | 0.0020781 | 0.00052082
64 | 0.98801 | -0.084043 | 0.0016541 | 0.00041455
65 | 0.98793 | -0.084627 | 0.0020352 | 0.00051006
66 | 0.9931 | -0.048247 | 0.0016944 | 0.00042465
67 | 0.99271 | -0.051004 | 0.0032884 | 0.00082416
68 | 0.98834 | -0.081703 | 0.0016856 | 0.00042244
69 | 0.98814 | -0.083134 | 0.0022592 | 0.00056621
70 | 0.98794 | -0.084553 | 0.0015177 | 0.00038038
71 | 0.99195 | -0.056395 | 0.0010985 | 0.0002753
72 | 0.99208 | -0.055493 | 0.00062131 | 0.00015571
73 | 0.98939 | -0.074304 | 0.0024267 | 0.00060818
74 | 0.98937 | -0.074414 | 0.00065047 | 0.00016302
75 | 0.99169 | -0.058051 | 0.002167 | 0.0005431
76 | 0.99036 | -0.067428 | 0.0016863 | 0.00042264
77 | 0.99016 | -0.068849 | 0.002272 | 0.00056942
78 | 0.99677 | -0.022432 | 0.0021775 | 0.00054573
79 | 0.98952 | -0.073328 | 0.0022579 | 0.00056588
80 | 0.99739 | -0.018114 | 0 | 0
81 | 0.98878 | -0.078552 | 0 | 0
82 | 0.99059 | -0.065766 | 0.0057765 | 0.0014477
83 | 1 | 0 | -0.20659 | -0.051831
84 | 0.99643 | -0.024893 | 0.0018684 | 0.00046827
85 | 0.98576 | -0.099974 | 0.003776 | 0.00094636
86 | 0.98637 | -0.095631 | 0.0011672 | 0.00029252
87 | 0.98528 | -0.10342 | 0 | 0
88 | 0.98642 | -0.095277 | 0.00091609 | 0.00022959
89 | 0.98504 | -0.10509 | 0.0028728 | 0.00071998
90 | 0.98644 | -0.095152 | 0.00061284 | 0.00015359
91 | 0.98495 | -0.10573 | 0.0014853 | 0.00037226
92 | 0.9866 | -0.094045 | 0 | 0
93 | 0.98493 | -0.10592 | 0.0012573 | 0.0003151
94 | 0.99515 | -0.033816 | 0.0032934 | 0.00082539
95 | 0.99221 | -0.054574 | 0.00206 | 0.00051629
96 | 0.99112 | -0.062082 | 0.00070771 | 0.00017737
97 | 0.99112 | -0.062058 | 0.00098998 | 0.00024811
98 | 0.99118 | -0.061631 | 0.0022244 | 0.00055749
99 | 0.99127 | -0.060997 | 0.00063208 | 0.00015841
100 | 0.98698 | -0.091303 | 0.00095307 | 0.00023886
101 | 0.98701 | -0.091139 | 0.0038993 | 0.00097725
102 | 0.98694 | -0.091578 | 0.0018094 | 0.00045348
103 | 0.98718 | -0.089902 | 0 | 0
104 | 0.98755 | -0.087316 | 0 | 0
105 | 0.98734 | -0.088779 | 0.001055 | 0.00026441
106 | 0.98868 | -0.079314 | 0.003931 | 0.0009852
107 | 0.9864 | -0.095413 | 0.0015933 | 0.00039933
108 | 0.9887 | -0.079109 | 0.0014655 | 0.0003673
109 | 0.99017 | -0.068749 | 0.0010439 | 0.00026163
110 | 0.98453 | -0.10867 | 0.001521 | 0.0003812
111 | 0.98448 | -0.10904 | 0.0015161 | 0.00037997
112 | 0.98445 | -0.10927 | 0.0016192 | 0.0004058
113 | 0.98445 | -0.10928 | 0.0015589 | 0.00039069
114 | 0.98475 | -0.10712 | 0.00036794 | 9.2214e-05
115 | 0.98732 | -0.088919 | 0.0032004 | 0.00080211
116 | 0.98638 | -0.095559 | 0.0016619 | 0.00041651
117 | 0.99177 | -0.057653 | 0.00049151 | 0.00012318
118 | 0.99175 | -0.057798 | 0.0025084 | 0.00062867
119 | 0.99156 | -0.059118 | 0.003143 | 0.00078771
120 | 0.99132 | -0.060848 | 0.0021552 | 0.00054014
121 | 0.99114 | -0.062072 | 0.0024029 | 0.00060221
122 | 0.99112 | -0.062245 | 0.0022152 | 0.00055517
123 | 0.98634 | -0.09588 | 0.0015238 | 0.0003819
124 | 0.99995 | -0.0003421 | 0.0015772 | 0.00039528
125 | 0.99201 | -0.055972 | 0.0010261 | 0.00025716
126 | 0.99196 | -0.05635 | 0.0018262 | 0.0004577
127 | 0.98786 | -0.085132 | 0.002478 | 0.00062105
128 | 0.98786 | -0.085132 | 0.00091142 | 0.00022842
129 | 0.99998 | 149.9947 | 0 | 0

## res_line
| p_from_mw | q_from_mvar | p_to_mw | q_to_mvar | pl_mw | ql_mvar | i_from_ka | i_to_ka | i_ka | vm_from_pu | va_from_degree | vm_to_pu | va_to_degree | loading_percent
0 | -0.02486 | -0.0062304 | 0.024878 | 0.0062368 | 1.7462e-05 | 6.4623e-06 | 0.037511 | 0.037511 | 0.037511 | 0.98617 | -0.097017 | 0.98689 | -0.091946 | 13.8929
1 | 0.022007 | 0.0055152 | -0.021998 | -0.005512 | 8.6956e-06 | 3.1833e-06 | 0.033205 | 0.033205 | 0.033205 | 0.98617 | -0.097017 | 0.98577 | -0.099873 | 12.2983
2 | -0.026984 | -0.0067646 | 0.026989 | 0.0067665 | 4.9102e-06 | 1.8278e-06 | 0.040686 | 0.040686 | 0.040686 | 0.98689 | -0.091946 | 0.98707 | -0.090633 | 15.069
3 | 0.018245 | 0.0045735 | -0.018239 | -0.0045712 | 6.3779e-06 | 2.2813e-06 | 0.027541 | 0.027541 | 0.027541 | 0.98577 | -0.099873 | 0.98542 | -0.1024 | 10.2005
4 | 0.0037529 | 0.00093854 | -0.0037525 | -0.00093862 | 3.2542e-07 | -8.2043e-08 | 0.0056642 | 0.0056643 | 0.0056643 | 0.98577 | -0.099873 | 0.98568 | -0.1005 | 2.0979
5 | -0.030292 | -0.0075945 | 0.030319 | 0.0076044 | 2.6615e-05 | 9.9749e-06 | 0.045667 | 0.045667 | 0.045667 | 0.98707 | -0.090633 | 0.98797 | -0.084296 | 16.9136
6 | 0.012827 | 0.0032149 | -0.012819 | -0.0032124 | 7.7041e-06 | 2.5442e-06 | 0.01937 | 0.01937 | 0.01937 | 0.98542 | -0.1024 | 0.98481 | -0.10674 | 7.174
7 | 0.0011356 | 0.00028275 | -0.0011354 | -0.00028364 | 1.3559e-07 | -8.9072e-07 | 0.0017136 | 0.001714 | 0.001714 | 0.98568 | -0.1005 | 0.98556 | -0.10137 | 0.6348
8 | -0.035842 | -0.0089887 | 0.035875 | 0.009001 | 3.2803e-05 | 1.2385e-05 | 0.053985 | 0.053985 | 0.053985 | 0.98797 | -0.084296 | 0.9889 | -0.0777 | 19.9945
9 | 0.0050445 | 0.001264 | -0.0050443 | -0.001264 | 2.2002e-07 | 7.4048e-09 | 0.0076221 | 0.0076221 | 0.0076221 | 0.98481 | -0.10674 | 0.98476 | -0.10705 | 2.823
10 | 0.0077749 | 0.0019484 | -0.0077734 | -0.001948 | 1.5326e-06 | 3.6307e-07 | 0.011748 | 0.011748 | 0.011748 | 0.98481 | -0.10674 | 0.98461 | -0.10816 | 4.351
11 | 0.0011354 | 0.00028364 | -0.0011353 | -0.00028453 | 1.3599e-07 | -8.9274e-07 | 0.001714 | 0.0017143 | 0.0017143 | 0.98556 | -0.10137 | 0.98544 | -0.10224 | 0.63492
12 | -0.039269 | -0.0098518 | 0.039318 | 0.0098703 | 4.8816e-05 | 1.8488e-05 | 0.059093 | 0.059093 | 0.059093 | 0.9889 | -0.0777 | 0.99017 | -0.068749 | 21.8862
13 | 0.00036794 | 9.1996e-05 | -0.00036794 | -9.2214e-05 | 3.3319e-09 | -2.1852e-07 | 0.0005559 | 0.00055598 | 0.00055598 | 0.98476 | -0.10705 | 0.98475 | -0.10712 | 0.20592
14 | 0.0062159 | 0.0015577 | -0.0062155 | -0.0015576 | 4.3409e-07 | 6.6703e-08 | 0.0093939 | 0.0093939 | 0.0093939 | 0.98461 | -0.10816 | 0.98453 | -0.10867 | 3.4792
15 | -0.0034761 | -0.00087108 | 0.0034764 | 0.00087097 | 2.8812e-07 | -1.0879e-07 | 0.0052122 | 0.0052122 | 0.0052122 | 0.99238 | -0.05337 | 0.99246 | -0.052771 | 1.9305
16 | 0.0022679 | 0.00056826 | -0.0022678 | -0.00056836 | 7.4408e-08 | -1.0461e-07 | 0.0034005 | 0.0034005 | 0.0034005 | 0.99238 | -0.05337 | 0.99234 | -0.053607 | 1.2595
17 | -0.004452 | -0.0011155 | 0.0044522 | 0.0011155 | 1.7684e-07 | -1.4183e-08 | 0.0066749 | 0.0066749 | 0.0066749 | 0.99246 | -0.052771 | 0.9925 | -0.052484 | 2.4722
18 | -0.0057549 | -0.001442 | 0.0057554 | 0.001442 | 4.7001e-07 | 5e-08 | 0.008628 | 0.0086279 | 0.008628 | 0.9925 | -0.052484 | 0.99259 | -0.051894 | 3.1955
19 | -0.0062731 | -0.0015717 | 0.0062738 | 0.0015719 | 7.1595e-07 | 1.0765e-07 | 0.009404 | 0.0094039 | 0.009404 | 0.99259 | -0.051894 | 0.9927 | -0.051069 | 3.483
20 | -0.0071218 | -0.0017844 | 0.0071246 | 0.0017849 | 2.7816e-06 | 5.639e-07 | 0.010675 | 0.010675 | 0.010675 | 0.9927 | -0.051069 | 0.9931 | -0.048247 | 3.9537
21 | -0.0026422 | -0.00066219 | 0.0026424 | 0.000662 | 2.0663e-07 | -1.8841e-07 | 0.0039791 | 0.003979 | 0.0039791 | 0.98805 | -0.083761 | 0.98813 | -0.083196 | 1.4737
22 | -0.0061574 | -0.0015424 | 0.0061584 | 0.0015425 | 9.873e-07 | 1.4394e-07 | 0.0092721 | 0.009272 | 0.0092721 | 0.98813 | -0.083196 | 0.9883 | -0.082037 | 3.4341
23 | 0.0035151 | 0.00088039 | -0.0035141 | -0.00088072 | 9.3755e-07 | -3.2614e-07 | 0.0052931 | 0.0052934 | 0.0052934 | 0.98813 | -0.083196 | 0.98786 | -0.085124 | 1.9605
24 | 0.0070813 | 0.0017744 | -0.0070793 | -0.001774 | 1.9663e-06 | 4.0115e-07 | 0.010662 | 0.010662 | 0.010662 | 0.9883 | -0.082037 | 0.98801 | -0.084043 | 3.9488
25 | -0.01324 | -0.003317 | 0.013243 | 0.0033181 | 3.3144e-06 | 1.1034e-06 | 0.019934 | 0.019934 | 0.019934 | 0.9883 | -0.082037 | 0.98855 | -0.080227 | 7.3829
26 | 0.0020781 | 0.00052081 | -0.0020781 | -0.00052082 | 6.2735e-09 | -1.0723e-08 | 0.0031302 | 0.0031302 | 0.0031302 | 0.98786 | -0.085124 | 0.98786 | -0.085146 | 1.1593
27 | -0.0027732 | -0.00069504 | 0.0027735 | 0.00069482 | 2.8144e-07 | -2.223e-07 | 0.0041786 | 0.0041785 | 0.0041786 | 0.98756 | -0.087269 | 0.98766 | -0.086536 | 1.5476
28 | -0.0027735 | -0.00069482 | 0.0027736 | 0.00069476 | 6.6306e-08 | -5.2386e-08 | 0.0041785 | 0.0041785 | 0.0041785 | 0.98766 | -0.086536 | 0.98769 | -0.086363 | 1.5476
29 | 0.0015826 | 0.00039636 | -0.0015825 | -0.00039662 | 8.1272e-08 | -2.6195e-07 | 0.0023842 | 0.0023843 | 0.0023843 | 0.98769 | -0.086363 | 0.98764 | -0.086735 | 0.88308
30 | -0.0043562 | -0.0010911 | 0.0043566 | 0.0010911 | 3.8338e-07 | -3.5135e-08 | 0.0065627 | 0.0065626 | 0.0065627 | 0.98769 | -0.086363 | 0.98778 | -0.085727 | 2.4306
31 | -0.0053805 | -0.0013477 | 0.0053814 | 0.0013478 | 8.7339e-07 | 6.3135e-08 | 0.008105 | 0.0081049 | 0.008105 | 0.98778 | -0.085727 | 0.98794 | -0.084553 | 3.0019
32 | 0.024889 | 0.0062395 | -0.024878 | -0.0062356 | 1.0605e-05 | 3.9227e-06 | 0.037401 | 0.037401 | 0.037401 | 0.99023 | -0.068339 | 0.9898 | -0.071416 | 13.8522
33 | 0.025497 | 0.0063925 | -0.02548 | -0.0063863 | 1.6944e-05 | 6.2792e-06 | 0.038315 | 0.038315 | 0.038315 | 0.99023 | -0.068339 | 0.98955 | -0.073139 | 14.1908
34 | -0.050386 | -0.012632 | 0.050463 | 0.012662 | 7.7528e-05 | 2.9539e-05 | 0.075716 | 0.075716 | 0.075716 | 0.99023 | -0.068339 | 0.9918 | -0.057249 | 28.0429
35 | 0.017701 | 0.0044376 | -0.017679 | -0.0044299 | 2.158e-05 | 7.6732e-06 | 0.026611 | 0.026612 | 0.026612 | 0.9898 | -0.071416 | 0.98855 | -0.080227 | 9.8562
36 | 0.0071771 | 0.001798 | -0.0071767 | -0.0017979 | 4.3253e-07 | 8.9833e-08 | 0.010789 | 0.01079 | 0.01079 | 0.9898 | -0.071416 | 0.98974 | -0.071852 | 3.9961
37 | 0.0095376 | 0.0023901 | -0.0095362 | -0.0023897 | 1.4066e-06 | 4.0023e-07 | 0.014342 | 0.014342 | 0.014342 | 0.98955 | -0.073139 | 0.9894 | -0.074204 | 5.3118
38 | 0.015942 | 0.0039962 | -0.015929 | -0.0039913 | 1.3795e-05 | 4.812e-06 | 0.023973 | 0.023973 | 0.023973 | 0.98955 | -0.073139 | 0.98867 | -0.079392 | 8.879
39 | -0.052685 | -0.013218 | 0.052763 | 0.013248 | 7.8717e-05 | 3.0015e-05 | 0.079049 | 0.079049 | 0.079049 | 0.9918 | -0.057249 | 0.99333 | -0.046496 | 29.2773
40 | 0.0060244 | 0.0015091 | -0.0060232 | -0.001509 | 1.1633e-06 | 1.5542e-07 | 0.009057 | 0.0090571 | 0.0090571 | 0.98974 | -0.071852 | 0.98954 | -0.073248 | 3.3545
41 | 0.0095362 | 0.0023897 | -0.0095342 | -0.0023891 | 2.0631e-06 | 5.8711e-07 | 0.014342 | 0.014342 | 0.014342 | 0.9894 | -0.074204 | 0.98918 | -0.075768 | 5.3119
42 | 0.012229 | 0.0030642 | -0.012228 | -0.0030639 | 8.6451e-07 | 2.8006e-07 | 0.018406 | 0.018406 | 0.018406 | 0.98867 | -0.079392 | 0.9886 | -0.079903 | 6.8169
43 | 0.051851 | 0.01303 | -0.051755 | -0.012993 | 9.5836e-05 | 3.6531e-05 | 0.077685 | 0.077685 | 0.077685 | 0.99333 | -0.046496 | 0.99144 | -0.059801 | 28.7722
44 | -0.10461 | -0.026278 | 0.10472 | 0.026319 | 0.00010716 | 4.0854e-05 | 0.15673 | 0.15673 | 0.15673 | 0.99333 | -0.046496 | 0.99438 | -0.039138 | 29.0247
45 | 0.0030776 | 0.00077073 | -0.0030771 | -0.00077099 | 4.4942e-07 | -2.591e-07 | 0.0046277 | 0.0046279 | 0.0046279 | 0.98954 | -0.073248 | 0.98939 | -0.074304 | 1.714
46 | 0.0076408 | 0.0019146 | -0.0076406 | -0.0019146 | 1.8484e-07 | 4.2309e-08 | 0.011494 | 0.011494 | 0.011494 | 0.98918 | -0.075768 | 0.98916 | -0.075942 | 4.257
47 | 0.01085 | 0.0027184 | -0.010847 | -0.0027176 | 2.7018e-06 | 8.3104e-07 | 0.016331 | 0.016331 | 0.016331 | 0.9886 | -0.079903 | 0.98834 | -0.081703 | 6.0484
48 | 0.046194 | 0.011601 | -0.046155 | -0.011586 | 3.8266e-05 | 1.4553e-05 | 0.069339 | 0.069339 | 0.069339 | 0.99144 | -0.059801 | 0.99059 | -0.065766 | 25.681
49 | 0.0055613 | 0.0013927 | -0.0055609 | -0.0013927 | 4.3565e-07 | 3.8328e-08 | 0.0083464 | 0.0083464 | 0.0083464 | 0.99144 | -0.059801 | 0.99136 | -0.060368 | 3.0913
50 | -0.14657 | -0.036838 | 0.14691 | 0.036969 | 0.00034171 | 0.00013084 | 0.21936 | 0.21936 | 0.21936 | 0.99438 | -0.039138 | 0.99677 | -0.022432 | 40.6231
51 | 0.041847 | 0.010519 | -0.041737 | -0.010477 | 0.00010993 | 4.1701e-05 | 0.062631 | 0.062631 | 0.062631 | 0.99438 | -0.039138 | 0.99169 | -0.058051 | 23.1968
52 | -0.016345 | -0.0040941 | 0.016352 | 0.0040967 | 7.3087e-06 | 2.5584e-06 | 0.024494 | 0.024494 | 0.024494 | 0.99294 | -0.049419 | 0.9934 | -0.046187 | 9.0718
53 | 0.01287 | 0.0032232 | -0.012868 | -0.0032224 | 2.2718e-06 | 7.4718e-07 | 0.019286 | 0.019286 | 0.019286 | 0.99294 | -0.049419 | 0.99276 | -0.050696 | 7.143
54 | -0.018297 | -0.004584 | 0.018305 | 0.0045871 | 8.4864e-06 | 3.0295e-06 | 0.027407 | 0.027407 | 0.027407 | 0.9934 | -0.046187 | 0.99387 | -0.042836 | 10.1506
55 | 0.011736 | 0.0029388 | -0.011735 | -0.0029386 | 9.0315e-07 | 2.8689e-07 | 0.01759 | 0.01759 | 0.01759 | 0.99276 | -0.050696 | 0.99268 | -0.051253 | 6.5149
56 | -0.020814 | -0.0052157 | 0.020817 | 0.0052167 | 2.9186e-06 | 1.0601e-06 | 0.031162 | 0.031162 | 0.031162 | 0.99387 | -0.042836 | 0.99402 | -0.041823 | 11.5414
57 | 0.011119 | 0.0027841 | -0.011114 | -0.0027826 | 4.735e-06 | 1.4681e-06 | 0.016666 | 0.016666 | 0.016666 | 0.99268 | -0.051253 | 0.99224 | -0.054336 | 6.1727
58 | 0.027132 | 0.0068036 | -0.027113 | -0.0067964 | 1.9171e-05 | 7.1321e-06 | 0.040617 | 0.040617 | 0.040617 | 0.99402 | -0.041823 | 0.99329 | -0.046925 | 15.0435
59 | -0.047949 | -0.01202 | 0.048001 | 0.01204 | 5.2014e-05 | 1.9795e-05 | 0.071779 | 0.071779 | 0.071779 | 0.99402 | -0.041823 | 0.99513 | -0.033999 | 26.5849
60 | 0.004294 | 0.0010756 | -0.004293 | -0.0010757 | 9.5077e-07 | -1.0885e-07 | 0.0064392 | 0.0064394 | 0.0064394 | 0.99224 | -0.054336 | 0.99202 | -0.055937 | 2.385
61 | 0.0068202 | 0.001707 | -0.0068194 | -0.0017069 | 7.788e-07 | 1.4543e-07 | 0.010227 | 0.010227 | 0.010227 | 0.99224 | -0.054336 | 0.99213 | -0.055163 | 3.7878
62 | 0.018292 | 0.0045864 | -0.018282 | -0.0045827 | 1.0334e-05 | 3.6892e-06 | 0.027404 | 0.027404 | 0.027404 | 0.99329 | -0.046925 | 0.99271 | -0.051004 | 10.1496
63 | 0.0088206 | 0.00221 | -0.0088189 | -0.0022096 | 1.6132e-06 | 4.2885e-07 | 0.013214 | 0.013214 | 0.013214 | 0.99329 | -0.046925 | 0.9931 | -0.048247 | 4.8939
64 | -0.049238 | -0.01235 | 0.049239 | 0.012351 | 1.256e-06 | 4.7823e-07 | 0.073629 | 0.073629 | 0.073629 | 0.99513 | -0.033999 | 0.99515 | -0.033816 | 27.2701
65 | 0.0028524 | 0.00071462 | -0.0028524 | -0.00071463 | 1.3714e-08 | -1.0226e-08 | 0.0042785 | 0.0042785 | 0.0042785 | 0.99202 | -0.055937 | 0.99201 | -0.055972 | 1.5846
66 | 0.0059825 | 0.0014971 | -0.0059822 | -0.0014971 | 2.7216e-07 | 3.4711e-08 | 0.0089719 | 0.008972 | 0.008972 | 0.99213 | -0.055163 | 0.99208 | -0.055493 | 3.3229
67 | 0.0052146 | 0.0013066 | -0.005213 | -0.0013065 | 1.6032e-06 | 8.0844e-08 | 0.0078444 | 0.0078446 | 0.0078446 | 0.98916 | -0.075942 | 0.98884 | -0.078164 | 2.9054
68 | 0.003138 | 0.00078642 | -0.003138 | -0.00078645 | 4.2361e-08 | -2.2762e-08 | 0.0047221 | 0.0047221 | 0.0047221 | 0.98884 | -0.078164 | 0.98883 | -0.078262 | 1.7489
69 | -0.0010058 | -0.00025207 | 0.0010058 | 0.00025173 | 3.9451e-08 | -3.425e-07 | 0.0015097 | 0.0015096 | 0.0015097 | 0.99132 | -0.060652 | 0.99136 | -0.060368 | 0.55915
70 | 0.004555 | 0.001141 | -0.0045547 | -0.001141 | 3.9611e-07 | -2.2736e-08 | 0.0068368 | 0.0068369 | 0.0068369 | 0.99136 | -0.060368 | 0.99127 | -0.060997 | 2.5322
71 | -0.00083137 | -0.00020836 | 0.00083139 | 0.00020804 | 2.4766e-08 | -3.1942e-07 | 0.0012476 | 0.0012475 | 0.0012476 | 0.99157 | -0.059098 | 0.9916 | -0.058882 | 0.46208
72 | -0.00083139 | -0.00020804 | 0.00083146 | 0.00020722 | 6.3749e-08 | -8.2259e-07 | 0.0012475 | 0.0012472 | 0.0012475 | 0.9916 | -0.058882 | 0.99168 | -0.058324 | 0.46203
73 | -0.00083146 | -0.00020722 | 0.0008315 | 0.00020667 | 4.2178e-08 | -5.4455e-07 | 0.0012472 | 0.001247 | 0.0012472 | 0.99168 | -0.058324 | 0.99173 | -0.057953 | 0.46192
74 | -0.0042609 | -0.0010662 | 0.0042613 | 0.0010661 | 3.9426e-07 | -4.7889e-08 | 0.0063925 | 0.0063924 | 0.0063925 | 0.99173 | -0.057953 | 0.99183 | -0.057282 | 2.3676
75 | -0.0042613 | -0.0010661 | 0.0042618 | 0.001066 | 5.2164e-07 | -6.3427e-08 | 0.0063924 | 0.0063923 | 0.0063924 | 0.99183 | -0.057282 | 0.99195 | -0.056395 | 2.3676
76 | 0.0054253 | 0.0013595 | -0.0054248 | -0.0013594 | 4.379e-07 | 3.3816e-08 | 0.0081707 | 0.0081708 | 0.0081708 | 0.98801 | -0.084043 | 0.98793 | -0.084627 | 3.0262
77 | 0.0033897 | 0.00084938 | -0.0033894 | -0.00084947 | 2.3717e-07 | -9.5477e-08 | 0.0051054 | 0.0051055 | 0.0051055 | 0.98793 | -0.084627 | 0.98786 | -0.085132 | 1.8909
78 | 0.014994 | 0.0037585 | -0.014986 | -0.003756 | 7.4095e-06 | 2.546e-06 | 0.022475 | 0.022475 | 0.022475 | 0.99271 | -0.051004 | 0.99221 | -0.054574 | 8.324
79 | 0.0091615 | 0.0022951 | -0.0091597 | -0.0022946 | 1.8133e-06 | 5.0171e-07 | 0.013793 | 0.013793 | 0.013793 | 0.98834 | -0.081703 | 0.98814 | -0.083134 | 5.1085
80 | 0.0069005 | 0.0017284 | -0.0068991 | -0.0017281 | 1.3538e-06 | 2.6333e-07 | 0.010391 | 0.010391 | 0.010391 | 0.98814 | -0.083134 | 0.98794 | -0.084553 | 3.8485
81 | -0.0053603 | -0.0013413 | 0.0053609 | 0.0013414 | 6.6749e-07 | 4.3086e-08 | 0.0080401 | 0.0080401 | 0.0080401 | 0.99195 | -0.056395 | 0.99208 | -0.055493 | 2.9778
82 | 0.00065047 | 0.00016281 | -0.00065047 | -0.00016302 | 9.8828e-09 | -2.0873e-07 | 0.00097822 | 0.0009783 | 0.0009783 | 0.98939 | -0.074304 | 0.98937 | -0.074414 | 0.36233
83 | 0.03957 | 0.0099343 | -0.039518 | -0.0099148 | 5.1475e-05 | 1.9497e-05 | 0.05938 | 0.05938 | 0.05938 | 0.99169 | -0.058051 | 0.99036 | -0.067428 | 21.9926
84 | 0.037832 | 0.0094922 | -0.037824 | -0.0094893 | 7.4553e-06 | 2.8198e-06 | 0.056846 | 0.056846 | 0.056846 | 0.99036 | -0.067428 | 0.99016 | -0.068849 | 21.0542
85 | 0.035552 | 0.0089199 | -0.03553 | -0.0089116 | 2.2083e-05 | 8.334e-06 | 0.053432 | 0.053432 | 0.053432 | 0.99016 | -0.068849 | 0.98952 | -0.073328 | 19.7896
86 | -0.14909 | -0.037515 | 0.14918 | 0.037549 | 8.9885e-05 | 3.442e-05 | 0.22261 | 0.22261 | 0.22261 | 0.99677 | -0.022432 | 0.99739 | -0.018114 | 41.225
87 | 0.033272 | 0.0083457 | -0.033248 | -0.0083367 | 2.4084e-05 | 9.0651e-06 | 0.050037 | 0.050037 | 0.050037 | 0.98952 | -0.073328 | 0.98878 | -0.078552 | 18.5321
88 | -0.20369 | -0.051238 | 0.20421 | 0.051436 | 0.0005159 | 0.00019795 | 0.30396 | 0.30396 | 0.30396 | 0.99739 | -0.018114 | 1 | 0 | 56.2887
89 | 0.054518 | 0.013689 | -0.054466 | -0.013669 | 5.1302e-05 | 1.957e-05 | 0.081344 | 0.081344 | 0.081344 | 0.99739 | -0.018114 | 0.99643 | -0.024893 | 30.1274
90 | 0.031783 | 0.0079698 | -0.031779 | -0.0079685 | 3.3567e-06 | 1.2609e-06 | 0.047831 | 0.047831 | 0.047831 | 0.98878 | -0.078552 | 0.98868 | -0.079314 | 17.7153
91 | 0.0014656 | 0.00036686 | -0.0014655 | -0.0003673 | 1.1285e-07 | -4.3341e-07 | 0.0022055 | 0.0022057 | 0.0022057 | 0.98878 | -0.078552 | 0.9887 | -0.079109 | 0.81691
92 | 0.040379 | 0.010138 | -0.040362 | -0.010132 | 1.6731e-05 | 6.3411e-06 | 0.060661 | 0.060661 | 0.060661 | 0.99059 | -0.065766 | 0.99017 | -0.068749 | 22.4672
93 | 0.0015773 | 0.00039502 | -0.0015772 | -0.00039528 | 7.4645e-08 | -2.562e-07 | 0.0023469 | 0.002347 | 0.002347 | 1 | 0 | 0.99995 | -0.0003421 | 0.86926
94 | 0.052598 | 0.013201 | -0.052533 | -0.013176 | 6.5069e-05 | 2.4807e-05 | 0.078554 | 0.078554 | 0.078554 | 0.99643 | -0.024893 | 0.99515 | -0.033816 | 29.094
95 | -0.0093956 | -0.0023537 | 0.0094012 | 0.0023553 | 5.6456e-06 | 1.5976e-06 | 0.014182 | 0.014182 | 0.014182 | 0.98576 | -0.099974 | 0.98637 | -0.095631 | 5.2527
96 | 0.0056196 | 0.0014074 | -0.0056169 | -0.0014071 | 2.6787e-06 | 2.7007e-07 | 0.0084824 | 0.0084827 | 0.0084827 | 0.98576 | -0.099974 | 0.98528 | -0.10342 | 3.1417
97 | -0.010568 | -0.0026478 | 0.010569 | 0.002648 | 5.1791e-07 | 1.5751e-07 | 0.015943 | 0.015943 | 0.015943 | 0.98637 | -0.095631 | 0.98642 | -0.095277 | 5.9048
98 | 0.0056169 | 0.0014071 | -0.0056156 | -0.001407 | 1.2999e-06 | 1.3134e-07 | 0.0084827 | 0.0084828 | 0.0084828 | 0.98528 | -0.10342 | 0.98504 | -0.10509 | 3.1418
99 | -0.011485 | -0.0028776 | 0.011485 | 0.0028777 | 1.9859e-07 | 6.2844e-08 | 0.017325 | 0.017325 | 0.017325 | 0.98642 | -0.095277 | 0.98644 | -0.095152 | 6.4166
100 | 0.0027429 | 0.00068699 | -0.0027426 | -0.00068718 | 2.4135e-07 | -1.9395e-07 | 0.0041432 | 0.0041433 | 0.0041433 | 0.98504 | -0.10509 | 0.98495 | -0.10573 | 1.5346
101 | -0.012098 | -0.0030313 | 0.0121 | 0.0030319 | 1.8537e-06 | 5.9908e-07 | 0.018249 | 0.018249 | 0.018249 | 0.98644 | -0.095152 | 0.9866 | -0.094045 | 6.759
102 | 0.0012573 | 0.00031493 | -0.0012573 | -0.0003151 | 3.2668e-08 | -1.7212e-07 | 0.0018994 | 0.0018994 | 0.0018994 | 0.98495 | -0.10573 | 0.98493 | -0.10592 | 0.7035
103 | 0.0047801 | 0.0011975 | -0.0047792 | -0.0011975 | 9.0487e-07 | -8.1921e-09 | 0.0072093 | 0.0072094 | 0.0072094 | 0.9866 | -0.094045 | 0.9864 | -0.095413 | 2.6701
104 | -0.01688 | -0.0042293 | 0.01689 | 0.0042327 | 9.6802e-06 | 3.4173e-06 | 0.025459 | 0.025458 | 0.025459 | 0.9866 | -0.094045 | 0.98718 | -0.089902 | 9.4291
105 | 0.012926 | 0.0032397 | -0.012921 | -0.0032379 | 5.5081e-06 | 1.8153e-06 | 0.019385 | 0.019386 | 0.019386 | 0.99221 | -0.054574 | 0.99177 | -0.057653 | 7.1798
106 | -0.00070771 | -0.00017737 | 0.00070772 | 0.00017733 | 2.4078e-09 | -4.3121e-08 | 0.0010625 | 0.0010625 | 0.0010625 | 0.99112 | -0.062082 | 0.99112 | -0.062058 | 0.39353
107 | -0.0016977 | -0.00042544 | 0.0016978 | 0.00042516 | 1.0015e-07 | -2.799e-07 | 0.0025488 | 0.0025487 | 0.0025488 | 0.99112 | -0.062058 | 0.99118 | -0.061631 | 0.94401
108 | -0.0039222 | -0.00098265 | 0.0039226 | 0.00098258 | 3.4429e-07 | -7.2717e-08 | 0.0058881 | 0.0058881 | 0.0058881 | 0.99118 | -0.061631 | 0.99127 | -0.060997 | 2.1808
109 | -0.0027625 | -0.00069218 | 0.0027626 | 0.00069213 | 6.2509e-08 | -4.9765e-08 | 0.0041649 | 0.0041648 | 0.0041649 | 0.98698 | -0.091303 | 0.98701 | -0.091139 | 1.5425
110 | 0.0018095 | 0.00045332 | -0.0018094 | -0.00045348 | 6.8938e-08 | -1.632e-07 | 0.002728 | 0.0027281 | 0.0027281 | 0.98698 | -0.091303 | 0.98694 | -0.091578 | 1.0104
111 | -0.0066619 | -0.0016694 | 0.006663 | 0.0016696 | 1.1407e-06 | 2.0706e-07 | 0.010043 | 0.010043 | 0.010043 | 0.98701 | -0.091139 | 0.98718 | -0.089902 | 3.7198
112 | -0.023553 | -0.0059023 | 0.023561 | 0.0059054 | 8.4333e-06 | 3.1064e-06 | 0.035502 | 0.035502 | 0.035502 | 0.98718 | -0.089902 | 0.98755 | -0.087316 | 13.1488
113 | 0.0042564 | 0.0010664 | -0.0042555 | -0.0010665 | 8.617e-07 | -9.8048e-08 | 0.0064133 | 0.0064134 | 0.0064134 | 0.98755 | -0.087316 | 0.98734 | -0.088779 | 2.3753
114 | -0.027818 | -0.0069718 | 0.027848 | 0.0069833 | 3.0849e-05 | 1.1505e-05 | 0.041915 | 0.041915 | 0.041915 | 0.98755 | -0.087316 | 0.98868 | -0.079314 | 15.5241
115 | 0.0032005 | 0.00080208 | -0.0032004 | -0.00080211 | 6.1829e-08 | -3.0685e-08 | 0.0048235 | 0.0048235 | 0.0048235 | 0.98734 | -0.088779 | 0.98732 | -0.088919 | 1.7865
116 | 0.0031858 | 0.00079814 | -0.0031858 | -0.00079817 | 6.4197e-08 | -3.2169e-08 | 0.0048058 | 0.0048058 | 0.0048058 | 0.9864 | -0.095413 | 0.98638 | -0.095559 | 1.7799
117 | 0.0046945 | 0.0011764 | -0.0046942 | -0.0011764 | 2.4099e-07 | -4.8651e-09 | 0.0070951 | 0.0070951 | 0.0070951 | 0.98453 | -0.10867 | 0.98448 | -0.10904 | 2.6278
118 | 0.0031781 | 0.00079643 | -0.003178 | -0.00079648 | 1.0039e-07 | -5.0036e-08 | 0.0048036 | 0.0048037 | 0.0048037 | 0.98448 | -0.10904 | 0.98445 | -0.10927 | 1.7791
119 | 0.0015589 | 0.00039068 | -0.0015589 | -0.00039069 | 2.7436e-09 | -9.0137e-09 | 0.0023562 | 0.0023562 | 0.0023562 | 0.98445 | -0.10927 | 0.98445 | -0.10928 | 0.87268
120 | 0.0015239 | 0.00038166 | -0.0015238 | -0.0003819 | 6.7617e-08 | -2.3572e-07 | 0.0022987 | 0.0022988 | 0.0022988 | 0.98638 | -0.095559 | 0.98634 | -0.09588 | 0.85142
121 | 0.012429 | 0.0031147 | -0.012429 | -0.0031146 | 2.5021e-07 | 8.1354e-08 | 0.018648 | 0.018648 | 0.018648 | 0.99177 | -0.057653 | 0.99175 | -0.057798 | 6.9067
122 | 0.0099205 | 0.002486 | -0.0099187 | -0.0024854 | 1.8115e-06 | 5.2769e-07 | 0.014885 | 0.014885 | 0.014885 | 0.99175 | -0.057798 | 0.99156 | -0.059118 | 5.5128
123 | 0.0067757 | 0.0016977 | -0.006774 | -0.0016974 | 1.6223e-06 | 2.9967e-07 | 0.010168 | 0.010168 | 0.010168 | 0.99156 | -0.059118 | 0.99132 | -0.060848 | 3.7659
124 | 0.0046188 | 0.0011573 | -0.0046181 | -0.0011573 | 7.8218e-07 | -3.5312e-08 | 0.006933 | 0.0069331 | 0.0069331 | 0.99132 | -0.060848 | 0.99114 | -0.062072 | 2.5678
125 | 0.0022152 | 0.00055509 | -0.0022152 | -0.00055517 | 5.3229e-08 | -7.8924e-08 | 0.0033257 | 0.0033257 | 0.0033257 | 0.99114 | -0.062072 | 0.99112 | -0.062245 | 1.2317
126 | 0.0018263 | 0.00045747 | -0.0018262 | -0.0004577 | 9.553e-08 | -2.2661e-07 | 0.0027394 | 0.0027395 | 0.0027395 | 0.99201 | -0.055972 | 0.99196 | -0.05635 | 1.0146
127 | 0.00091142 | 0.00022842 | -0.00091142 | -0.00022842 | 1.6774e-11 | -1.8032e-10 | 0.0013729 | 0.0013729 | 0.0013729 | 0.98786 | -0.085132 | 0.98786 | -0.085132 | 0.50847

## res_trafo
| p_hv_mw | q_hv_mvar | p_lv_mw | q_lv_mvar | pl_mw | ql_mvar | i_hv_ka | i_lv_ka | vm_hv_pu | va_hv_degree | vm_lv_pu | va_lv_degree | loading_percent
0 | 2.5187e-16 | 8.8016e-16 | 0.00079998 | 7.4552e-08 | 0.00079998 | 7.4552e-08 | 2.6429e-17 | 0.0011547 | 0.99998 | 149.9947 | 1 | 0 | 0.31999

## res_ext_grid
| p_mw | q_mvar
0 | 0.20885 | 0.052397

## res_load
| p_mw | q_mvar
0 | 0.0028535 | 0.00071515
1 | 0.0021061 | 0.00052783
2 | 0.0033037 | 0.00082799
3 | 0.0054116 | 0.0013563
4 | 0.002617 | 0.00065588
5 | 0.0055231 | 0.0013842
6 | 0.0033945 | 0.00085074
7 | 0.0046764 | 0.001172
8 | 0.0015575 | 0.00039034
9 | 0.0011353 | 0.00028453
10 | 0.0012083 | 0.00030282
11 | 0.00097561 | 0.00024451
12 | 0.0022678 | 0.00056836
13 | 0.0013027 | 0.00032649
14 | 0.00051768 | 0.00012974
15 | 0.00084799 | 0.00021253
16 | 0.0026422 | 0.00066219
17 | 0.0014361 | 0.00035991
18 | 0.0027732 | 0.00069504
19 | 0.0015825 | 0.00039662
20 | 0.0010239 | 0.00025661
21 | 0.0022215 | 0.00055677
22 | 0.0044364 | 0.0011119
23 | 0.0011523 | 0.0002888
24 | 0.0036992 | 0.00092712
25 | 0.0029456 | 0.00073824
26 | 0.0018933 | 0.00047451
27 | 0.0013787 | 0.00034554
28 | 0.0034751 | 0.00087094
29 | 0.0019446 | 0.00048735
30 | 0.0011315 | 0.00028358
31 | 0.0025082 | 0.00062863
32 | 0.00061647 | 0.0001545
33 | 0.0012373 | 0.00031011
34 | 0.0014406 | 0.00036104
35 | 0.0008369 | 0.00020975
36 | 0.002426 | 0.00060802
37 | 0.002075 | 0.00052005
38 | 0.003138 | 0.00078645
39 | 0.0010058 | 0.00025207
40 | 0.00083137 | 0.00020836
41 | 0.0034294 | 0.00085948
42 | 0.0020781 | 0.00052082
43 | 0.0016541 | 0.00041455
44 | 0.0020352 | 0.00051006
45 | 0.0016944 | 0.00042465
46 | 0.0032884 | 0.00082416
47 | 0.0016856 | 0.00042244
48 | 0.0022592 | 0.00056621
49 | 0.0015177 | 0.00038038
50 | 0.0010985 | 0.0002753
51 | 0.00062131 | 0.00015571
52 | 0.0024267 | 0.00060818
53 | 0.00065047 | 0.00016302
54 | 0.002167 | 0.0005431
55 | 0.0016863 | 0.00042264
56 | 0.002272 | 0.00056942
57 | 0.0021775 | 0.00054573
58 | 0.0022579 | 0.00056588
59 | 0.0057765 | 0.0014477
60 | 0.002258 | 0.00056592
61 | 0.0018684 | 0.00046827
62 | 0.003776 | 0.00094636
63 | 0.0011672 | 0.00029252
64 | 0.00091609 | 0.00022959
65 | 0.0028728 | 0.00071998
66 | 0.00061284 | 0.00015359
67 | 0.0014853 | 0.00037226
68 | 0.0012573 | 0.0003151
69 | 0.0032934 | 0.00082539
70 | 0.00206 | 0.00051629
71 | 0.00070771 | 0.00017737
72 | 0.00098998 | 0.00024811
73 | 0.0022244 | 0.00055749
74 | 0.00063208 | 0.00015841
75 | 0.00095307 | 0.00023886
76 | 0.0038993 | 0.00097725
77 | 0.0018094 | 0.00045348
78 | 0.001055 | 0.00026441
79 | 0.003931 | 0.0009852
80 | 0.0015933 | 0.00039933
81 | 0.0014655 | 0.0003673
82 | 0.0010439 | 0.00026163
83 | 0.001521 | 0.0003812
84 | 0.0015161 | 0.00037997
85 | 0.0016192 | 0.0004058
86 | 0.0015589 | 0.00039069
87 | 0.00036794 | 9.2214e-05
88 | 0.0032004 | 0.00080211
89 | 0.0016619 | 0.00041651
90 | 0.00049151 | 0.00012318
91 | 0.0025084 | 0.00062867
92 | 0.003143 | 0.00078771
93 | 0.0021552 | 0.00054014
94 | 0.0024029 | 0.00060221
95 | 0.0022152 | 0.00055517
96 | 0.0015238 | 0.0003819
97 | 0.0015772 | 0.00039528
98 | 0.0010261 | 0.00025716
99 | 0.0018262 | 0.0004577
100 | 0.002478 | 0.00062105
101 | 0.00091142 | 0.00022842

## dtypes
| element | column | dtype
0 | bus | name | object
1 | bus | vn_kv | float64
2 | bus | type | object
3 | bus | zone | object
4 | bus | in_service | bool
5 | load | name | object
6 | load | bus | uint32
7 | load | p_mw | float64
8 | load | q_mvar | float64
9 | load | const_z_percent | float64
10 | load | const_i_percent | float64
11 | load | sn_mva | float64
12 | load | scaling | float64
13 | load | in_service | bool
14 | load | type | object
15 | ext_grid | name | object
16 | ext_grid | bus | uint32
17 | ext_grid | vm_pu | float64
18 | ext_grid | va_degree | float64
19 | ext_grid | slack_weight | float64
20 | ext_grid | in_service | bool
21 | line | name | object
22 | line | std_type | object
23 | line | from_bus | uint32
24 | line | to_bus | uint32
25 | line | length_km | float64
26 | line | r_ohm_per_km | float64
27 | line | x_ohm_per_km | float64
28 | line | c_nf_per_km | float64
29 | line | g_us_per_km | float64
30 | line | max_i_ka | float64
31 | line | df | float64
32 | line | parallel | uint32
33 | line | type | object
34 | line | in_service | bool
35 | trafo | name | object
36 | trafo | std_type | object
37 | trafo | hv_bus | uint32
38 | trafo | lv_bus | uint32
39 | trafo | sn_mva | float64
40 | trafo | vn_hv_kv | float64
41 | trafo | vn_lv_kv | float64
42 | trafo | vk_percent | float64
43 | trafo | vkr_percent | float64
44 | trafo | pfe_kw | float64
45 | trafo | i0_percent | float64
46 | trafo | shift_degree | float64
47 | trafo | tap_side | object
48 | trafo | tap_neutral | int32
49 | trafo | tap_min | int32
50 | trafo | tap_max | int32
51 | trafo | tap_step_percent | float64
52 | trafo | tap_step_degree | float64
53 | trafo | tap_pos | int32
54 | trafo | tap_phase_shifter | bool
55 | trafo | parallel | uint32
56 | trafo | df | float64
57 | trafo | in_service | bool
58 | line_geodata | coords | object
59 | bus_geodata | x | float64
60 | bus_geodata | y | float64
61 | bus_geodata | coords | object
62 | res_bus | vm_pu | float64
63 | res_bus | va_degree | float64
64 | res_bus | p_mw | float64
65 | res_bus | q_mvar | float64
66 | res_line | p_from_mw | float64
67 | res_line | q_from_mvar | float64
68 | res_line | p_to_mw | float64
69 | res_line | q_to_mvar | float64
70 | res_line | pl_mw | float64
71 | res_line | ql_mvar | float64
72 | res_line | i_from_ka | float64
73 | res_line | i_to_ka | float64
74 | res_line | i_ka | float64
75 | res_line | vm_from_pu | float64
76 | res_line | va_from_degree | float64
77 | res_line | vm_to_pu | float64
78 | res_line | va_to_degree | float64
79 | res_line | loading_percent | float64
80 | res_trafo | p_hv_mw | float64
81 | res_trafo | q_hv_mvar | float64
82 | res_trafo | p_lv_mw | float64
83 | res_trafo | q_lv_mvar | float64
84 | res_trafo | pl_mw | float64
85 | res_trafo | ql_mvar | float64
86 | res_trafo | i_hv_ka | float64
87 | res_trafo | i_lv_ka | float64
88 | res_trafo | vm_hv_pu | float64
89 | res_trafo | va_hv_degree | float64
90 | res_trafo | vm_lv_pu | float64
91 | res_trafo | va_lv_degree | float64
92 | res_trafo | loading_percent | float64
93 | res_ext_grid | p_mw | float64
94 | res_ext_grid | q_mvar | float64
95 | res_load | p_mw | float64
96 | res_load | q_mvar | float64

## parameters
| version | format_version | converged | OPF_converged | name | f_hz | sn_mva
0 | 2.14.6 | 2.14.0 | TRUE | FALSE |  | 50 | 1