## bus
| name | vn_kv | type | zone | in_service
0 | bus_LV_2408-4_0_3_node_0 | 0.4 | n |  | TRUE
1 | bus_LV_2408-4_0_3_node_1 | 0.4 | n |  | TRUE
2 | bus_LV_2408-4_0_3_node_2 | 0.4 | n |  | TRUE
3 | bus_LV_2408-4_0_3_node_3 | 0.4 | n |  | TRUE
4 | bus_LV_2408-4_0_3_node_4 | 0.4 | n |  | TRUE
5 | bus_LV_2408-4_0_3_node_5 | 0.4 | n |  | TRUE
6 | bus_LV_2408-4_0_3_node_95 | 0.4 | n |  | TRUE
7 | bus_LV_2408-4_0_3_node_50 | 0.4 | n |  | TRUE
8 | bus_LV_2408-4_0_3_node_72 | 0.4 | n |  | TRUE
9 | bus_LV_2408-4_0_3_node_119 | 0.4 | n |  | TRUE
10 | bus_LV_2408-4_0_3_node_86 | 0.4 | n |  | TRUE
11 | bus_LV_2408-4_0_3_node_48 | 0.4 | n |  | TRUE
12 | bus_LV_2408-4_0_3_node_74 | 0.4 | n |  | TRUE
13 | bus_LV_2408-4_0_3_node_70 | 0.4 | n |  | TRUE
14 | bus_LV_2408-4_0_3_node_6 | 0.4 | n |  | TRUE
15 | bus_LV_2408-4_0_3_node_7 | 0.4 | n |  | TRUE
16 | bus_LV_2408-4_0_3_node_8 | 0.4 | n |  | TRUE
17 | bus_LV_2408-4_0_3_node_9 | 0.4 | n |  | TRUE
18 | bus_LV_2408-4_0_3_node_10 | 0.4 | n |  | TRUE
19 | bus_LV_2408-4_0_3_node_11 | 0.4 | n |  | TRUE
20 | bus_LV_2408-4_0_3_node_12 | 0.4 | n |  | TRUE
21 | bus_LV_2408-4_0_3_node_82 | 0.4 | n |  | TRUE
22 | bus_LV_2408-4_0_3_node_64 | 0.4 | n |  | TRUE
23 | bus_LV_2408-4_0_3_node_111 | 0.4 | n |  | TRUE
24 | bus_LV_2408-4_0_3_node_83 | 0.4 | n |  | TRUE
25 | bus_LV_2408-4_0_3_node_65 | 0.4 | n |  | TRUE
26 | bus_LV_2408-4_0_3_node_112 | 0.4 | n |  | TRUE
27 | bus_LV_2408-4_0_3_node_113 | 0.4 | n |  | TRUE
28 | bus_LV_2408-4_0_3_node_84 | 0.4 | n |  | TRUE
29 | bus_LV_2408-4_0_3_node_13 | 0.4 | n |  | TRUE
30 | bus_LV_2408-4_0_3_node_14 | 0.4 | n |  | TRUE
31 | bus_LV_2408-4_0_3_node_15 | 0.4 | n |  | TRUE
32 | bus_LV_2408-4_0_3_node_16 | 0.4 | n |  | TRUE
33 | bus_LV_2408-4_0_3_node_17 | 0.4 | n |  | TRUE
34 | bus_LV_2408-4_0_3_node_75 | 0.4 | n |  | TRUE
35 | bus_LV_2408-4_0_3_node_93 | 0.4 | n |  | TRUE
36 | bus_LV_2408-4_0_3_node_79 | 0.4 | n |  | TRUE
37 | bus_LV_2408-4_0_3_node_57 | 0.4 | n |  | TRUE
38 | bus_LV_2408-4_0_3_node_18 | 0.4 | n |  | TRUE
39 | bus_LV_2408-4_0_3_node_19 | 0.4 | n |  | TRUE
40 | bus_LV_2408-4_0_3_node_20 | 0.4 | n |  | TRUE
41 | bus_LV_2408-4_0_3_node_21 | 0.4 | n |  | TRUE
42 | bus_LV_2408-4_0_3_node_22 | 0.4 | n |  | TRUE
43 | bus_LV_2408-4_0_3_node_69 | 0.4 | n |  | TRUE
44 | bus_LV_2408-4_0_3_node_66 | 0.4 | n |  | TRUE
45 | bus_LV_2408-4_0_3_node_103 | 0.4 | n |  | TRUE
46 | bus_LV_2408-4_0_3_node_109 | 0.4 | n |  | TRUE
47 | bus_LV_2408-4_0_3_node_67 | 0.4 | n |  | TRUE
48 | bus_LV_2408-4_0_3_node_101 | 0.4 | n |  | TRUE
49 | bus_LV_2408-4_0_3_node_23 | 0.4 | n |  | TRUE
50 | bus_LV_2408-4_0_3_node_24 | 0.4 | n |  | TRUE
51 | bus_LV_2408-4_0_3_node_25 | 0.4 | n |  | TRUE
52 | bus_LV_2408-4_0_3_node_26 | 0.4 | n |  | TRUE
53 | bus_LV_2408-4_0_3_node_27 | 0.4 | n |  | TRUE
54 | bus_LV_2408-4_0_3_node_28 | 0.4 | n |  | TRUE
55 | bus_LV_2408-4_0_3_node_29 | 0.4 | n |  | TRUE
56 | bus_LV_2408-4_0_3_node_88 | 0.4 | n |  | TRUE
57 | bus_LV_2408-4_0_3_node_30 | 0.4 | n |  | TRUE
58 | bus_LV_2408-4_0_3_node_87 | 0.4 | n |  | TRUE
59 | bus_LV_2408-4_0_3_node_94 | 0.4 | n |  | TRUE
60 | bus_LV_2408-4_0_3_node_31 | 0.4 | n |  | TRUE
61 | bus_LV_2408-4_0_3_node_32 | 0.4 | n |  | TRUE
62 | bus_LV_2408-4_0_3_node_33 | 0.4 | n |  | TRUE
63 | bus_LV_2408-4_0_3_node_34 | 0.4 | n |  | TRUE
64 | bus_LV_2408-4_0_3_node_35 | 0.4 | n |  | TRUE
65 | bus_LV_2408-4_0_3_node_44 | 0.4 | n |  | TRUE
66 | bus_LV_2408-4_0_3_node_104 | 0.4 | n |  | TRUE
67 | bus_LV_2408-4_0_3_node_42 | 0.4 | n |  | TRUE
68 | bus_LV_2408-4_0_3_node_105 | 0.4 | n |  | TRUE
69 | bus_LV_2408-4_0_3_node_36 | 0.4 | n |  | TRUE
70 | bus_LV_2408-4_0_3_node_37 | 0.4 | n |  | TRUE
71 | bus_LV_2408-4_0_3_node_38 | 0.4 | n |  | TRUE
72 | bus_LV_2408-4_0_3_node_39 | 0.4 | n |  | TRUE
73 | bus_LV_2408-4_0_3_node_108 | 0.4 | n |  | TRUE
74 | bus_LV_2408-4_0_3_node_134 | 0.4 | n |  | TRUE
75 | bus_LV_2408-4_0_3_node_68 | 0.4 | n |  | TRUE
76 | bus_LV_2408-4_0_3_node_107 | 0.4 | n |  | TRUE
77 | bus_LV_2408-4_0_3_node_40 | 0.4 | n |  | TRUE
78 | bus_LV_2408-4_0_3_node_41 | 0.4 | n |  | TRUE
79 | bus_LV_2408-4_0_3_node_43 | 0.4 | n |  | TRUE
80 | bus_LV_2408-4_0_3_node_45 | 0.4 | n |  | TRUE
81 | bus_LV_2408-4_0_3_node_114 | 0.4 | n |  | TRUE
82 | bus_LV_2408-4_0_3_node_133 | 0.4 | n |  | TRUE
83 | bus_LV_2408-4_0_3_node_115 | 0.4 | n |  | TRUE
84 | bus_LV_2408-4_0_3_node_46 | 0.4 | n |  | TRUE
85 | bus_LV_2408-4_0_3_node_47 | 0.4 | n |  | TRUE
86 | bus_LV_2408-4_0_3_node_49 | 0.4 | n |  | TRUE
87 | bus_LV_2408-4_0_3_node_96 | 0.4 | n |  | TRUE
88 | bus_LV_2408-4_0_3_node_51 | 0.4 | n |  | TRUE
89 | bus_LV_2408-4_0_3_node_52 | 0.4 | n |  | TRUE
90 | bus_LV_2408-4_0_3_node_53 | 0.4 | n |  | TRUE
91 | bus_LV_2408-4_0_3_node_54 | 0.4 | n |  | TRUE
92 | bus_LV_2408-4_0_3_node_55 | 0.4 | n |  | TRUE
93 | bus_LV_2408-4_0_3_node_56 | 0.4 | n |  | TRUE
94 | bus_LV_2408-4_0_3_node_80 | 0.4 | n |  | TRUE
95 | bus_LV_2408-4_0_3_node_110 | 0.4 | n |  | TRUE
96 | bus_LV_2408-4_0_3_node_81 | 0.4 | n |  | TRUE
97 | bus_LV_2408-4_0_3_node_78 | 0.4 | n |  | TRUE
98 | bus_LV_2408-4_0_3_node_132 | 0.4 | n |  | TRUE
99 | bus_LV_2408-4_0_3_node_144 | 0.4 | n |  | TRUE
100 | bus_LV_2408-4_0_3_node_102 | 0.4 | n |  | TRUE
101 | bus_LV_2408-4_0_3_node_130 | 0.4 | n |  | TRUE
102 | bus_LV_2408-4_0_3_node_58 | 0.4 | n |  | TRUE
103 | bus_LV_2408-4_0_3_node_59 | 0.4 | n |  | TRUE
104 | bus_LV_2408-4_0_3_node_60 | 0.4 | n |  | TRUE
105 | bus_LV_2408-4_0_3_node_61 | 0.4 | n |  | TRUE
106 | bus_LV_2408-4_0_3_node_62 | 0.4 | n |  | TRUE
107 | bus_LV_2408-4_0_3_node_63 | 0.4 | n |  | TRUE
108 | bus_LV_2408-4_0_3_node_121 | 0.4 | n |  | TRUE
109 | bus_LV_2408-4_0_3_node_123 | 0.4 | n |  | TRUE
110 | bus_LV_2408-4_0_3_node_91 | 0.4 | n |  | TRUE
111 | bus_LV_2408-4_0_3_node_120 | 0.4 | n |  | TRUE
112 | bus_LV_2408-4_0_3_node_124 | 0.4 | n |  | TRUE
113 | bus_LV_2408-4_0_3_node_92 | 0.4 | n |  | TRUE
114 | bus_LV_2408-4_0_3_node_71 | 0.4 | n |  | TRUE
115 | bus_LV_2408-4_0_3_node_73 | 0.4 | n |  | TRUE
116 | bus_LV_2408-4_0_3_node_77 | 0.4 | n |  | TRUE
117 | bus_LV_2408-4_0_3_node_76 | 0.4 | n |  | TRUE
118 | bus_LV_2408-4_0_3_node_136 | 0.4 | n |  | TRUE
119 | bus_LV_2408-4_0_3_node_137 | 0.4 | n |  | TRUE
120 | bus_LV_2408-4_0_3_node_85 | 0.4 | n |  | TRUE
121 | bus_LV_2408-4_0_3_node_135 | 0.4 | n |  | TRUE
122 | bus_LV_2408-4_0_3_node_122 | 0.4 | n |  | TRUE
123 | bus_LV_2408-4_0_3_node_89 | 0.4 | n |  | TRUE
124 | bus_LV_2408-4_0_3_node_90 | 0.4 | n |  | TRUE
125 | bus_LV_2408-4_0_3_node_125 | 0.4 | n |  | TRUE
126 | bus_LV_2408-4_0_3_node_126 | 0.4 | n |  | TRUE
127 | bus_LV_2408-4_0_3_node_127 | 0.4 | n |  | TRUE
128 | bus_LV_2408-4_0_3_node_131 | 0.4 | n |  | TRUE
129 | bus_LV_2408-4_0_3_node_118 | 0.4 | n |  | TRUE
130 | bus_LV_2408-4_0_3_node_106 | 0.4 | n |  | TRUE
131 | bus_LV_2408-4_0_3_node_99 | 0.4 | n |  | TRUE
132 | bus_LV_2408-4_0_3_node_100 | 0.4 | n |  | TRUE
133 | bus_LV_2408-4_0_3_node_142 | 0.4 | n |  | TRUE
134 | bus_LV_2408-4_0_3_node_141 | 0.4 | n |  | TRUE
135 | bus_LV_2408-4_0_3_node_129 | 0.4 | n |  | TRUE
136 | bus_LV_2408-4_0_3_node_140 | 0.4 | n |  | TRUE
137 | bus_LV_2408-4_0_3_node_116 | 0.4 | n |  | TRUE
138 | bus_LV_2408-4_0_3_node_117 | 0.4 | n |  | TRUE
139 | bus_LV_2408-4_0_3_node_128 | 0.4 | n |  | TRUE
140 | bus_LV_2408-4_0_3_node_138 | 0.4 | n |  | TRUE
141 | bus_LV_2408-4_0_3_node_139 | 0.4 | n |  | TRUE
142 | bus_MV_334_0_node_191 | 20 | n |  | TRUE

## load
| name | bus | p_mw | q_mvar | const_z_percent | const_i_percent | sn_mva | scaling | in_service | type
0 | LV_2408-4_0_3_load_0 | 0 | 0.0015746 | 0.00039463 | 0 | 0 |  | 1 | TRUE | wye
1 | LV_2408-4_0_3_load_1 | 1 | 0.0016487 | 0.0004132 | 0 | 0 |  | 1 | TRUE | wye
2 | LV_2408-4_0_3_load_2 | 2 | 0.0053623 | 0.0013439 | 0 | 0 |  | 1 | TRUE | wye
3 | LV_2408-4_0_3_load_3 | 3 | 0.0015576 | 0.00039036 | 0 | 0 |  | 1 | TRUE | wye
4 | LV_2408-4_0_3_load_4 | 4 | 0.0013936 | 0.00034927 | 0 | 0 |  | 1 | TRUE | wye
5 | LV_2408-4_0_3_load_50 | 7 | 0.00099604 | 0.00024963 | 0 | 0 |  | 1 | TRUE | wye
6 | LV_2408-4_0_3_load_72 | 8 | 0.0029695 | 0.00074423 | 0 | 0 |  | 1 | TRUE | wye
7 | LV_2408-4_0_3_load_119 | 9 | 0.0012839 | 0.00032177 | 0 | 0 |  | 1 | TRUE | wye
8 | LV_2408-4_0_3_load_86 | 10 | 0.0018936 | 0.00047458 | 0 | 0 |  | 1 | TRUE | wye
9 | LV_2408-4_0_3_load_48 | 11 | 0.0053274 | 0.0013352 | 0 | 0 |  | 1 | TRUE | wye
10 | LV_2408-4_0_3_load_74 | 12 | 0.0012713 | 0.00031862 | 0 | 0 |  | 1 | TRUE | wye
11 | LV_2408-4_0_3_load_70 | 13 | 0.0043977 | 0.0011022 | 0 | 0 |  | 1 | TRUE | wye
12 | LV_2408-4_0_3_load_6 | 14 | 0.00022644 | 5.675e-05 | 0 | 0 |  | 1 | TRUE | wye
13 | LV_2408-4_0_3_load_9 | 17 | 0.0010147 | 0.00025431 | 0 | 0 |  | 1 | TRUE | wye
14 | LV_2408-4_0_3_load_10 | 18 | 0.0015268 | 0.00038266 | 0 | 0 |  | 1 | TRUE | wye
15 | LV_2408-4_0_3_load_11 | 19 | 0.00065175 | 0.00016334 | 0 | 0 |  | 1 | TRUE | wye
16 | LV_2408-4_0_3_load_12 | 20 | 0.00048597 | 0.0001218 | 0 | 0 |  | 1 | TRUE | wye
17 | LV_2408-4_0_3_load_82 | 21 | 0.0010883 | 0.00027276 | 0 | 0 |  | 1 | TRUE | wye
18 | LV_2408-4_0_3_load_64 | 22 | 0.00093277 | 0.00023377 | 0 | 0 |  | 1 | TRUE | wye
19 | LV_2408-4_0_3_load_65 | 25 | 0.00094354 | 0.00023647 | 0 | 0 |  | 1 | TRUE | wye
20 | LV_2408-4_0_3_load_112 | 26 | 0.00077506 | 0.00019425 | 0 | 0 |  | 1 | TRUE | wye
21 | LV_2408-4_0_3_load_113 | 27 | 0.0010016 | 0.00025103 | 0 | 0 |  | 1 | TRUE | wye
22 | LV_2408-4_0_3_load_84 | 28 | 0.0010724 | 0.00026877 | 0 | 0 |  | 1 | TRUE | wye
23 | LV_2408-4_0_3_load_13 | 29 | 0.0012701 | 0.00031833 | 0 | 0 |  | 1 | TRUE | wye
24 | LV_2408-4_0_3_load_14 | 30 | 0.0015968 | 0.0004002 | 0 | 0 |  | 1 | TRUE | wye
25 | LV_2408-4_0_3_load_15 | 31 | 0.0015353 | 0.00038479 | 0 | 0 |  | 1 | TRUE | wye
26 | LV_2408-4_0_3_load_16 | 32 | 0.0010476 | 0.00026255 | 0 | 0 |  | 1 | TRUE | wye
27 | LV_2408-4_0_3_load_17 | 33 | 0.0025375 | 0.00063596 | 0 | 0 |  | 1 | TRUE | wye
28 | LV_2408-4_0_3_load_75 | 34 | 0.0011694 | 0.00029308 | 0 | 0 |  | 1 | TRUE | wye
29 | LV_2408-4_0_3_load_93 | 35 | 0.0012602 | 0.00031583 | 0 | 0 |  | 1 | TRUE | wye
30 | LV_2408-4_0_3_load_79 | 36 | 0.0020624 | 0.00051689 | 0 | 0 |  | 1 | TRUE | wye
31 | LV_2408-4_0_3_load_18 | 38 | 0.0026902 | 0.00067422 | 0 | 0 |  | 1 | TRUE | wye
32 | LV_2408-4_0_3_load_19 | 39 | 0.0029969 | 0.00075108 | 0 | 0 |  | 1 | TRUE | wye
33 | LV_2408-4_0_3_load_20 | 40 | 0.0017885 | 0.00044825 | 0 | 0 |  | 1 | TRUE | wye
34 | LV_2408-4_0_3_load_22 | 42 | 0.0019857 | 0.00049767 | 0 | 0 |  | 1 | TRUE | wye
35 | LV_2408-4_0_3_load_69 | 43 | 0.0027596 | 0.00069162 | 0 | 0 |  | 1 | TRUE | wye
36 | LV_2408-4_0_3_load_66 | 44 | 0.0045788 | 0.0011476 | 0 | 0 |  | 1 | TRUE | wye
37 | LV_2408-4_0_3_load_103 | 45 | 0.0020318 | 0.00050921 | 0 | 0 |  | 1 | TRUE | wye
38 | LV_2408-4_0_3_load_109 | 46 | 0.0024888 | 0.00062374 | 0 | 0 |  | 1 | TRUE | wye
39 | LV_2408-4_0_3_load_67 | 47 | 0.0012654 | 0.00031714 | 0 | 0 |  | 1 | TRUE | wye
40 | LV_2408-4_0_3_load_101 | 48 | 0.0027756 | 0.00069564 | 0 | 0 |  | 1 | TRUE | wye
41 | LV_2408-4_0_3_load_23 | 49 | 0.0024771 | 0.00062083 | 0 | 0 |  | 1 | TRUE | wye
42 | LV_2408-4_0_3_load_24 | 50 | 0.0032254 | 0.00080835 | 0 | 0 |  | 1 | TRUE | wye
43 | LV_2408-4_0_3_load_26 | 52 | 0.0043344 | 0.0010863 | 0 | 0 |  | 1 | TRUE | wye
44 | LV_2408-4_0_3_load_27 | 53 | 0.0016236 | 0.00040691 | 0 | 0 |  | 1 | TRUE | wye
45 | LV_2408-4_0_3_load_28 | 54 | 0.0020132 | 0.00050455 | 0 | 0 |  | 1 | TRUE | wye
46 | LV_2408-4_0_3_load_29 | 55 | 0.00072775 | 0.00018239 | 0 | 0 |  | 1 | TRUE | wye
47 | LV_2408-4_0_3_load_88 | 56 | 0.0029041 | 0.00072782 | 0 | 0 |  | 1 | TRUE | wye
48 | LV_2408-4_0_3_load_30 | 57 | 0.00081372 | 0.00020394 | 0 | 0 |  | 1 | TRUE | wye
49 | LV_2408-4_0_3_load_87 | 58 | 0.0018857 | 0.00047259 | 0 | 0 |  | 1 | TRUE | wye
50 | LV_2408-4_0_3_load_94 | 59 | 0.002227 | 0.00055814 | 0 | 0 |  | 1 | TRUE | wye
51 | LV_2408-4_0_3_load_31 | 60 | 0.0035963 | 0.00090131 | 0 | 0 |  | 1 | TRUE | wye
52 | LV_2408-4_0_3_load_32 | 61 | 0.0019245 | 0.00048232 | 0 | 0 |  | 1 | TRUE | wye
53 | LV_2408-4_0_3_load_34 | 63 | 0.0010428 | 0.00026136 | 0 | 0 |  | 1 | TRUE | wye
54 | LV_2408-4_0_3_load_35 | 64 | 0.00214 | 0.00053634 | 0 | 0 |  | 1 | TRUE | wye
55 | LV_2408-4_0_3_load_44 | 65 | 0.0014794 | 0.00037078 | 0 | 0 |  | 1 | TRUE | wye
56 | LV_2408-4_0_3_load_104 | 66 | 0.0020216 | 0.00050666 | 0 | 0 |  | 1 | TRUE | wye
57 | LV_2408-4_0_3_load_105 | 68 | 0.0019022 | 0.00047675 | 0 | 0 |  | 1 | TRUE | wye
58 | LV_2408-4_0_3_load_36 | 69 | 0.0072977 | 0.001829 | 0 | 0 |  | 1 | TRUE | wye
59 | LV_2408-4_0_3_load_37 | 70 | 0.0020524 | 0.00051439 | 0 | 0 |  | 1 | TRUE | wye
60 | LV_2408-4_0_3_load_38 | 71 | 0.0012228 | 0.00030646 | 0 | 0 |  | 1 | TRUE | wye
61 | LV_2408-4_0_3_load_39 | 72 | 0.0015305 | 0.00038358 | 0 | 0 |  | 1 | TRUE | wye
62 | LV_2408-4_0_3_load_134 | 74 | 0.0020059 | 0.00050274 | 0 | 0 |  | 1 | TRUE | wye
63 | LV_2408-4_0_3_load_107 | 76 | 0.0013888 | 0.00034806 | 0 | 0 |  | 1 | TRUE | wye
64 | LV_2408-4_0_3_load_40 | 77 | 0.0053586 | 0.001343 | 0 | 0 |  | 1 | TRUE | wye
65 | LV_2408-4_0_3_load_41 | 78 | 0.00052583 | 0.00013179 | 0 | 0 |  | 1 | TRUE | wye
66 | LV_2408-4_0_3_load_43 | 79 | 0.00050986 | 0.00012778 | 0 | 0 |  | 1 | TRUE | wye
67 | LV_2408-4_0_3_load_45 | 80 | 0.00061582 | 0.00015434 | 0 | 0 |  | 1 | TRUE | wye
68 | LV_2408-4_0_3_load_114 | 81 | 0.00063734 | 0.00015973 | 0 | 0 |  | 1 | TRUE | wye
69 | LV_2408-4_0_3_load_133 | 82 | 0.0024436 | 0.00061242 | 0 | 0 |  | 1 | TRUE | wye
70 | LV_2408-4_0_3_load_115 | 83 | 0.00030129 | 7.5511e-05 | 0 | 0 |  | 1 | TRUE | wye
71 | LV_2408-4_0_3_load_46 | 84 | 0.00201 | 0.00050375 | 0 | 0 |  | 1 | TRUE | wye
72 | LV_2408-4_0_3_load_47 | 85 | 0.0035444 | 0.00088831 | 0 | 0 |  | 1 | TRUE | wye
73 | LV_2408-4_0_3_load_49 | 86 | 0.00088597 | 0.00022204 | 0 | 0 |  | 1 | TRUE | wye
74 | LV_2408-4_0_3_load_96 | 87 | 0.00061321 | 0.00015369 | 0 | 0 |  | 1 | TRUE | wye
75 | LV_2408-4_0_3_load_51 | 88 | 0.0018657 | 0.0004676 | 0 | 0 |  | 1 | TRUE | wye
76 | LV_2408-4_0_3_load_52 | 89 | 0.0038153 | 0.00095619 | 0 | 0 |  | 1 | TRUE | wye
77 | LV_2408-4_0_3_load_54 | 91 | 0.0038842 | 0.00097347 | 0 | 0 |  | 1 | TRUE | wye
78 | LV_2408-4_0_3_load_55 | 92 | 0.0023896 | 0.00059889 | 0 | 0 |  | 1 | TRUE | wye
79 | LV_2408-4_0_3_load_56 | 93 | 0.0011239 | 0.00028167 | 0 | 0 |  | 1 | TRUE | wye
80 | LV_2408-4_0_3_load_132 | 98 | 0.0028691 | 0.00071908 | 0 | 0 |  | 1 | TRUE | wye
81 | LV_2408-4_0_3_load_144 | 99 | 0.0010062 | 0.00025218 | 0 | 0 |  | 1 | TRUE | wye
82 | LV_2408-4_0_3_load_102 | 100 | 0.0010293 | 0.00025796 | 0 | 0 |  | 1 | TRUE | wye
83 | LV_2408-4_0_3_load_130 | 101 | 0.0019974 | 0.00050059 | 0 | 0 |  | 1 | TRUE | wye
84 | LV_2408-4_0_3_load_58 | 102 | 0.0014244 | 0.00035698 | 0 | 0 |  | 1 | TRUE | wye
85 | LV_2408-4_0_3_load_59 | 103 | 0.0013571 | 0.00034013 | 0 | 0 |  | 1 | TRUE | wye
86 | LV_2408-4_0_3_load_61 | 105 | 0.0019025 | 0.00047681 | 0 | 0 |  | 1 | TRUE | wye
87 | LV_2408-4_0_3_load_62 | 106 | 0.00075207 | 0.00018849 | 0 | 0 |  | 1 | TRUE | wye
88 | LV_2408-4_0_3_load_63 | 107 | 0.0014514 | 0.00036375 | 0 | 0 |  | 1 | TRUE | wye
89 | LV_2408-4_0_3_load_123 | 109 | 0.0020537 | 0.00051471 | 0 | 0 |  | 1 | TRUE | wye
90 | LV_2408-4_0_3_load_124 | 112 | 0.0007709 | 0.00019321 | 0 | 0 |  | 1 | TRUE | wye
91 | LV_2408-4_0_3_load_71 | 114 | 0.0012324 | 0.00030887 | 0 | 0 |  | 1 | TRUE | wye
92 | LV_2408-4_0_3_load_73 | 115 | 0.0047468 | 0.0011897 | 0 | 0 |  | 1 | TRUE | wye
93 | LV_2408-4_0_3_load_77 | 116 | 0.0018099 | 0.00045361 | 0 | 0 |  | 1 | TRUE | wye
94 | LV_2408-4_0_3_load_76 | 117 | 0.0031906 | 0.00079963 | 0 | 0 |  | 1 | TRUE | wye
95 | LV_2408-4_0_3_load_136 | 118 | 0.0010527 | 0.00026382 | 0 | 0 |  | 1 | TRUE | wye
96 | LV_2408-4_0_3_load_137 | 119 | 0.0020042 | 0.00050229 | 0 | 0 |  | 1 | TRUE | wye
97 | LV_2408-4_0_3_load_85 | 120 | 0.00036891 | 9.2457e-05 | 0 | 0 |  | 1 | TRUE | wye
98 | LV_2408-4_0_3_load_135 | 121 | 0.0010941 | 0.00027422 | 0 | 0 |  | 1 | TRUE | wye
99 | LV_2408-4_0_3_load_122 | 122 | 0.003475 | 0.00087093 | 0 | 0 |  | 1 | TRUE | wye
100 | LV_2408-4_0_3_load_89 | 123 | 0.0010969 | 0.00027492 | 0 | 0 |  | 1 | TRUE | wye
101 | LV_2408-4_0_3_load_90 | 124 | 0.00053496 | 0.00013407 | 0 | 0 |  | 1 | TRUE | wye
102 | LV_2408-4_0_3_load_125 | 125 | 0.0013859 | 0.00034735 | 0 | 0 |  | 1 | TRUE | wye
103 | LV_2408-4_0_3_load_126 | 126 | 0.0019813 | 0.00049657 | 0 | 0 |  | 1 | TRUE | wye
104 | LV_2408-4_0_3_load_127 | 127 | 0.0019099 | 0.00047868 | 0 | 0 |  | 1 | TRUE | wye
105 | LV_2408-4_0_3_load_131 | 128 | 0.0039293 | 0.00098477 | 0 | 0 |  | 1 | TRUE | wye
106 | LV_2408-4_0_3_load_118 | 129 | 0.0013548 | 0.00033956 | 0 | 0 |  | 1 | TRUE | wye
107 | LV_2408-4_0_3_load_106 | 130 | 0.001983 | 0.00049698 | 0 | 0 |  | 1 | TRUE | wye
108 | LV_2408-4_0_3_load_99 | 131 | 0.0012942 | 0.00032436 | 0 | 0 |  | 1 | TRUE | wye
109 | LV_2408-4_0_3_load_100 | 132 | 0.00098129 | 0.00024593 | 0 | 0 |  | 1 | TRUE | wye
110 | LV_2408-4_0_3_load_142 | 133 | 0.0018546 | 0.0004648 | 0 | 0 |  | 1 | TRUE | wye
111 | LV_2408-4_0_3_load_141 | 134 | 0.0021518 | 0.00053928 | 0 | 0 |  | 1 | TRUE | wye
112 | LV_2408-4_0_3_load_129 | 135 | 0.0015311 | 0.00038374 | 0 | 0 |  | 1 | TRUE | wye
113 | LV_2408-4_0_3_load_140 | 136 | 0.0059491 | 0.001491 | 0 | 0 |  | 1 | TRUE | wye
114 | LV_2408-4_0_3_load_116 | 137 | 0.0007057 | 0.00017686 | 0 | 0 |  | 1 | TRUE | wye
115 | LV_2408-4_0_3_load_117 | 138 | 0.00067095 | 0.00016816 | 0 | 0 |  | 1 | TRUE | wye
116 | LV_2408-4_0_3_load_128 | 139 | 0.0014122 | 0.00035394 | 0 | 0 |  | 1 | TRUE | wye
117 | LV_2408-4_0_3_load_138 | 140 | 0.0013639 | 0.00034183 | 0 | 0 |  | 1 | TRUE | wye
118 | LV_2408-4_0_3_load_139 | 141 | 0.00080299 | 0.00020125 | 0 | 0 |  | 1 | TRUE | wye

## ext_grid
| name | bus | vm_pu | va_degree | slack_weight | in_service
0 |  | 58 | 1 | 0 | 1 | TRUE

## line
| name | std_type | from_bus | to_bus | length_km | r_ohm_per_km | x_ohm_per_km | c_nf_per_km | g_us_per_km | max_i_ka | df | parallel | type | in_service
0 | LV_2408-4_0_3_line_0 | NAYY 4x150 SE | 0 | 1 | 0.0062591 | 0.208 | 0.08 | 261 | 0 | 0.27 | 1 | 1 | cs | TRUE
1 | LV_2408-4_0_3_line_1 | NAYY 4x150 SE | 0 | 2 | 0.030403 | 0.208 | 0.08 | 261 | 0 | 0.27 | 1 | 1 | cs | TRUE
2 | LV_2408-4_0_3_line_2 | NAYY 4x150 SE | 1 | 3 | 0.0036484 | 0.208 | 0.08 | 261 | 0 | 0.27 | 1 | 1 | cs | TRUE
3 | LV_2408-4_0_3_line_3 | NAYY 4x150 SE | 2 | 4 | 0.027414 | 0.208 | 0.08 | 261 | 0 | 0.27 | 1 | 1 | cs | TRUE
4 | LV_2408-4_0_3_line_4 | NAYY 4x150 SE | 2 | 5 | 0.033284 | 0.208 | 0.08 | 261 | 0 | 0.27 | 1 | 2 | cs | TRUE
5 | LV_2408-4_0_3_line_5 | NAYY 4x150 SE | 3 | 6 | 0.02862 | 0.208 | 0.08 | 261 | 0 | 0.27 | 1 | 1 | cs | TRUE
6 | LV_2408-4_0_3_line_6 | NAYY 4x150 SE | 5 | 7 | 0.01312 | 0.208 | 0.08 | 261 | 0 | 0.27 | 1 | 1 | cs | TRUE
7 | LV_2408-4_0_3_line_7 | NAYY 4x150 SE | 5 | 8 | 0.015073 | 0.208 | 0.08 | 261 | 0 | 0.27 | 1 | 2 | cs | TRUE
8 | LV_2408-4_0_3_line_8 | NAYY 4x150 SE | 6 | 9 | 0.004829 | 0.208 | 0.08 | 261 | 0 | 0.27 | 1 | 1 | cs | TRUE
9 | LV_2408-4_0_3_line_9 | NAYY 4x150 SE | 6 | 10 | 0.023937 | 0.208 | 0.08 | 261 | 0 | 0.27 | 1 | 1 | cs | TRUE
10 | LV_2408-4_0_3_line_10 | NAYY 4x150 SE | 7 | 11 | 0.011516 | 0.208 | 0.08 | 261 | 0 | 0.27 | 1 | 1 | cs | TRUE
11 | LV_2408-4_0_3_line_11 | NAYY 4x150 SE | 8 | 12 | 0.017275 | 0.208 | 0.08 | 261 | 0 | 0.27 | 1 | 1 | cs | TRUE
12 | LV_2408-4_0_3_line_12 | NAYY 4x150 SE | 8 | 13 | 0.011658 | 0.208 | 0.08 | 261 | 0 | 0.27 | 1 | 2 | cs | TRUE
13 | LV_2408-4_0_3_line_13 | NAYY 4x150 SE | 9 | 129 | 0.012481 | 0.208 | 0.08 | 261 | 0 | 0.27 | 1 | 1 | cs | TRUE
14 | LV_2408-4_0_3_line_14 | NAYY 4x150 SE | 10 | 17 | 0.028374 | 0.208 | 0.08 | 261 | 0 | 0.27 | 1 | 1 | cs | TRUE
15 | LV_2408-4_0_3_line_15 | NAYY 4x150 SE | 11 | 84 | 0.010746 | 0.208 | 0.08 | 261 | 0 | 0.27 | 1 | 1 | cs | TRUE
16 | LV_2408-4_0_3_line_16 | NAYY 4x150 SE | 12 | 46 | 0.033816 | 0.208 | 0.08 | 261 | 0 | 0.27 | 1 | 1 | cs | TRUE
17 | LV_2408-4_0_3_line_17 | NAYY 4x150 SE | 13 | 114 | 0.022827 | 0.208 | 0.08 | 261 | 0 | 0.27 | 1 | 2 | cs | TRUE
18 | LV_2408-4_0_3_line_18 | NAYY 4x150 SE | 14 | 15 | 0.01935 | 0.208 | 0.08 | 261 | 0 | 0.27 | 1 | 1 | cs | TRUE
19 | LV_2408-4_0_3_line_19 | NAYY 4x150 SE | 14 | 16 | 0.0098408 | 0.208 | 0.08 | 261 | 0 | 0.27 | 1 | 1 | cs | TRUE
20 | LV_2408-4_0_3_line_20 | NAYY 4x150 SE | 15 | 17 | 0.013803 | 0.208 | 0.08 | 261 | 0 | 0.27 | 1 | 1 | cs | TRUE
21 | LV_2408-4_0_3_line_21 | NAYY 4x150 SE | 15 | 18 | 0.032494 | 0.208 | 0.08 | 261 | 0 | 0.27 | 1 | 1 | cs | TRUE
22 | LV_2408-4_0_3_line_22 | NAYY 4x150 SE | 16 | 19 | 0.011707 | 0.208 | 0.08 | 261 | 0 | 0.27 | 1 | 1 | cs | TRUE
23 | LV_2408-4_0_3_line_23 | NAYY 4x150 SE | 16 | 20 | 0.012906 | 0.208 | 0.08 | 261 | 0 | 0.27 | 1 | 1 | cs | TRUE
24 | LV_2408-4_0_3_line_24 | NAYY 4x150 SE | 17 | 21 | 0.015865 | 0.208 | 0.08 | 261 | 0 | 0.27 | 1 | 1 | cs | TRUE
25 | LV_2408-4_0_3_line_25 | NAYY 4x150 SE | 18 | 22 | 0.00089163 | 0.208 | 0.08 | 261 | 0 | 0.27 | 1 | 1 | cs | TRUE
26 | LV_2408-4_0_3_line_26 | NAYY 4x150 SE | 19 | 23 | 0.015579 | 0.208 | 0.08 | 261 | 0 | 0.27 | 1 | 1 | cs | TRUE
27 | LV_2408-4_0_3_line_27 | NAYY 4x150 SE | 21 | 24 | 0.0088274 | 0.208 | 0.08 | 261 | 0 | 0.27 | 1 | 1 | cs | TRUE
28 | LV_2408-4_0_3_line_28 | NAYY 4x150 SE | 22 | 25 | 0.0092343 | 0.208 | 0.08 | 261 | 0 | 0.27 | 1 | 1 | cs | TRUE
29 | LV_2408-4_0_3_line_29 | NAYY 4x150 SE | 23 | 26 | 0.027412 | 0.208 | 0.08 | 261 | 0 | 0.27 | 1 | 1 | cs | TRUE
30 | LV_2408-4_0_3_line_30 | NAYY 4x150 SE | 23 | 27 | 0.01733 | 0.208 | 0.08 | 261 | 0 | 0.27 | 1 | 1 | cs | TRUE
31 | LV_2408-4_0_3_line_31 | NAYY 4x150 SE | 24 | 120 | 0.0068845 | 0.208 | 0.08 | 261 | 0 | 0.27 | 1 | 1 | cs | TRUE
32 | LV_2408-4_0_3_line_32 | NAYY 4x150 SE | 24 | 28 | 0.026463 | 0.208 | 0.08 | 261 | 0 | 0.27 | 1 | 1 | cs | TRUE
33 | LV_2408-4_0_3_line_33 | NAYY 4x150 SE | 26 | 137 | 0.0048225 | 0.208 | 0.08 | 261 | 0 | 0.27 | 1 | 1 | cs | TRUE
34 | LV_2408-4_0_3_line_34 | NAYY 4x150 SE | 29 | 30 | 0.017469 | 0.208 | 0.08 | 261 | 0 | 0.27 | 1 | 1 | cs | TRUE
35 | LV_2408-4_0_3_line_35 | NAYY 4x150 SE | 29 | 31 | 0.00036002 | 0.208 | 0.08 | 261 | 0 | 0.27 | 1 | 1 | cs | TRUE
36 | LV_2408-4_0_3_line_36 | NAYY 4x150 SE | 30 | 32 | 0.00032325 | 0.208 | 0.08 | 261 | 0 | 0.27 | 1 | 1 | cs | TRUE
37 | LV_2408-4_0_3_line_37 | NAYY 4x150 SE | 31 | 33 | 0.015702 | 0.208 | 0.08 | 261 | 0 | 0.27 | 1 | 1 | cs | TRUE
38 | LV_2408-4_0_3_line_38 | NAYY 4x150 SE | 32 | 34 | 0.00079567 | 0.208 | 0.08 | 261 | 0 | 0.27 | 1 | 1 | cs | TRUE
39 | LV_2408-4_0_3_line_39 | NAYY 4x150 SE | 33 | 35 | 0.0011863 | 0.208 | 0.08 | 261 | 0 | 0.27 | 1 | 1 | cs | TRUE
40 | LV_2408-4_0_3_line_40 | NAYY 4x150 SE | 34 | 36 | 0.0064124 | 0.208 | 0.08 | 261 | 0 | 0.27 | 1 | 1 | cs | TRUE
41 | LV_2408-4_0_3_line_41 | NAYY 4x150 SE | 35 | 37 | 0.0014427 | 0.208 | 0.08 | 261 | 0 | 0.27 | 1 | 1 | cs | TRUE
42 | LV_2408-4_0_3_line_42 | NAYY 4x150 SE | 36 | 116 | 0.023864 | 0.208 | 0.08 | 261 | 0 | 0.27 | 1 | 1 | cs | TRUE
43 | LV_2408-4_0_3_line_43 | NAYY 4x150 SE | 37 | 59 | 0.023949 | 0.208 | 0.08 | 261 | 0 | 0.27 | 1 | 1 | cs | TRUE
44 | LV_2408-4_0_3_line_44 | NAYY 4x150 SE | 37 | 57 | 0.014537 | 0.208 | 0.08 | 261 | 0 | 0.27 | 1 | 1 | cs | TRUE
45 | LV_2408-4_0_3_line_45 | NAYY 4x150 SE | 38 | 39 | 0.00034538 | 0.208 | 0.08 | 261 | 0 | 0.27 | 1 | 1 | cs | TRUE
46 | LV_2408-4_0_3_line_46 | NAYY 4x150 SE | 38 | 40 | 0.0042468 | 0.208 | 0.08 | 261 | 0 | 0.27 | 1 | 1 | cs | TRUE
47 | LV_2408-4_0_3_line_47 | NAYY 4x150 SE | 39 | 41 | 0.029322 | 0.208 | 0.08 | 261 | 0 | 0.27 | 1 | 1 | cs | TRUE
48 | LV_2408-4_0_3_line_48 | NAYY 4x150 SE | 40 | 42 | 0.0027379 | 0.208 | 0.08 | 261 | 0 | 0.27 | 1 | 1 | cs | TRUE
49 | LV_2408-4_0_3_line_49 | NAYY 4x150 SE | 41 | 43 | 0.016025 | 0.208 | 0.08 | 261 | 0 | 0.27 | 1 | 1 | cs | TRUE
50 | LV_2408-4_0_3_line_50 | NAYY 4x150 SE | 41 | 44 | 0.033702 | 0.208 | 0.08 | 261 | 0 | 0.27 | 1 | 1 | cs | TRUE
51 | LV_2408-4_0_3_line_51 | NAYY 4x150 SE | 42 | 45 | 0.018394 | 0.208 | 0.08 | 261 | 0 | 0.27 | 1 | 1 | cs | TRUE
52 | LV_2408-4_0_3_line_52 | NAYY 4x150 SE | 43 | 46 | 0.025207 | 0.208 | 0.08 | 261 | 0 | 0.27 | 1 | 1 | cs | TRUE
53 | LV_2408-4_0_3_line_53 | NAYY 4x150 SE | 44 | 47 | 0.016354 | 0.208 | 0.08 | 261 | 0 | 0.27 | 1 | 1 | cs | TRUE
54 | LV_2408-4_0_3_line_54 | NAYY 4x150 SE | 45 | 48 | 0.0037174 | 0.208 | 0.08 | 261 | 0 | 0.27 | 1 | 1 | cs | TRUE
55 | LV_2408-4_0_3_line_55 | NAYY 4x150 SE | 47 | 75 | 0.029635 | 0.208 | 0.08 | 261 | 0 | 0.27 | 1 | 1 | cs | TRUE
56 | LV_2408-4_0_3_line_56 | NAYY 4x150 SE | 48 | 131 | 0.029947 | 0.208 | 0.08 | 261 | 0 | 0.27 | 1 | 1 | cs | TRUE
57 | LV_2408-4_0_3_line_57 | NAYY 4x150 SE | 49 | 50 | 0.0046998 | 0.208 | 0.08 | 261 | 0 | 0.27 | 1 | 1 | cs | TRUE
58 | LV_2408-4_0_3_line_58 | NAYY 4x150 SE | 49 | 51 | 0.01303 | 0.208 | 0.08 | 261 | 0 | 0.27 | 1 | 1 | cs | TRUE
59 | LV_2408-4_0_3_line_59 | NAYY 4x150 SE | 50 | 52 | 0.017684 | 0.208 | 0.08 | 261 | 0 | 0.27 | 1 | 1 | cs | TRUE
60 | LV_2408-4_0_3_line_60 | NAYY 4x150 SE | 51 | 53 | 0.019188 | 0.208 | 0.08 | 261 | 0 | 0.27 | 1 | 1 | cs | TRUE
61 | LV_2408-4_0_3_line_61 | NAYY 4x150 SE | 51 | 54 | 0.02046 | 0.208 | 0.08 | 261 | 0 | 0.27 | 1 | 1 | cs | TRUE
62 | LV_2408-4_0_3_line_62 | NAYY 4x150 SE | 53 | 55 | 0.0087156 | 0.208 | 0.08 | 261 | 0 | 0.27 | 1 | 1 | cs | TRUE
63 | LV_2408-4_0_3_line_63 | NAYY 4x150 SE | 54 | 56 | 0.0090096 | 0.208 | 0.08 | 261 | 0 | 0.27 | 1 | 1 | cs | TRUE
64 | LV_2408-4_0_3_line_64 | NAYY 4x150 SE | 55 | 57 | 0.010328 | 0.208 | 0.08 | 261 | 0 | 0.27 | 1 | 1 | cs | TRUE
65 | LV_2408-4_0_3_line_65 | NAYY 4x150 SE | 56 | 58 | 0.0024502 | 0.208 | 0.08 | 261 | 0 | 0.27 | 1 | 1 | cs | TRUE
66 | LV_2408-4_0_3_line_66 | NAYY 4x150 SE | 58 | 115 | 0.017484 | 0.208 | 0.08 | 261 | 0 | 0.27 | 1 | 2 | cs | TRUE
67 | LV_2408-4_0_3_line_67 | NAYY 4x150 SE | 59 | 101 | 0.00012488 | 0.208 | 0.08 | 261 | 0 | 0.27 | 1 | 1 | cs | TRUE
68 | LV_2408-4_0_3_line_68 | NAYY 4x150 SE | 60 | 61 | 0.018003 | 0.208 | 0.08 | 261 | 0 | 0.27 | 1 | 1 | cs | TRUE
69 | LV_2408-4_0_3_line_69 | NAYY 4x150 SE | 60 | 62 | 0.011593 | 0.208 | 0.08 | 261 | 0 | 0.27 | 1 | 1 | cs | TRUE
70 | LV_2408-4_0_3_line_70 | NAYY 4x150 SE | 61 | 63 | 0.012609 | 0.208 | 0.08 | 261 | 0 | 0.27 | 1 | 1 | cs | TRUE
71 | LV_2408-4_0_3_line_71 | NAYY 4x150 SE | 62 | 64 | 0.034229 | 0.208 | 0.08 | 261 | 0 | 0.27 | 1 | 1 | cs | TRUE
72 | LV_2408-4_0_3_line_72 | NAYY 4x150 SE | 63 | 65 | 0.057336 | 0.208 | 0.08 | 261 | 0 | 0.27 | 1 | 1 | cs | TRUE
73 | LV_2408-4_0_3_line_73 | NAYY 4x150 SE | 64 | 66 | 0.017074 | 0.208 | 0.08 | 261 | 0 | 0.27 | 1 | 1 | cs | TRUE
74 | LV_2408-4_0_3_line_74 | NAYY 4x150 SE | 65 | 67 | 0.036665 | 0.208 | 0.08 | 261 | 0 | 0.27 | 1 | 1 | cs | TRUE
75 | LV_2408-4_0_3_line_75 | NAYY 4x150 SE | 66 | 68 | 0.034954 | 0.208 | 0.08 | 261 | 0 | 0.27 | 1 | 1 | cs | TRUE
76 | LV_2408-4_0_3_line_76 | NAYY 4x150 SE | 67 | 80 | 0.022483 | 0.208 | 0.08 | 261 | 0 | 0.27 | 1 | 1 | cs | TRUE
77 | LV_2408-4_0_3_line_77 | NAYY 4x150 SE | 67 | 77 | 0.0052551 | 0.208 | 0.08 | 261 | 0 | 0.27 | 1 | 1 | cs | TRUE
78 | LV_2408-4_0_3_line_78 | NAYY 4x150 SE | 68 | 135 | 0.029372 | 0.208 | 0.08 | 261 | 0 | 0.27 | 1 | 1 | cs | TRUE
79 | LV_2408-4_0_3_line_79 | NAYY 4x150 SE | 69 | 70 | 0.0044419 | 0.208 | 0.08 | 261 | 0 | 0.27 | 1 | 1 | cs | TRUE
80 | LV_2408-4_0_3_line_80 | NAYY 4x150 SE | 69 | 71 | 0.0051831 | 0.208 | 0.08 | 261 | 0 | 0.27 | 1 | 1 | cs | TRUE
81 | LV_2408-4_0_3_line_81 | NAYY 4x150 SE | 70 | 72 | 0.025998 | 0.208 | 0.08 | 261 | 0 | 0.27 | 1 | 1 | cs | TRUE
82 | LV_2408-4_0_3_line_82 | NAYY 4x150 SE | 72 | 73 | 0.0126 | 0.208 | 0.08 | 261 | 0 | 0.27 | 1 | 1 | cs | TRUE
83 | LV_2408-4_0_3_line_83 | NAYY 4x150 SE | 73 | 74 | 0.018498 | 0.208 | 0.08 | 261 | 0 | 0.27 | 1 | 1 | cs | TRUE
84 | LV_2408-4_0_3_line_84 | NAYY 4x150 SE | 73 | 75 | 0.060081 | 0.208 | 0.08 | 261 | 0 | 0.27 | 1 | 1 | cs | TRUE
85 | LV_2408-4_0_3_line_85 | NAYY 4x150 SE | 73 | 76 | 0.042914 | 0.208 | 0.08 | 261 | 0 | 0.27 | 1 | 1 | cs | TRUE
86 | LV_2408-4_0_3_line_86 | NAYY 4x150 SE | 76 | 130 | 0.021773 | 0.208 | 0.08 | 261 | 0 | 0.27 | 1 | 1 | cs | TRUE
87 | LV_2408-4_0_3_line_87 | NAYY 4x150 SE | 77 | 78 | 0.026919 | 0.208 | 0.08 | 261 | 0 | 0.27 | 1 | 1 | cs | TRUE
88 | LV_2408-4_0_3_line_88 | NAYY 4x150 SE | 78 | 79 | 0.017937 | 0.208 | 0.08 | 261 | 0 | 0.27 | 1 | 1 | cs | TRUE
89 | LV_2408-4_0_3_line_89 | NAYY 4x150 SE | 79 | 81 | 0.057682 | 0.208 | 0.08 | 261 | 0 | 0.27 | 1 | 1 | cs | TRUE
90 | LV_2408-4_0_3_line_90 | NAYY 4x150 SE | 80 | 82 | 0.035466 | 0.208 | 0.08 | 261 | 0 | 0.27 | 1 | 1 | cs | TRUE
91 | LV_2408-4_0_3_line_91 | NAYY 4x150 SE | 81 | 83 | 0.04377 | 0.208 | 0.08 | 261 | 0 | 0.27 | 1 | 1 | cs | TRUE
92 | LV_2408-4_0_3_line_92 | NAYY 4x150 SE | 83 | 108 | 0.0089003 | 0.208 | 0.08 | 261 | 0 | 0.27 | 1 | 1 | cs | TRUE
93 | LV_2408-4_0_3_line_93 | NAYY 4x150 SE | 84 | 85 | 0.019318 | 0.208 | 0.08 | 261 | 0 | 0.27 | 1 | 1 | cs | TRUE
94 | LV_2408-4_0_3_line_94 | NAYY 4x150 SE | 85 | 86 | 0.023699 | 0.208 | 0.08 | 261 | 0 | 0.27 | 1 | 1 | cs | TRUE
95 | LV_2408-4_0_3_line_95 | NAYY 4x150 SE | 86 | 87 | 0.0088818 | 0.208 | 0.08 | 261 | 0 | 0.27 | 1 | 1 | cs | TRUE
96 | LV_2408-4_0_3_line_96 | NAYY 4x150 SE | 88 | 89 | 0.020257 | 0.208 | 0.08 | 261 | 0 | 0.27 | 1 | 1 | cs | TRUE
97 | LV_2408-4_0_3_line_97 | NAYY 4x150 SE | 88 | 90 | 0.038813 | 0.208 | 0.08 | 261 | 0 | 0.27 | 1 | 1 | cs | TRUE
98 | LV_2408-4_0_3_line_98 | NAYY 4x150 SE | 89 | 91 | 0.022062 | 0.208 | 0.08 | 261 | 0 | 0.27 | 1 | 1 | cs | TRUE
99 | LV_2408-4_0_3_line_99 | NAYY 4x150 SE | 90 | 92 | 0.024349 | 0.208 | 0.08 | 261 | 0 | 0.27 | 1 | 1 | cs | TRUE
100 | LV_2408-4_0_3_line_100 | NAYY 4x150 SE | 90 | 93 | 0.03305 | 0.208 | 0.08 | 261 | 0 | 0.27 | 1 | 1 | cs | TRUE
101 | LV_2408-4_0_3_line_101 | NAYY 4x150 SE | 91 | 94 | 0.031531 | 0.208 | 0.08 | 261 | 0 | 0.27 | 1 | 1 | cs | TRUE
102 | LV_2408-4_0_3_line_102 | NAYY 4x150 SE | 92 | 95 | 0.040411 | 0.208 | 0.08 | 261 | 0 | 0.27 | 1 | 1 | cs | TRUE
103 | LV_2408-4_0_3_line_103 | NAYY 4x150 SE | 94 | 96 | 0.017723 | 0.208 | 0.08 | 261 | 0 | 0.27 | 1 | 1 | cs | TRUE
104 | LV_2408-4_0_3_line_104 | NAYY 4x150 SE | 94 | 97 | 0.011638 | 0.208 | 0.08 | 261 | 0 | 0.27 | 1 | 1 | cs | TRUE
105 | LV_2408-4_0_3_line_105 | NAYY 4x150 SE | 95 | 98 | 0.018821 | 0.208 | 0.08 | 261 | 0 | 0.27 | 1 | 1 | cs | TRUE
106 | LV_2408-4_0_3_line_106 | NAYY 4x150 SE | 95 | 99 | 0.035915 | 0.208 | 0.08 | 261 | 0 | 0.27 | 1 | 1 | cs | TRUE
107 | LV_2408-4_0_3_line_107 | NAYY 4x150 SE | 95 | 100 | 0.012065 | 0.208 | 0.08 | 261 | 0 | 0.27 | 1 | 1 | cs | TRUE
108 | LV_2408-4_0_3_line_108 | NAYY 4x150 SE | 96 | 118 | 0.016206 | 0.208 | 0.08 | 261 | 0 | 0.27 | 1 | 1 | cs | TRUE
109 | LV_2408-4_0_3_line_109 | NAYY 4x150 SE | 97 | 117 | 0.014988 | 0.208 | 0.08 | 261 | 0 | 0.27 | 1 | 1 | cs | TRUE
110 | LV_2408-4_0_3_line_110 | NAYY 4x150 SE | 98 | 136 | 0.015135 | 0.208 | 0.08 | 261 | 0 | 0.27 | 1 | 1 | cs | TRUE
111 | LV_2408-4_0_3_line_111 | NAYY 4x150 SE | 101 | 128 | 0.010863 | 0.208 | 0.08 | 261 | 0 | 0.27 | 1 | 1 | cs | TRUE
112 | LV_2408-4_0_3_line_112 | NAYY 4x150 SE | 102 | 103 | 0.017905 | 0.208 | 0.08 | 261 | 0 | 0.27 | 1 | 1 | cs | TRUE
113 | LV_2408-4_0_3_line_113 | NAYY 4x150 SE | 102 | 104 | 0.013226 | 0.208 | 0.08 | 261 | 0 | 0.27 | 1 | 1 | cs | TRUE
114 | LV_2408-4_0_3_line_114 | NAYY 4x150 SE | 103 | 105 | 0.010071 | 0.208 | 0.08 | 261 | 0 | 0.27 | 1 | 1 | cs | TRUE
115 | LV_2408-4_0_3_line_115 | NAYY 4x150 SE | 104 | 106 | 0.0081785 | 0.208 | 0.08 | 261 | 0 | 0.27 | 1 | 1 | cs | TRUE
116 | LV_2408-4_0_3_line_116 | NAYY 4x150 SE | 104 | 107 | 0.009253 | 0.208 | 0.08 | 261 | 0 | 0.27 | 1 | 1 | cs | TRUE
117 | LV_2408-4_0_3_line_117 | NAYY 4x150 SE | 105 | 108 | 0.014547 | 0.208 | 0.08 | 261 | 0 | 0.27 | 1 | 1 | cs | TRUE
118 | LV_2408-4_0_3_line_118 | NAYY 4x150 SE | 106 | 109 | 0.02021 | 0.208 | 0.08 | 261 | 0 | 0.27 | 1 | 1 | cs | TRUE
119 | LV_2408-4_0_3_line_119 | NAYY 4x150 SE | 107 | 110 | 0.015288 | 0.208 | 0.08 | 261 | 0 | 0.27 | 1 | 1 | cs | TRUE
120 | LV_2408-4_0_3_line_120 | NAYY 4x150 SE | 108 | 111 | 0.012366 | 0.208 | 0.08 | 261 | 0 | 0.27 | 1 | 1 | cs | TRUE
121 | LV_2408-4_0_3_line_121 | NAYY 4x150 SE | 109 | 112 | 0.0089253 | 0.208 | 0.08 | 261 | 0 | 0.27 | 1 | 1 | cs | TRUE
122 | LV_2408-4_0_3_line_122 | NAYY 4x150 SE | 110 | 113 | 0.022205 | 0.208 | 0.08 | 261 | 0 | 0.27 | 1 | 1 | cs | TRUE
123 | LV_2408-4_0_3_line_123 | NAYY 4x150 SE | 111 | 129 | 0.02952 | 0.208 | 0.08 | 261 | 0 | 0.27 | 1 | 1 | cs | TRUE
124 | LV_2408-4_0_3_line_124 | NAYY 4x150 SE | 112 | 125 | 0.015631 | 0.208 | 0.08 | 261 | 0 | 0.27 | 1 | 1 | cs | TRUE
125 | LV_2408-4_0_3_line_125 | NAYY 4x150 SE | 113 | 126 | 0.023923 | 0.208 | 0.08 | 261 | 0 | 0.27 | 1 | 1 | cs | TRUE
126 | LV_2408-4_0_3_line_126 | NAYY 4x150 SE | 114 | 115 | 0.0037205 | 0.208 | 0.08 | 261 | 0 | 0.27 | 1 | 2 | cs | TRUE
127 | LV_2408-4_0_3_line_127 | NAYY 4x150 SE | 116 | 117 | 0.0012618 | 0.208 | 0.08 | 261 | 0 | 0.27 | 1 | 1 | cs | TRUE
128 | LV_2408-4_0_3_line_128 | NAYY 4x150 SE | 118 | 119 | 0.018919 | 0.208 | 0.08 | 261 | 0 | 0.27 | 1 | 1 | cs | TRUE
129 | LV_2408-4_0_3_line_129 | NAYY 4x150 SE | 120 | 121 | 0.01195 | 0.208 | 0.08 | 261 | 0 | 0.27 | 1 | 1 | cs | TRUE
130 | LV_2408-4_0_3_line_130 | NAYY 4x150 SE | 121 | 122 | 0.010468 | 0.208 | 0.08 | 261 | 0 | 0.27 | 1 | 1 | cs | TRUE
131 | LV_2408-4_0_3_line_131 | NAYY 4x150 SE | 123 | 124 | 0.00099326 | 0.208 | 0.08 | 261 | 0 | 0.27 | 1 | 1 | cs | TRUE
132 | LV_2408-4_0_3_line_132 | NAYY 4x150 SE | 123 | 125 | 0.034654 | 0.208 | 0.08 | 261 | 0 | 0.27 | 1 | 1 | cs | TRUE
133 | LV_2408-4_0_3_line_133 | NAYY 4x150 SE | 126 | 127 | 0.044469 | 0.208 | 0.08 | 261 | 0 | 0.27 | 1 | 1 | cs | TRUE
134 | LV_2408-4_0_3_line_134 | NAYY 4x150 SE | 127 | 139 | 0.027238 | 0.208 | 0.08 | 261 | 0 | 0.27 | 1 | 1 | cs | TRUE
135 | LV_2408-4_0_3_line_135 | NAYY 4x150 SE | 131 | 132 | 0.0039507 | 0.208 | 0.08 | 261 | 0 | 0.27 | 1 | 1 | cs | TRUE
136 | LV_2408-4_0_3_line_136 | NAYY 4x150 SE | 131 | 133 | 0.032066 | 0.208 | 0.08 | 261 | 0 | 0.27 | 1 | 1 | cs | TRUE
137 | LV_2408-4_0_3_line_137 | NAYY 4x150 SE | 133 | 134 | 0.0099876 | 0.208 | 0.08 | 261 | 0 | 0.27 | 1 | 1 | cs | TRUE
138 | LV_2408-4_0_3_line_138 | NAYY 4x150 SE | 137 | 138 | 0.008588 | 0.208 | 0.08 | 261 | 0 | 0.27 | 1 | 1 | cs | TRUE
139 | LV_2408-4_0_3_line_139 | NAYY 4x150 SE | 139 | 140 | 0.0034836 | 0.208 | 0.08 | 261 | 0 | 0.27 | 1 | 1 | cs | TRUE
140 | LV_2408-4_0_3_line_140 | NAYY 4x150 SE | 140 | 141 | 0.029182 | 0.208 | 0.08 | 261 | 0 | 0.27 | 1 | 1 | cs | TRUE

## trafo
| name | std_type | hv_bus | lv_bus | sn_mva | vn_hv_kv | vn_lv_kv | vk_percent | vkr_percent | pfe_kw | i0_percent | shift_degree | tap_side | tap_neutral | tap_min | tap_max | tap_step_percent | tap_step_degree | tap_pos | tap_phase_shifter | parallel | df | in_service
0 | LV_2408-4_0_3_trafo_87 | 0.25 MVA 20/0.4 kV | 142 | 58 | 0.25 | 20 | 0.4 | 6 | 1.44 | 0.8 | 0.32 | 150 | hv | 0 | -2 | 2 | 2.5 | 0 | 0 | FALSE | 1 | 1 | TRUE

## line_geodata
| x0 | y0 | x1 | y1 | x2 | y2 | x3 | y3 | x4 | y4 | x5 | y5 | x6 | y6 | x7 | y7
0 | 2626551.4199 | 1235158.0712 | 2626556.574 | 1235154.52
1 | 2626532.9904 | 1235181.8854 | 2626538.4024 | 1235173.2041 | 2626541.7038 | 1235167.7043 | 2626545.0978 | 1235163.5058 | 2626549.2019 | 1235159.5994 | 2626551.4199 | 1235158.0712
2 | 2626556.574 | 1235154.52 | 2626559.5783 | 1235152.45
3 | 2626532.9904 | 1235181.8854 | 2626512.0004 | 1235164.1809
4 | 2626517.4208 | 1235211.3119 | 2626521.2022 | 1235203.4017 | 2626532.9904 | 1235181.8854
5 | 2626582.2019 | 1235135.0093 | 2626571.2007 | 1235144.5995 | 2626559.7993 | 1235152.2978 | 2626559.5783 | 1235152.45
6 | 2626517.4208 | 1235211.3119 | 2626528.496 | 1235218.3461
7 | 2626517.4208 | 1235211.3119 | 2626504.6901 | 1235203.1835
8 | 2626582.2019 | 1235135.0093 | 2626586.0686 | 1235132.1165
9 | 2626582.2019 | 1235135.0093 | 2626575.3997 | 1235127.9079 | 2626564.0517 | 1235119.533
10 | 2626528.496 | 1235218.3461 | 2626536.936 | 1235223.7065 | 2626538.1694 | 1235224.5915
11 | 2626504.6901 | 1235203.1835 | 2626503.0837 | 1235205.3222 | 2626496.1301 | 1235218.1607
12 | 2626504.6901 | 1235203.1835 | 2626495.0867 | 1235196.5733
13 | 2626594.9581 | 1235123.5969 | 2626592.4984 | 1235127.3061 | 2626586.0686 | 1235132.1165
14 | 2626541.2219 | 1235102.6843 | 2626564.0517 | 1235119.533
15 | 2626546.9005 | 1235230.8558 | 2626538.1694 | 1235224.5915
16 | 2626480.0253 | 1235247.8951 | 2626496.1301 | 1235218.1607
17 | 2626495.0867 | 1235196.5733 | 2626494.3991 | 1235196.1 | 2626482.201 | 1235185.606 | 2626477.8213 | 1235181.6504
18 | 2626529.9968 | 1235094.6071 | 2626514.0524 | 1235083.6433
19 | 2626505.9437 | 1235078.0675 | 2626514.0524 | 1235083.6433
20 | 2626529.9968 | 1235094.6071 | 2626541.2219 | 1235102.6843
21 | 2626529.9968 | 1235094.6071 | 2626526.4986 | 1235098.4049 | 2626520.4036 | 1235105.8046 | 2626508.2426 | 1235118.7251
22 | 2626505.9437 | 1235078.0675 | 2626496.0656 | 1235071.7843
23 | 2626505.9437 | 1235078.0675 | 2626513.3732 | 1235067.5149
24 | 2626541.2219 | 1235102.6843 | 2626550.9736 | 1235090.1697
25 | 2626507.6315 | 1235119.3744 | 2626508.2426 | 1235118.7251
26 | 2626483.0027 | 1235063.3008 | 2626485.4018 | 1235065.0014 | 2626496.0656 | 1235071.7843
27 | 2626556.3994 | 1235083.2067 | 2626550.9736 | 1235090.1697
28 | 2626501.3025 | 1235126.0987 | 2626507.6315 | 1235119.3744
29 | 2626483.0027 | 1235063.3008 | 2626479.9978 | 1235066.8007 | 2626465.3909 | 1235084.3066
30 | 2626483.0027 | 1235063.3008 | 2626468.7134 | 1235053.4962
31 | 2626556.3994 | 1235083.2067 | 2626563.2639 | 1235083.7306
32 | 2626556.3994 | 1235083.2067 | 2626559.1984 | 1235073.3019 | 2626558.6019 | 1235067.8959 | 2626554.3024 | 1235064.697 | 2626548.9305 | 1235064.7761
33 | 2626462.3013 | 1235088.0095 | 2626465.3909 | 1235084.3066
34 | 2626369.5706 | 1235123.8402 | 2626366.102 | 1235122.4962 | 2626353.3514 | 1235117.3525
35 | 2626369.5706 | 1235123.8402 | 2626369.9063 | 1235123.9703
36 | 2626353.0516 | 1235117.2316 | 2626353.3514 | 1235117.3525
37 | 2626384.5476 | 1235129.6438 | 2626369.9063 | 1235123.9703
38 | 2626352.3137 | 1235116.9339 | 2626353.0516 | 1235117.2316
39 | 2626385.6537 | 1235130.0725 | 2626384.5476 | 1235129.6438
40 | 2626352.3137 | 1235116.9339 | 2626346.367 | 1235114.535
41 | 2626386.999 | 1235130.5937 | 2626385.6537 | 1235130.0725
42 | 2626346.367 | 1235114.535 | 2626339.601 | 1235111.8056 | 2626324.1705 | 1235105.7719
43 | 2626386.999 | 1235130.5937 | 2626375.2083 | 1235151.4389
44 | 2626386.999 | 1235130.5937 | 2626400.681 | 1235135.506
45 | 2626429.2885 | 1235268.4161 | 2626428.967 | 1235268.2897
46 | 2626425.0148 | 1235266.7354 | 2626428.967 | 1235268.2897
47 | 2626455.6004 | 1235280.802 | 2626453.7023 | 1235278.8034 | 2626449.7995 | 1235276.5958 | 2626440.1982 | 1235272.7063 | 2626429.2885 | 1235268.4161
48 | 2626425.0148 | 1235266.7354 | 2626422.4669 | 1235265.7335
49 | 2626455.6004 | 1235280.802 | 2626463.4886 | 1235273.4102 | 2626466.3836 | 1235269.0734
50 | 2626455.6004 | 1235280.802 | 2626456.8981 | 1235283.3982 | 2626457.4982 | 1235286.3027 | 2626457.5004 | 1235289.2045 | 2626457.1016 | 1235292.1045 | 2626455.8017 | 1235295.1006 | 2626448.6979 | 1235308.1993 | 2626446.8157 | 1235311.5431
51 | 2626422.4669 | 1235265.7335 | 2626405.3493 | 1235259.002
52 | 2626480.0253 | 1235247.8951 | 2626477.8953 | 1235251.8277 | 2626466.3836 | 1235269.0734
53 | 2626439.3304 | 1235326.0529 | 2626441.1005 | 1235321.6961 | 2626446.8157 | 1235311.5431
54 | 2626401.8898 | 1235257.6415 | 2626405.3493 | 1235259.002
55 | 2626434.901 | 1235354.3999 | 2626433.5976 | 1235349.7023 | 2626433.1026 | 1235346.9984 | 2626433.1996 | 1235343.897 | 2626433.9033 | 1235340.498 | 2626436.3031 | 1235333.5043 | 2626439.3304 | 1235326.0529
56 | 2626373.9745 | 1235246.7988 | 2626391.101 | 1235253.3988 | 2626401.8898 | 1235257.6415
57 | 2626442.5267 | 1235136.7889 | 2626444.6414 | 1235132.5917
58 | 2626436.6639 | 1235148.4251 | 2626442.5267 | 1235136.7889
59 | 2626452.5987 | 1235116.7986 | 2626444.6414 | 1235132.5917
60 | 2626436.6639 | 1235148.4251 | 2626418.6046 | 1235141.9412
61 | 2626436.6639 | 1235148.4251 | 2626445.4672 | 1235153.1226 | 2626452.8194 | 1235159.0701 | 2626453.5801 | 1235159.7571
62 | 2626410.4016 | 1235138.9961 | 2626418.6046 | 1235141.9412
63 | 2626453.5801 | 1235159.7571 | 2626460.2664 | 1235165.7958
64 | 2626410.4016 | 1235138.9961 | 2626400.681 | 1235135.506
65 | 2626462.0848 | 1235167.4381 | 2626460.2664 | 1235165.7958
66 | 2626462.0848 | 1235167.4381 | 2626475.0602 | 1235179.1568
67 | 2626375.1468 | 1235151.5476 | 2626375.2083 | 1235151.4389
68 | 2626597.8066 | 1234922.6952 | 2626588.7971 | 1234931.0019 | 2626584.3133 | 1234934.5987
69 | 2626606.2991 | 1234914.8034 | 2626600.4015 | 1234920.3027 | 2626597.8066 | 1234922.6952
70 | 2626574.4818 | 1234942.4933 | 2626579.2041 | 1234938.6971 | 2626584.3133 | 1234934.5987
71 | 2626606.2991 | 1234914.8034 | 2626609.398 | 1234919.0977 | 2626614.7022 | 1234926.1035 | 2626625.6219 | 1234943.0337
72 | 2626574.4818 | 1234942.4933 | 2626567.4995 | 1234948.1062 | 2626556.802 | 1234955.6965 | 2626544.6039 | 1234962.1016 | 2626533.7974 | 1234967.0009 | 2626524.5527 | 1234969.6533
73 | 2626625.6219 | 1234943.0337 | 2626626.6978 | 1234944.7019 | 2626635.1181 | 1234957.2231
74 | 2626493.7009 | 1234987.5016 | 2626497.2031 | 1234982.8032 | 2626500.8968 | 1234979.3064 | 2626504.6008 | 1234976.8992 | 2626509.5014 | 1234974.2972 | 2626520.8999 | 1234970.7013 | 2626524.5527 | 1234969.6533
75 | 2626654.5232 | 1234986.2955 | 2626650.5001 | 1234980.0969 | 2626638.599 | 1234962.3994 | 2626635.1181 | 1234957.2231
76 | 2626493.7009 | 1234987.5016 | 2626487.3975 | 1234983.9047 | 2626480.1018 | 1234980.5035 | 2626473.4028 | 1234977.9321
77 | 2626493.7009 | 1234987.5016 | 2626498.2357 | 1234990.157
78 | 2626670.402 | 1235011.0051 | 2626661.6016 | 1234997.2016 | 2626654.5232 | 1234986.2955
79 | 2626507.2107 | 1235299.5674 | 2626509.1431 | 1235295.5678
80 | 2626511.3978 | 1235290.9009 | 2626509.1431 | 1235295.5678
81 | 2626495.999 | 1235323.0169 | 2626496.3202 | 1235322.1086 | 2626507.2107 | 1235299.5674
82 | 2626491.7983 | 1235334.8963 | 2626495.999 | 1235323.0169
83 | 2626491.7983 | 1235334.8963 | 2626492.9022 | 1235340.2045 | 2626493.3977 | 1235342.7972 | 2626493.5993 | 1235345.0995 | 2626493.298 | 1235348.2001 | 2626493.0836 | 1235353.2059
84 | 2626434.901 | 1235354.3999 | 2626445.4 | 1235352.1006 | 2626464.1001 | 1235345.2017 | 2626486.6977 | 1235336.5969 | 2626491.7983 | 1235334.8963
85 | 2626491.7983 | 1235334.8963 | 2626512.8997 | 1235327.4968 | 2626531.8995 | 1235324.702 | 2626533.2454 | 1235324.626
86 | 2626533.2454 | 1235324.626 | 2626554.9834 | 1235323.3994
87 | 2626498.2357 | 1234990.157 | 2626499.4981 | 1234990.8962 | 2626519.8882 | 1235006.1356
88 | 2626534.2233 | 1235016.9177 | 2626525.5968 | 1235010.4022 | 2626519.8882 | 1235006.1356
89 | 2626534.2233 | 1235016.9177 | 2626577.8975 | 1235049.9043 | 2626580.2481 | 1235051.6874
90 | 2626443.1028 | 1234959.9208 | 2626448.304 | 1234964.3967 | 2626461.798 | 1234972.9063 | 2626470.1969 | 1234976.7015 | 2626473.4028 | 1234977.9321
91 | 2626612.5035 | 1235080.9426 | 2626609.2015 | 1235076.4049 | 2626604.298 | 1235071.202 | 2626597.4023 | 1235064.7005 | 2626580.2481 | 1235051.6874
92 | 2626617.5033 | 1235088.3049 | 2626613.2031 | 1235081.904 | 2626612.5035 | 1235080.9426
93 | 2626546.9005 | 1235230.8558 | 2626553.6829 | 1235235.7219 | 2626562.1307 | 1235242.7213
94 | 2626562.1307 | 1235242.7213 | 2626563.2887 | 1235243.6808 | 2626576.255 | 1235256.6578 | 2626578.4675 | 1235259.8089
95 | 2626583.5713 | 1235267.0778 | 2626578.4675 | 1235259.8089
96 | 2626262.7112 | 1235162.5649 | 2626271.0013 | 1235146.9019 | 2626272.2216 | 1235144.6792
97 | 2626245.0036 | 1235197.096 | 2626245.5008 | 1235195.8974 | 2626253.7998 | 1235179.4016 | 2626262.7112 | 1235162.5649
98 | 2626272.2216 | 1235144.6792 | 2626282.839 | 1235125.34
99 | 2626245.0036 | 1235197.096 | 2626247.9035 | 1235198.4985 | 2626267.6454 | 1235206.0252
100 | 2626245.0036 | 1235197.096 | 2626242.1993 | 1235203.1985 | 2626238.4999 | 1235213.1995 | 2626237.3035 | 1235216.7964 | 2626236.8037 | 1235220.2964 | 2626236.7024 | 1235224.3984 | 2626236.7025 | 1235228.6395
101 | 2626298.198 | 1235097.8028 | 2626287.8011 | 1235116.3016 | 2626282.839 | 1235125.34
102 | 2626305.4055 | 1235220.4214 | 2626267.6454 | 1235206.0252
103 | 2626304.4015 | 1235081.1978 | 2626304.0039 | 1235082.0966 | 2626298.198 | 1235097.8028
104 | 2626298.198 | 1235097.8028 | 2626301.9005 | 1235097.3967 | 2626305.7005 | 1235097.2023 | 2626309.5994 | 1235098.5981
105 | 2626305.4055 | 1235220.4214 | 2626313.8818 | 1235203.6168
106 | 2626305.4055 | 1235220.4214 | 2626286.9023 | 1235251.2031
107 | 2626305.4055 | 1235220.4214 | 2626315.5973 | 1235224.3022 | 2626316.6793 | 1235224.7191
108 | 2626304.4015 | 1235081.1978 | 2626311.2479 | 1235066.5088
109 | 2626309.5994 | 1235098.5981 | 2626322.202 | 1235105.0022 | 2626322.9953 | 1235105.3124
110 | 2626320.6979 | 1235190.1036 | 2626313.8818 | 1235203.6168
111 | 2626369.7985 | 1235161.003 | 2626375.1468 | 1235151.5476
112 | 2626639.26 | 1235124.7784 | 2626632.7102 | 1235113.0437 | 2626630.2545 | 1235109.3134
113 | 2626645.7061 | 1235136.3274 | 2626639.26 | 1235124.7784
114 | 2626630.2545 | 1235109.3134 | 2626624.7171 | 1235100.9017
115 | 2626645.7061 | 1235136.3274 | 2626643.7985 | 1235139.7987 | 2626641.6724 | 1235143.4412
116 | 2626645.7061 | 1235136.3274 | 2626650.2868 | 1235144.3669
117 | 2626617.5033 | 1235088.3049 | 2626620.5028 | 1235094.4999 | 2626624.7171 | 1235100.9017
118 | 2626631.4839 | 1235160.8954 | 2626641.6724 | 1235143.4412
119 | 2626657.8555 | 1235157.6505 | 2626650.2868 | 1235144.3669
120 | 2626617.5033 | 1235088.3049 | 2626611.2725 | 1235098.9948
121 | 2626631.4839 | 1235160.8954 | 2626626.9844 | 1235168.6036
122 | 2626657.8555 | 1235157.6505 | 2626664.9656 | 1235170.2901 | 2626668.0443 | 1235177.3638
123 | 2626611.2725 | 1235098.9948 | 2626594.9581 | 1235123.5969
124 | 2626619.1043 | 1235182.1033 | 2626626.9844 | 1235168.6036
125 | 2626668.0443 | 1235177.3638 | 2626673.6849 | 1235173.42 | 2626683.1335 | 1235159.2388
126 | 2626475.0602 | 1235179.1568 | 2626477.8213 | 1235181.6504
127 | 2626322.9953 | 1235105.3124 | 2626324.1705 | 1235105.7719
128 | 2626319.1034 | 1235049.2986 | 2626319.1034 | 1235049.2986 | 2626316.0991 | 1235056.1007 | 2626311.2479 | 1235066.5088
129 | 2626575.1794 | 1235084.6402 | 2626563.2639 | 1235083.7306
130 | 2626575.1794 | 1235084.6402 | 2626585.6171 | 1235085.4369
131 | 2626623.0025 | 1235216.5371 | 2626622.5033 | 1235217.3958
132 | 2626619.1043 | 1235182.1033 | 2626623.0025 | 1235216.5371
133 | 2626706.0883 | 1235121.6225 | 2626705.7161 | 1235125.345 | 2626683.1335 | 1235159.2388
134 | 2626702.0571 | 1235095.601 | 2626702.6435 | 1235096.6802 | 2626707.4673 | 1235107.831 | 2626706.0883 | 1235121.6225
135 | 2626373.9745 | 1235246.7988 | 2626370.288 | 1235245.3782
136 | 2626373.9745 | 1235246.7988 | 2626367.7502 | 1235278.2551
137 | 2626367.7502 | 1235278.2551 | 2626363.5725 | 1235287.327
138 | 2626456.7992 | 1235094.6036 | 2626462.3013 | 1235088.0095
139 | 2626700.3939 | 1235092.5402 | 2626702.0571 | 1235095.601
140 | 2626700.3939 | 1235092.5402 | 2626686.4609 | 1235066.8989

## bus_geodata
| x | y | coords
0 | 2626551.4199 | 1235158.0712
1 | 2626556.574 | 1235154.52
2 | 2626532.9904 | 1235181.8854
3 | 2626559.5783 | 1235152.45
4 | 2626512.0004 | 1235164.1809
5 | 2626517.4208 | 1235211.3119
6 | 2626582.2019 | 1235135.0093
7 | 2626528.496 | 1235218.3461
8 | 2626504.6901 | 1235203.1835
9 | 2626586.0686 | 1235132.1165
10 | 2626564.0517 | 1235119.533
11 | 2626538.1694 | 1235224.5915
12 | 2626496.1301 | 1235218.1607
13 | 2626495.0867 | 1235196.5733
14 | 2626514.0524 | 1235083.6433
15 | 2626529.9968 | 1235094.6071
16 | 2626505.9437 | 1235078.0675
17 | 2626541.2219 | 1235102.6843
18 | 2626508.2426 | 1235118.7251
19 | 2626496.0656 | 1235071.7843
20 | 2626513.3732 | 1235067.5149
21 | 2626550.9736 | 1235090.1697
22 | 2626507.6315 | 1235119.3744
23 | 2626483.0027 | 1235063.3008
24 | 2626556.3994 | 1235083.2067
25 | 2626501.3025 | 1235126.0987
26 | 2626465.3909 | 1235084.3066
27 | 2626468.7134 | 1235053.4962
28 | 2626548.9305 | 1235064.7761
29 | 2626369.5706 | 1235123.8402
30 | 2626353.3513 | 1235117.3525
31 | 2626369.9063 | 1235123.9703
32 | 2626353.0516 | 1235117.2316
33 | 2626384.5476 | 1235129.6438
34 | 2626352.3137 | 1235116.9339
35 | 2626385.6537 | 1235130.0725
36 | 2626346.367 | 1235114.535
37 | 2626386.999 | 1235130.5937
38 | 2626428.967 | 1235268.2897
39 | 2626429.2885 | 1235268.4161
40 | 2626425.0148 | 1235266.7354
41 | 2626455.6004 | 1235280.802
42 | 2626422.4669 | 1235265.7335
43 | 2626466.3836 | 1235269.0734
44 | 2626446.8157 | 1235311.5431
45 | 2626405.3493 | 1235259.002
46 | 2626480.0253 | 1235247.8951
47 | 2626439.3304 | 1235326.0529
48 | 2626401.8898 | 1235257.6415
49 | 2626442.5267 | 1235136.7889
50 | 2626444.6414 | 1235132.5917
51 | 2626436.6639 | 1235148.4251
52 | 2626452.5987 | 1235116.7986
53 | 2626418.6046 | 1235141.9412
54 | 2626453.5801 | 1235159.7571
55 | 2626410.4016 | 1235138.9961
56 | 2626460.2664 | 1235165.7958
57 | 2626400.681 | 1235135.506
58 | 2626462.0848 | 1235167.4381
59 | 2626375.2083 | 1235151.4389
60 | 2626597.8066 | 1234922.6952
61 | 2626584.3133 | 1234934.5987
62 | 2626606.2991 | 1234914.8034
63 | 2626574.4818 | 1234942.4933
64 | 2626625.6219 | 1234943.0337
65 | 2626524.5527 | 1234969.6533
66 | 2626635.1181 | 1234957.2231
67 | 2626493.7009 | 1234987.5016
68 | 2626654.5232 | 1234986.2955
69 | 2626509.1431 | 1235295.5678
70 | 2626507.2107 | 1235299.5674
71 | 2626511.3978 | 1235290.9009
72 | 2626495.999 | 1235323.0169
73 | 2626491.7983 | 1235334.8963
74 | 2626493.0836 | 1235353.2059
75 | 2626434.901 | 1235354.3999
76 | 2626533.2454 | 1235324.626
77 | 2626498.2357 | 1234990.157
78 | 2626519.8882 | 1235006.1356
79 | 2626534.2233 | 1235016.9177
80 | 2626473.4028 | 1234977.9321
81 | 2626580.2481 | 1235051.6874
82 | 2626443.1028 | 1234959.9208
83 | 2626612.5035 | 1235080.9426
84 | 2626546.9005 | 1235230.8558
85 | 2626562.1307 | 1235242.7213
86 | 2626578.4675 | 1235259.8089
87 | 2626583.5713 | 1235267.0778
88 | 2626262.7112 | 1235162.5649
89 | 2626272.2216 | 1235144.6792
90 | 2626245.0036 | 1235197.096
91 | 2626282.839 | 1235125.34
92 | 2626267.6454 | 1235206.0252
93 | 2626236.7025 | 1235228.6395
94 | 2626298.198 | 1235097.8028
95 | 2626305.4055 | 1235220.4214
96 | 2626304.4015 | 1235081.1978
97 | 2626309.5994 | 1235098.5981
98 | 2626313.8818 | 1235203.6168
99 | 2626286.9023 | 1235251.2031
100 | 2626316.6793 | 1235224.7191
101 | 2626375.1468 | 1235151.5476
102 | 2626639.26 | 1235124.7784
103 | 2626630.2545 | 1235109.3134
104 | 2626645.7061 | 1235136.3274
105 | 2626624.7171 | 1235100.9017
106 | 2626641.6724 | 1235143.4411
107 | 2626650.2868 | 1235144.3669
108 | 2626617.5033 | 1235088.3049
109 | 2626631.4839 | 1235160.8954
110 | 2626657.8555 | 1235157.6505
111 | 2626611.2725 | 1235098.9948
112 | 2626626.9844 | 1235168.6036
113 | 2626668.0443 | 1235177.3638
114 | 2626477.8213 | 1235181.6504
115 | 2626475.0602 | 1235179.1567
116 | 2626324.1705 | 1235105.7719
117 | 2626322.9953 | 1235105.3124
118 | 2626311.2479 | 1235066.5088
119 | 2626319.1034 | 1235049.2986
120 | 2626563.2639 | 1235083.7306
121 | 2626575.1794 | 1235084.6402
122 | 2626585.6171 | 1235085.4369
123 | 2626623.0025 | 1235216.5371
124 | 2626622.5033 | 1235217.3958
125 | 2626619.1043 | 1235182.1033
126 | 2626683.1335 | 1235159.2388
127 | 2626706.0883 | 1235121.6225
128 | 2626369.7985 | 1235161.003
129 | 2626594.9581 | 1235123.5969
130 | 2626554.9834 | 1235323.3994
131 | 2626373.9745 | 1235246.7988
132 | 2626370.288 | 1235245.3782
133 | 2626367.7502 | 1235278.2551
134 | 2626363.5725 | 1235287.327
135 | 2626670.402 | 1235011.0051
136 | 2626320.6979 | 1235190.1036
137 | 2626462.3013 | 1235088.0095
138 | 2626456.7992 | 1235094.6036
139 | 2626702.0571 | 1235095.601
140 | 2626700.3939 | 1235092.5402
141 | 2626686.4609 | 1235066.8989
142 | 2626436.6639 | 1235148.4251

## line_std_types
| c_nf_per_km | r_ohm_per_km | x_ohm_per_km | max_i_ka | type | q_mm2 | alpha | voltage_rating
NAYY 4x50 SE | 210 | 0.642 | 0.083 | 0.142 | cs | 50 | 0.00403 | LV
NAYY 4x120 SE | 264 | 0.225 | 0.08 | 0.242 | cs | 120 | 0.00403 | LV
NAYY 4x150 SE | 261 | 0.208 | 0.08 | 0.27 | cs | 150 | 0.00403 | LV
NA2XS2Y 1x95 RM/25 12/20 kV | 216 | 0.313 | 0.132 | 0.252 | cs | 95 | 0.00403 | MV
NA2XS2Y 1x185 RM/25 12/20 kV | 273 | 0.161 | 0.117 | 0.362 | cs | 185 | 0.00403 | MV
NA2XS2Y 1x240 RM/25 12/20 kV | 304 | 0.122 | 0.112 | 0.421 | cs | 240 | 0.00403 | MV
NA2XS2Y 1x95 RM/25 6/10 kV | 315 | 0.313 | 0.123 | 0.249 | cs | 95 | 0.00403 | MV
NA2XS2Y 1x185 RM/25 6/10 kV | 406 | 0.161 | 0.11 | 0.358 | cs | 185 | 0.00403 | MV
NA2XS2Y 1x240 RM/25 6/10 kV | 456 | 0.122 | 0.105 | 0.416 | cs | 240 | 0.00403 | MV
NA2XS2Y 1x150 RM/25 12/20 kV | 250 | 0.206 | 0.116 | 0.319 | cs | 150 | 0.00403 | MV
NA2XS2Y 1x120 RM/25 12/20 kV | 230 | 0.253 | 0.119 | 0.283 | cs | 120 | 0.00403 | MV
NA2XS2Y 1x70 RM/25 12/20 kV | 190 | 0.443 | 0.132 | 0.22 | cs | 70 | 0.00403 | MV
NA2XS2Y 1x150 RM/25 6/10 kV | 360 | 0.206 | 0.11 | 0.315 | cs | 150 | 0.00403 | MV
NA2XS2Y 1x120 RM/25 6/10 kV | 340 | 0.253 | 0.113 | 0.28 | cs | 120 | 0.00403 | MV
NA2XS2Y 1x70 RM/25 6/10 kV | 280 | 0.443 | 0.123 | 0.217 | cs | 70 | 0.00403 | MV
N2XS(FL)2Y 1x120 RM/35 64/110 kV | 112 | 0.153 | 0.166 | 0.366 | cs | 120 | 0.00393 | HV
N2XS(FL)2Y 1x185 RM/35 64/110 kV | 125 | 0.099 | 0.156 | 0.457 | cs | 185 | 0.00393 | HV
N2XS(FL)2Y 1x240 RM/35 64/110 kV | 135 | 0.075 | 0.149 | 0.526 | cs | 240 | 0.00393 | HV
N2XS(FL)2Y 1x300 RM/35 64/110 kV | 144 | 0.06 | 0.144 | 0.588 | cs | 300 | 0.00393 | HV
15-AL1/3-ST1A 0.4 | 11 | 1.8769 | 0.35 | 0.105 | ol | 16 | 0.00403 | LV
24-AL1/4-ST1A 0.4 | 11.25 | 1.2012 | 0.335 | 0.14 | ol | 24 | 0.00403 | LV
48-AL1/8-ST1A 0.4 | 12.2 | 0.5939 | 0.3 | 0.21 | ol | 48 | 0.00403 | LV
94-AL1/15-ST1A 0.4 | 13.2 | 0.306 | 0.29 | 0.35 | ol | 94 | 0.00403 | LV
34-AL1/6-ST1A 10.0 | 9.7 | 0.8342 | 0.36 | 0.17 | ol | 34 | 0.00403 | MV
48-AL1/8-ST1A 10.0 | 10.1 | 0.5939 | 0.35 | 0.21 | ol | 48 | 0.00403 | MV
70-AL1/11-ST1A 10.0 | 10.4 | 0.4132 | 0.339 | 0.29 | ol | 70 | 0.00403 | MV
94-AL1/15-ST1A 10.0 | 10.75 | 0.306 | 0.33 | 0.35 | ol | 94 | 0.00403 | MV
122-AL1/20-ST1A 10.0 | 11.1 | 0.2376 | 0.323 | 0.41 | ol | 122 | 0.00403 | MV
149-AL1/24-ST1A 10.0 | 11.25 | 0.194 | 0.315 | 0.47 | ol | 149 | 0.00403 | MV
34-AL1/6-ST1A 20.0 | 9.15 | 0.8342 | 0.382 | 0.17 | ol | 34 | 0.00403 | MV
48-AL1/8-ST1A 20.0 | 9.5 | 0.5939 | 0.372 | 0.21 | ol | 48 | 0.00403 | MV
70-AL1/11-ST1A 20.0 | 9.7 | 0.4132 | 0.36 | 0.29 | ol | 70 | 0.00403 | MV
94-AL1/15-ST1A 20.0 | 10 | 0.306 | 0.35 | 0.35 | ol | 94 | 0.00403 | MV
122-AL1/20-ST1A 20.0 | 10.3 | 0.2376 | 0.344 | 0.41 | ol | 122 | 0.00403 | MV
149-AL1/24-ST1A 20.0 | 10.5 | 0.194 | 0.337 | 0.47 | ol | 149 | 0.00403 | MV
184-AL1/30-ST1A 20.0 | 10.75 | 0.1571 | 0.33 | 0.535 | ol | 184 | 0.00403 | MV
243-AL1/39-ST1A 20.0 | 11 | 0.1188 | 0.32 | 0.645 | ol | 243 | 0.00403 | MV
48-AL1/8-ST1A 110.0 | 8 | 0.5939 | 0.46 | 0.21 | ol | 48 | 0.00403 | HV
70-AL1/11-ST1A 110.0 | 8.4 | 0.4132 | 0.45 | 0.29 | ol | 70 | 0.00403 | HV
94-AL1/15-ST1A 110.0 | 8.65 | 0.306 | 0.44 | 0.35 | ol | 94 | 0.00403 | HV
122-AL1/20-ST1A 110.0 | 8.5 | 0.2376 | 0.43 | 0.41 | ol | 122 | 0.00403 | HV
149-AL1/24-ST1A 110.0 | 8.75 | 0.194 | 0.41 | 0.47 | ol | 149 | 0.00403 | HV
184-AL1/30-ST1A 110.0 | 8.8 | 0.1571 | 0.4 | 0.535 | ol | 184 | 0.00403 | HV
243-AL1/39-ST1A 110.0 | 9 | 0.1188 | 0.39 | 0.645 | ol | 243 | 0.00403 | HV
305-AL1/39-ST1A 110.0 | 9.2 | 0.0949 | 0.38 | 0.74 | ol | 305 | 0.00403 | HV
490-AL1/64-ST1A 110.0 | 9.75 | 0.059 | 0.37 | 0.96 | ol | 490 | 0.00403 | HV
679-AL1/86-ST1A 110.0 | 9.95 | 0.042 | 0.36 | 1.15 | ol | 679 | 0.00403 | HV
490-AL1/64-ST1A 220.0 | 10 | 0.059 | 0.285 | 0.96 | ol | 490 | 0.00403 | HV
679-AL1/86-ST1A 220.0 | 11.7 | 0.042 | 0.275 | 1.15 | ol | 679 | 0.00403 | HV
490-AL1/64-ST1A 380.0 | 11 | 0.059 | 0.253 | 0.96 | ol | 490 | 0.00403 | HV
679-AL1/86-ST1A 380.0 | 14.6 | 0.042 | 0.25 | 1.15 | ol | 679 | 0.00403 | HV

## trafo_std_types
| i0_percent | pfe_kw | vkr_percent | sn_mva | vn_lv_kv | vn_hv_kv | vk_percent | shift_degree | vector_group | tap_side | tap_neutral | tap_min | tap_max | tap_step_degree | tap_step_percent | tap_phase_shifter
160 MVA 380/110 kV | 0.06 | 60 | 0.25 | 160 | 110 | 380 | 12.2 | 0 | Yy0 | hv | 0 | -9 | 9 | 0 | 1.5 | FALSE
100 MVA 220/110 kV | 0.06 | 55 | 0.26 | 100 | 110 | 220 | 12 | 0 | Yy0 | hv | 0 | -9 | 9 | 0 | 1.5 | FALSE
63 MVA 110/20 kV | 0.04 | 22 | 0.32 | 63 | 20 | 110 | 18 | 150 | YNd5 | hv | 0 | -9 | 9 | 0 | 1.5 | FALSE
40 MVA 110/20 kV | 0.05 | 18 | 0.34 | 40 | 20 | 110 | 16.2 | 150 | YNd5 | hv | 0 | -9 | 9 | 0 | 1.5 | FALSE
25 MVA 110/20 kV | 0.07 | 14 | 0.41 | 25 | 20 | 110 | 12 | 150 | YNd5 | hv | 0 | -9 | 9 | 0 | 1.5 | FALSE
63 MVA 110/10 kV | 0.04 | 22 | 0.32 | 63 | 10 | 110 | 18 | 150 | YNd5 | hv | 0 | -9 | 9 | 0 | 1.5 | FALSE
40 MVA 110/10 kV | 0.05 | 18 | 0.34 | 40 | 10 | 110 | 16.2 | 150 | YNd5 | hv | 0 | -9 | 9 | 0 | 1.5 | FALSE
25 MVA 110/10 kV | 0.07 | 14 | 0.41 | 25 | 10 | 110 | 12 | 150 | YNd5 | hv | 0 | -9 | 9 | 0 | 1.5 | FALSE
0.25 MVA 20/0.4 kV | 0.32 | 0.8 | 1.44 | 0.25 | 0.4 | 20 | 6 | 150 | Yzn5 | hv | 0 | -2 | 2 | 0 | 2.5 | FALSE
0.4 MVA 20/0.4 kV | 0.3375 | 1.35 | 1.425 | 0.4 | 0.4 | 20 | 6 | 150 | Dyn5 | hv | 0 | -2 | 2 | 0 | 2.5 | FALSE
0.63 MVA 20/0.4 kV | 0.2619 | 1.65 | 1.206 | 0.63 | 0.4 | 20 | 6 | 150 | Dyn5 | hv | 0 | -2 | 2 | 0 | 2.5 | FALSE
0.25 MVA 10/0.4 kV | 0.24 | 0.6 | 1.2 | 0.25 | 0.4 | 10 | 4 | 150 | Dyn5 | hv | 0 | -2 | 2 | 0 | 2.5 | FALSE
0.4 MVA 10/0.4 kV | 0.2375 | 0.95 | 1.325 | 0.4 | 0.4 | 10 | 4 | 150 | Dyn5 | hv | 0 | -2 | 2 | 0 | 2.5 | FALSE
0.63 MVA 10/0.4 kV | 0.1873 | 1.18 | 1.0794 | 0.63 | 0.4 | 10 | 4 | 150 | Dyn5 | hv | 0 | -2 | 2 | 0 | 2.5 | FALSE

## trafo3w_std_types
| sn_hv_mva | sn_mv_mva | sn_lv_mva | vn_hv_kv | vn_mv_kv | vn_lv_kv | vk_hv_percent | vk_mv_percent | vk_lv_percent | vkr_hv_percent | vkr_mv_percent | vkr_lv_percent | pfe_kw | i0_percent | shift_mv_degree | shift_lv_degree | vector_group | tap_side | tap_neutral | tap_min | tap_max | tap_step_percent
63/25/38 MVA 110/20/10 kV | 63 | 25 | 38 | 110 | 20 | 10 | 10.4 | 10.4 | 10.4 | 0.28 | 0.32 | 0.35 | 35 | 0.89 | 0 | 0 | YN0yn0yn0 | hv | 0 | -10 | 10 | 1.2
63/25/38 MVA 110/10/10 kV | 63 | 25 | 38 | 110 | 10 | 10 | 10.4 | 10.4 | 10.4 | 0.28 | 0.32 | 0.35 | 35 | 0.89 | 0 | 0 | YN0yn0yn0 | hv | 0 | -10 | 10 | 1.2

## fuse_std_types
| fuse_type | i_rated_a | t_avg | t_min | t_total | x_avg | x_min | x_total
HV 100A | HV 100A | 100 | 0 | [10.0, 3.64, 0.854, 0.281, 0.1, 0.0531, 0.022, 0.01] | [10.0, 4.267, 1.21, 0.403, 0.1, 0.058, 0.022, 0.01] | 0 | [300.0, 350.0, 450.0, 550.0, 700.0, 850.0, 1200.0, 1752.0] | [600.0, 700.0, 900.0, 1150.0, 1665.0, 2000.0, 3000.0, 4313.0]
HV 10A | HV 10A | 10 | 0 | [10.0, 1675.0, 0.344, 0.156, 0.1, 0.0417, 0.0171, 0.01] | [10.0, 1.3, 0.3, 0.155, 0.1, 0.0555, 0.023, 0.01] | 0 | [30.0, 32.0, 35.0, 37.0, 39.0, 50.0, 70.0, 88.0] | [60.0, 70.0, 80.0, 87.0, 94.0, 110.0, 150.0, 216.0]
HV 125A | HV 125A | 125 | 0 | [10.0, 1.82, 0.344, 0.1, 0.0467, 0.0269, 0.01] | [10.0, 2.478, 0.426, 0.1, 0.0427, 0.0211, 0.01] | 0 | [375.0, 500.0, 700.0, 925.0, 1200.0, 1500.0, 2341.0] | [750.0, 1000.0, 1500.0, 2200.0, 3000.0, 4000.0, 5765.0]
HV 160A | HV 160A | 160 | 0 | [10.0, 4.15, 1.03, 0.198, 0.1, 0.051, 0.0172, 0.01] | [10.0, 2.3, 0.734, 0.274, 0.1, 0.046, 0.0177, 0.01] | 0 | [480.0, 550.0, 700.0, 1000.0, 1260.0, 1600.0, 2500.0, 3227.0] | [960.0, 1300.0, 1700.0, 2200.0, 2996.0, 4000.0, 6000.0, 7946.0]
HV 16A | HV 16A | 16 | 0 | [10.0, 0.352, 0.164, 0.1, 0.0649, 0.0342, 0.01] | [10.0, 2.34, 0.722, 0.181, 0.1, 0.055, 0.0296, 0.01] | 0 | [48.0, 60.0, 65.0, 71.0, 80.0, 100.0, 162.0] | [96.0, 110.0, 125.0, 150.0, 168.0, 200.0, 250.0, 398.0]
HV 200A | HV 200A | 200 | 0 | [10.0, 4.267, 1.21, 0.403, 0.1, 0.058, 0.022, 0.01] | [10.0, 3.73, 1.654, 0.328, 0.1, 0.0531, 0.019, 0.01] | 0 | [600.0, 700.0, 900.0, 1150.0, 1665.0, 2000.0, 3000.0, 4313.0] | [1200.0, 1500.0, 1800.0, 2700.0, 3960.0, 5000.0, 7500.0, 10620.0]
HV 20A | HV 20A | 20 | 0 | [10.0, 1.3, 0.3, 0.155, 0.1, 0.0555, 0.023, 0.01] | [10.0, 1.3, 0.161, 0.1, 0.0611, 0.0399, 0.0141, 0.01] | 0 | [60.0, 70.0, 80.0, 87.0, 94.0, 110.0, 150.0, 216.0] | [120.0, 150.0, 200.0, 223.0, 260.0, 300.0, 450.0, 532.0]
HV 25A | HV 25A | 25 | 0 | [10.0, 2.512, 0.833, 0.299, 0.1, 0.0372, 0.0223, 0.01] | [10.0, 3.125, 0.597, 0.198, 0.1, 0.0378, 0.022, 0.01] | 0 | [75.0, 82.0, 90.0, 100.0, 124.0, 170.0, 200.0, 289.0] | [150.0, 170.0, 210.0, 250.0, 294.0, 400.0, 500.0, 711.0]
HV 31.5A | HV 31.5A | 31.5 | 0 | [10.0, 2.34, 0.722, 0.181, 0.1, 0.055, 0.0296, 0.01] | [10.0, 2.84, 0.368, 0.164, 0.1, 0.0621, 0.0378, 0.0195, 0.01] | 0 | [95.0, 110.0, 125.0, 150.0, 165.0, 200.0, 250.0, 390.0] | [189.0, 220.0, 300.0, 350.0, 393.0, 450.0, 530.0, 700.0, 960.0]
HV 40A | HV 40A | 40 | 0 | [10.0, 1.3, 0.161, 0.1, 0.0611, 0.0399, 0.0141, 0.01] | [10.0, 2.05, 0.369, 0.198, 0.1, 0.051, 0.0298, 0.01] | 0 | [120.0, 150.0, 200.0, 223.0, 260.0, 300.0, 450.0, 532.0] | [240.0, 300.0, 400.0, 450.0, 530.0, 650.0, 800.0, 1311.0]
HV 50A | HV 50A | 50 | 0 | [10.0, 3.215, 0.597, 0.198, 0.1, 0.0378, 0.022, 0.01] | [10.0, 3.64, 0.854, 0.281, 0.1, 0.0531, 0.022, 0.01] | 0 | [150.0, 170.0, 210.0, 250.0, 294.0, 400.0, 500.0, 711.0] | [300.0, 350.0, 450.0, 550.0, 700.0, 850.0, 1200.0, 1752.0]
HV 6.3A | HV 6.3A | 6.3 | 0 | [10.0, 1.39, 0.344, 0.168, 0.1, 0.056, 0.0263, 0.01] | [10.0, 1.711, 0.516, 0.198, 0.1, 0.0634, 0.0303, 0.01] | 0 | [19.0, 19.5, 20.4, 20.8, 22.0, 25.0, 32.0, 48.0] | [38.0, 40.0, 43.0, 48.0, 53.0, 60.0, 75.0, 118.0]
HV 63A | HV 63A | 63 | 0 | [10.0, 2.84, 0.368, 0.164, 0.1, 0.0621, 0.0378, 0.0195, 0.01] | [10.0, 1.82, 0.344, 0.1, 0.0467, 0.0269, 0.01] | 0 | [189.0, 220.0, 300.0, 350.0, 393.0, 450.0, 530.0, 700.0, 961.0] | [378.0, 500.0, 700.0, 934.0, 1200.0, 1500.0, 2366.0]
HV 80A | HV 80A | 80 | 0 | [10.0, 2.05, 0.369, 0.198, 0.1, 0.051, 0.0298, 0.01] | [10.0, 4.15, 1.03, 0.198, 0.1, 0.051, 0.0172, 0.01] | 0 | [240.0, 300.0, 400.0, 450.0, 530.0, 650.0, 800.0, 1311.0] | [480.0, 550.0, 700.0, 1000.0, 1260.0, 1600.0, 2500.0, 3227.0]
Siemens NH-1-100 | Siemens NH-1-100 | 100 | [5400.0, 2000.0, 400.0, 20.0, 1.0, 0.2, 0.012, 0.004] | 0 | 0 | [150.0, 190.0, 250.0, 430.0, 900.0, 1250.0, 2700.0, 3600.0] | 0 | 0
Siemens NH-1-125 | Siemens NH-1-125 | 125 | [4800.0, 120.0, 7.0, 0.1, 0.004] | 0 | 0 | [180.0, 400.0, 740.0, 2000.0, 4250.0] | 0 | 0
Siemens NH-1-16 | Siemens NH-1-16 | 16 | [4000.0, 400.0, 2.0, 0.1, 0.04, 0.01] | 0 | 0 | [26.0, 35.0, 75.0, 150.0, 200.0, 300.0] | 0 | 0
Siemens NH-1-160 | Siemens NH-1-160 | 160 | [4800.0, 120.0, 7.0, 0.1, 0.004] | 0 | 0 | [210.0, 500.0, 900.0, 2300.0, 5000.0] | 0 | 0
Siemens NH-1-25 | Siemens NH-1-25 | 25 | [4000.0, 1000.0, 10.0, 0.2, 0.02, 0.01] | 0 | 0 | [40.0, 50.0, 100.0, 210.0, 400.0, 500.0] | 0 | 0
Siemens NH-1-50 | Siemens NH-1-50 | 50 | [4000.0, 40.0, 4.0, 1.0, 0.02, 0.01] | 0 | 0 | [86.0, 200.0, 300.0, 400.0, 1000.0, 1280.0] | 0 | 0
Siemens NH-1-63 | Siemens NH-1-63 | 63 | [4000.0, 100.0, 10.0, 2.0, 0.04, 0.01] | 0 | 0 | [100.0, 200.0, 300.0, 400.0, 1000.0, 1500.0] | 0 | 0
Siemens NH-1-80 | Siemens NH-1-80 | 80 | [4800.0, 120.0, 7.0, 0.1, 0.01] | 0 | 0 | [150.58, 250.0, 450.0, 1150.0, 2470.0] | 0 | 0
Siemens NH-2-1000 | Siemens NH-2-1000 | 1000 | [4800.0, 120.0, 7.0, 0.1, 0.004] | 0 | 0 | [1900.0, 3500.0, 8400.0, 24000.0, 52000.0] | 0 | 0
Siemens NH-2-200 | Siemens NH-2-200 | 200 | [4800.0, 120.0, 7.0, 0.1, 0.004] | 0 | 0 | [280.0, 650.0, 1200.0, 3000.0, 7000.0] | 0 | 0
Siemens NH-2-224 | Siemens NH-2-224 | 224 | [4800.0, 120.0, 7.0, 0.2, 0.04, 0.004] | 0 | 0 | [400.0, 750.0, 1453.0, 3025.0, 4315.0, 7600.0] | 0 | 0
Siemens NH-2-250 | Siemens NH-2-250 | 250 | [4800.0, 120.0, 7.0, 0.1, 0.004] | 0 | 0 | [450.0, 800.0, 1650.0, 4000.0, 8500.0] | 0 | 0
Siemens NH-2-315 | Siemens NH-2-315 | 315 | [4800.0, 120.0, 7.0, 0.1, 0.004] | 0 | 0 | [550.0, 920.0, 1900.0, 5000.0, 11000.0] | 0 | 0
Siemens NH-2-355 | Siemens NH-2-355 | 355 | [4800.0, 120.0, 6.0, 0.1, 0.004] | 0 | 0 | [650.0, 1116.27, 2350.0, 5840.0, 12790.0] | 0 | 0
Siemens NH-2-400 | Siemens NH-2-400 | 400 | [4800.0, 120.0, 7.0, 0.1, 0.004] | 0 | 0 | [720.0, 1350.0, 2800.0, 6500.0, 15000.0] | 0 | 0
Siemens NH-2-425 | Siemens NH-2-425 | 425 | [4800.0, 120.0, 7.0, 0.1, 0.004] | 0 | 0 | [850.0, 1500.0, 3050.0, 7500.0, 16500.0] | 0 | 0
Siemens NH-2-630 | Siemens NH-2-630 | 630 | [4800.0, 120.0, 7.0, 0.1, 0.004] | 0 | 0 | [1200.0, 2000.0, 4800.0, 12000.0, 26000.0] | 0 | 0

## res_bus
| vm_pu | va_degree | p_mw | q_mvar
0 | 0.98785 | -0.084599 | 0.0015746 | 0.00039463
1 | 0.98721 | -0.089091 | 0.0016487 | 0.0004132
2 | 0.99102 | -0.062379 | 0.0053623 | 0.0013439
3 | 0.98685 | -0.09165 | 0.0015576 | 0.00039036
4 | 0.99097 | -0.062768 | 0.0013936 | 0.00034927
5 | 0.99292 | -0.049136 | 0 | 0
6 | 0.98406 | -0.11133 | 0 | 0
7 | 0.99267 | -0.050914 | 0.00099604 | 0.00024963
8 | 0.99392 | -0.042136 | 0.0029695 | 0.00074423
9 | 0.98372 | -0.11377 | 0.0012839 | 0.00032177
10 | 0.98344 | -0.11576 | 0.0018936 | 0.00047458
11 | 0.99246 | -0.05236 | 0.0053274 | 0.0013352
12 | 0.99267 | -0.050951 | 0.0012713 | 0.00031862
13 | 0.99515 | -0.033592 | 0.0043977 | 0.0011022
14 | 0.98249 | -0.12251 | 0.00022644 | 5.675e-05
15 | 0.98262 | -0.1216 | 0 | 0
16 | 0.98243 | -0.12294 | 0 | 0
17 | 0.98278 | -0.12047 | 0.0010147 | 0.00025431
18 | 0.98246 | -0.12274 | 0.0015268 | 0.00038266
19 | 0.98237 | -0.1234 | 0.00065175 | 0.00016334
20 | 0.98242 | -0.12301 | 0.00048597 | 0.0001218
21 | 0.98262 | -0.12163 | 0.0010883 | 0.00027276
22 | 0.98246 | -0.12276 | 0.00093277 | 0.00023377
23 | 0.9823 | -0.12391 | 0 | 0
24 | 0.98254 | -0.12218 | 0 | 0
25 | 0.98244 | -0.12285 | 0.00094354 | 0.00023647
26 | 0.98221 | -0.12452 | 0.00077506 | 0.00019425
27 | 0.98227 | -0.12409 | 0.0010016 | 0.00025103
28 | 0.9825 | -0.12248 | 0.0010724 | 0.00026877
29 | 0.9917 | -0.058007 | 0.0012701 | 0.00031833
30 | 0.99074 | -0.064733 | 0.0015968 | 0.0004002
31 | 0.99172 | -0.057864 | 0.0015353 | 0.00038479
32 | 0.99073 | -0.064852 | 0.0010476 | 0.00026255
33 | 0.99264 | -0.051383 | 0.0025375 | 0.00063596
34 | 0.99069 | -0.065138 | 0.0011694 | 0.00029308
35 | 0.99272 | -0.050863 | 0.0012602 | 0.00031583
36 | 0.99037 | -0.067361 | 0.0020624 | 0.00051689
37 | 0.99281 | -0.050213 | 0 | 0
38 | 0.98667 | -0.093259 | 0.0026902 | 0.00067422
39 | 0.98667 | -0.093197 | 0.0029969 | 0.00075108
40 | 0.98657 | -0.093907 | 0.0017885 | 0.00044825
41 | 0.98755 | -0.087021 | 0 | 0
42 | 0.98652 | -0.094274 | 0.0019857 | 0.00049767
43 | 0.98856 | -0.079827 | 0.0027596 | 0.00069162
44 | 0.98641 | -0.095084 | 0.0045788 | 0.0011476
45 | 0.98623 | -0.096368 | 0.0020318 | 0.00050921
46 | 0.99026 | -0.067832 | 0.0024888 | 0.00062374
47 | 0.98596 | -0.098233 | 0.0012654 | 0.00031714
48 | 0.98618 | -0.096714 | 0.0027756 | 0.00069564
49 | 0.99674 | -0.022668 | 0.0024771 | 0.00062083
50 | 0.99669 | -0.023025 | 0.0032254 | 0.00080835
51 | 0.99693 | -0.021354 | 0 | 0
52 | 0.99658 | -0.023795 | 0.0043344 | 0.0010863
53 | 0.99539 | -0.03213 | 0.0016236 | 0.00040691
54 | 0.99887 | -0.0078451 | 0.0020132 | 0.00050455
55 | 0.99471 | -0.036892 | 0.00072775 | 0.00018239
56 | 0.99975 | -0.0017318 | 0.0029041 | 0.00072782
57 | 0.99391 | -0.042469 | 0.00081372 | 0.00020394
58 | 1 | 0 | -0.23012 | -0.057859
59 | 0.99253 | -0.052191 | 0.002227 | 0.00055814
60 | 0.9716 | -0.20029 | 0.0035963 | 0.00090131
61 | 0.97189 | -0.19816 | 0.0019245 | 0.00048232
62 | 0.97147 | -0.20122 | 0 | 0
63 | 0.97214 | -0.19641 | 0.0010428 | 0.00026136
64 | 0.97109 | -0.20398 | 0.00214 | 0.00053634
65 | 0.97333 | -0.18784 | 0.0014794 | 0.00037078
66 | 0.97095 | -0.20497 | 0.0020216 | 0.00050666
67 | 0.97417 | -0.1818 | 0 | 0
68 | 0.97077 | -0.20624 | 0.0019022 | 0.00047675
69 | 0.98301 | -0.11919 | 0.0072977 | 0.001829
70 | 0.98307 | -0.1188 | 0.0020524 | 0.00051439
71 | 0.98301 | -0.11926 | 0.0012228 | 0.00030646
72 | 0.98347 | -0.11596 | 0.0015305 | 0.00038358
73 | 0.98369 | -0.11439 | 0 | 0
74 | 0.98364 | -0.11477 | 0.0020059 | 0.00050274
75 | 0.98521 | -0.10356 | 0 | 0
76 | 0.98348 | -0.11588 | 0.0013888 | 0.00034806
77 | 0.97431 | -0.18076 | 0.0053586 | 0.001343
78 | 0.97526 | -0.17395 | 0.00052583 | 0.00013179
79 | 0.97591 | -0.16932 | 0.00050986 | 0.00012778
80 | 0.97407 | -0.18252 | 0.00061582 | 0.00015434
81 | 0.97803 | -0.15417 | 0.00063734 | 0.00015973
82 | 0.97394 | -0.18343 | 0.0024436 | 0.00061242
83 | 0.97968 | -0.14242 | 0.00030129 | 7.5511e-05
84 | 0.99235 | -0.053128 | 0.00201 | 0.00050375
85 | 0.99221 | -0.054117 | 0.0035444 | 0.00088831
86 | 0.99216 | -0.054477 | 0.00088597 | 0.00022204
87 | 0.99216 | -0.054533 | 0.00061321 | 0.00015369
88 | 0.98596 | -0.098529 | 0.0018657 | 0.0004676
89 | 0.98644 | -0.09515 | 0.0038153 | 0.00095619
90 | 0.98516 | -0.10427 | 0 | 0
91 | 0.98708 | -0.090611 | 0.0038842 | 0.00097347
92 | 0.98469 | -0.10759 | 0.0023896 | 0.00059889
93 | 0.9851 | -0.10465 | 0.0011239 | 0.00028167
94 | 0.98817 | -0.082882 | 0 | 0
95 | 0.98405 | -0.11211 | 0 | 0
96 | 0.98809 | -0.083436 | 0 | 0
97 | 0.98863 | -0.079669 | 0 | 0
98 | 0.98381 | -0.11382 | 0.0028691 | 0.00071908
99 | 0.984 | -0.11248 | 0.0010062 | 0.00025218
100 | 0.98404 | -0.11224 | 0.0010293 | 0.00025796
101 | 0.99253 | -0.052198 | 0.0019974 | 0.00050059
102 | 0.97888 | -0.14815 | 0.0014244 | 0.00035698
103 | 0.97932 | -0.14498 | 0.0013571 | 0.00034013
104 | 0.97858 | -0.15029 | 0 | 0
105 | 0.97959 | -0.14306 | 0.0019025 | 0.00047681
106 | 0.9785 | -0.15085 | 0.00075207 | 0.00018849
107 | 0.97846 | -0.15115 | 0.0014514 | 0.00036375
108 | 0.98002 | -0.14 | 0 | 0
109 | 0.97833 | -0.15208 | 0.0020537 | 0.00051471
110 | 0.97829 | -0.15234 | 0 | 0
111 | 0.98085 | -0.13406 | 0 | 0
112 | 0.97828 | -0.15244 | 0.0007709 | 0.00019321
113 | 0.97805 | -0.15408 | 0 | 0
114 | 0.99762 | -0.01642 | 0.0012324 | 0.00030887
115 | 0.99803 | -0.013606 | 0.0047468 | 0.0011897
116 | 0.98927 | -0.075147 | 0.0018099 | 0.00045361
117 | 0.98921 | -0.075535 | 0.0031906 | 0.00079963
118 | 0.98802 | -0.083943 | 0.0010527 | 0.00026382
119 | 0.98797 | -0.084331 | 0.0020042 | 0.00050229
120 | 0.98249 | -0.12253 | 0.00036891 | 9.2457e-05
121 | 0.98241 | -0.1231 | 0.0010941 | 0.00027422
122 | 0.98236 | -0.12347 | 0.003475 | 0.00087093
123 | 0.97813 | -0.15352 | 0.0010969 | 0.00027492
124 | 0.97813 | -0.15352 | 0.00053496 | 0.00013407
125 | 0.97821 | -0.15293 | 0.0013859 | 0.00034735
126 | 0.97779 | -0.15594 | 0.0019813 | 0.00049657
127 | 0.97744 | -0.1585 | 0.0019099 | 0.00047868
128 | 0.99247 | -0.052631 | 0.0039293 | 0.00098477
129 | 0.98285 | -0.11991 | 0.0013548 | 0.00033956
130 | 0.98342 | -0.11633 | 0.001983 | 0.00049698
131 | 0.98591 | -0.098647 | 0.0012942 | 0.00032436
132 | 0.9859 | -0.098686 | 0.00098129 | 0.00024593
133 | 0.98572 | -0.099967 | 0.0018546 | 0.0004648
134 | 0.98569 | -0.10019 | 0.0021518 | 0.00053928
135 | 0.97071 | -0.20671 | 0.0015311 | 0.00038374
136 | 0.98368 | -0.11475 | 0.0059491 | 0.001491
137 | 0.9822 | -0.12459 | 0.0007057 | 0.00017686
138 | 0.98219 | -0.12465 | 0.00067095 | 0.00016816
139 | 0.97729 | -0.15952 | 0.0014122 | 0.00035394
140 | 0.97728 | -0.1596 | 0.0013639 | 0.00034183
141 | 0.97725 | -0.15984 | 0.00080299 | 0.00020125
142 | 0.99998 | 149.9947 | 0 | 0

## res_line
| p_from_mw | q_from_mvar | p_to_mw | q_to_mvar | pl_mw | ql_mvar | i_from_ka | i_to_ka | i_ka | vm_from_pu | va_from_degree | vm_to_pu | va_to_degree | loading_percent
0 | 0.070696 | 0.017796 | -0.070652 | -0.017779 | 4.4314e-05 | 1.6964e-05 | 0.10652 | 0.10652 | 0.10652 | 0.98785 | -0.084599 | 0.98721 | -0.089091 | 39.4511
1 | -0.07227 | -0.01819 | 0.072495 | 0.018276 | 0.00022494 | 8.6126e-05 | 0.10889 | 0.10889 | 0.10889 | 0.98785 | -0.084599 | 0.99102 | -0.062379 | 40.3295
2 | 0.069003 | 0.017366 | -0.068978 | -0.017356 | 2.4639e-05 | 9.43e-06 | 0.10403 | 0.10403 | 0.10403 | 0.98721 | -0.089091 | 0.98685 | -0.09165 | 38.5307
3 | 0.0013937 | 0.00034894 | -0.0013936 | -0.00034927 | 7.4903e-08 | -3.244e-07 | 0.0020925 | 0.0020926 | 0.0020926 | 0.99102 | -0.062379 | 0.99097 | -0.062768 | 0.77503
4 | -0.079251 | -0.019969 | 0.079398 | 0.020025 | 0.00014714 | 5.5732e-05 | 0.11903 | 0.11903 | 0.11903 | 0.99102 | -0.062379 | 0.99292 | -0.049136 | 22.0432
5 | 0.067421 | 0.016966 | -0.067236 | -0.016895 | 0.00018465 | 7.0656e-05 | 0.10168 | 0.10168 | 0.10168 | 0.98685 | -0.09165 | 0.98406 | -0.11133 | 37.6609
6 | 0.013384 | 0.0033543 | -0.013381 | -0.0033532 | 3.2938e-06 | 1.0972e-06 | 0.020058 | 0.020058 | 0.020058 | 0.99292 | -0.049136 | 0.99267 | -0.050914 | 7.4289
7 | -0.092783 | -0.023379 | 0.092874 | 0.023414 | 9.0981e-05 | 3.4603e-05 | 0.13909 | 0.13909 | 0.13909 | 0.99292 | -0.049136 | 0.99392 | -0.042136 | 25.7576
8 | 0.049281 | 0.012396 | -0.049264 | -0.012389 | 1.674e-05 | 6.3772e-06 | 0.074535 | 0.074535 | 0.074535 | 0.98406 | -0.11133 | 0.98372 | -0.11377 | 27.6054
9 | 0.017955 | 0.0044996 | -0.017944 | -0.0044956 | 1.101e-05 | 3.9308e-06 | 0.02715 | 0.02715 | 0.02715 | 0.98406 | -0.11133 | 0.98344 | -0.11576 | 10.0555
10 | 0.012385 | 0.0031035 | -0.012382 | -0.0031027 | 2.4768e-06 | 8.0377e-07 | 0.018565 | 0.018565 | 0.018565 | 0.99267 | -0.050914 | 0.99246 | -0.05236 | 6.8759
11 | 0.050803 | 0.012781 | -0.050741 | -0.012757 | 6.2388e-05 | 2.3772e-05 | 0.076075 | 0.076076 | 0.076076 | 0.99392 | -0.042136 | 0.99267 | -0.050951 | 28.1761
12 | -0.14665 | -0.036939 | 0.14682 | 0.037006 | 0.00017543 | 6.7171e-05 | 0.21961 | 0.21961 | 0.21961 | 0.99392 | -0.042136 | 0.99515 | -0.033592 | 40.6689
13 | 0.04798 | 0.012067 | -0.047939 | -0.012052 | 4.104e-05 | 1.5626e-05 | 0.072593 | 0.072593 | 0.072593 | 0.98372 | -0.11377 | 0.98285 | -0.11991 | 26.8861
14 | 0.01605 | 0.0040211 | -0.01604 | -0.0040174 | 1.0442e-05 | 3.6563e-06 | 0.024285 | 0.024285 | 0.024285 | 0.98344 | -0.11576 | 0.98278 | -0.12047 | 8.9944
15 | 0.0070551 | 0.0017676 | -0.0070544 | -0.0017674 | 7.5025e-07 | 1.4971e-07 | 0.010578 | 0.010578 | 0.010578 | 0.99246 | -0.05236 | 0.99235 | -0.053128 | 3.9177
16 | 0.04947 | 0.012438 | -0.049354 | -0.012394 | 0.00011608 | 4.421e-05 | 0.07417 | 0.07417 | 0.07417 | 0.99267 | -0.050951 | 0.99026 | -0.067832 | 27.4704
17 | -0.15122 | -0.038108 | 0.15158 | 0.038248 | 0.00036437 | 0.00013955 | 0.22619 | 0.22619 | 0.22619 | 0.99515 | -0.033592 | 0.99762 | -0.01642 | 41.8866
18 | -0.0045185 | -0.0011312 | 0.004519 | 0.0011312 | 5.6538e-07 | -2.7625e-08 | 0.0068429 | 0.0068428 | 0.0068429 | 0.98249 | -0.12251 | 0.98262 | -0.1216 | 2.5344
19 | 0.004292 | 0.0010744 | -0.0042918 | -0.0010745 | 2.5944e-07 | -2.483e-08 | 0.0065 | 0.0065 | 0.0065 | 0.98249 | -0.12251 | 0.98243 | -0.12294 | 2.4074
20 | -0.0079227 | -0.0019837 | 0.007924 | 0.0019841 | 1.2397e-06 | 3.0192e-07 | 0.011997 | 0.011997 | 0.011997 | 0.98262 | -0.1216 | 0.98278 | -0.12047 | 4.4433
21 | 0.0034037 | 0.00085258 | -0.0034032 | -0.00085279 | 5.3866e-07 | -2.0436e-07 | 0.0051542 | 0.0051543 | 0.0051543 | 0.98262 | -0.1216 | 0.98246 | -0.12274 | 1.909
22 | 0.0038058 | 0.00095283 | -0.0038055 | -0.00095289 | 2.4271e-07 | -5.4881e-08 | 0.005764 | 0.005764 | 0.005764 | 0.98243 | -0.12294 | 0.98237 | -0.1234 | 2.1348
23 | 0.00048598 | 0.00012163 | -0.00048597 | -0.0001218 | 4.3629e-09 | -1.6174e-07 | 0.00073602 | 0.00073608 | 0.00073608 | 0.98243 | -0.12294 | 0.98242 | -0.12301 | 0.27262
24 | 0.0071012 | 0.001779 | -0.0071001 | -0.0017788 | 1.1444e-06 | 2.3917e-07 | 0.010752 | 0.010752 | 0.010752 | 0.98278 | -0.12047 | 0.98262 | -0.12163 | 3.9821
25 | 0.0018763 | 0.00047013 | -0.0018763 | -0.00047013 | 4.4933e-09 | -9.5626e-09 | 0.0028418 | 0.0028418 | 0.0028418 | 0.98246 | -0.12274 | 0.98246 | -0.12276 | 1.0525
26 | 0.0031538 | 0.00078954 | -0.0031536 | -0.00078965 | 2.2182e-07 | -1.1191e-07 | 0.0047768 | 0.0047769 | 0.0047769 | 0.98237 | -0.1234 | 0.9823 | -0.12391 | 1.7692
27 | 0.0060118 | 0.001506 | -0.0060113 | -0.001506 | 4.5651e-07 | 6.3772e-08 | 0.0091036 | 0.0091037 | 0.0091037 | 0.98262 | -0.12163 | 0.98254 | -0.12218 | 3.3717
28 | 0.00094355 | 0.00023636 | -0.00094354 | -0.00023647 | 1.1768e-08 | -1.1241e-07 | 0.0014291 | 0.0014291 | 0.0014291 | 0.98246 | -0.12276 | 0.98244 | -0.12285 | 0.52929
29 | 0.0021519 | 0.00053883 | -0.0021517 | -0.00053911 | 1.8175e-07 | -2.7708e-07 | 0.0032596 | 0.0032597 | 0.0032597 | 0.9823 | -0.12391 | 0.98221 | -0.12452 | 1.2073
30 | 0.0010017 | 0.00025082 | -0.0010016 | -0.00025103 | 2.4896e-08 | -2.0979e-07 | 0.0015173 | 0.0015174 | 0.0015174 | 0.9823 | -0.12391 | 0.98227 | -0.12409 | 0.56198
31 | 0.0049389 | 0.0012375 | -0.0049386 | -0.0012375 | 2.4034e-07 | 5.2484e-09 | 0.0074796 | 0.0074797 | 0.0074797 | 0.98254 | -0.12218 | 0.98249 | -0.12253 | 2.7702
32 | 0.0010724 | 0.00026845 | -0.0010724 | -0.00026877 | 4.3556e-08 | -3.1839e-07 | 0.001624 | 0.0016242 | 0.0016242 | 0.98254 | -0.12218 | 0.9825 | -0.12248 | 0.60154
33 | 0.0013767 | 0.00034486 | -0.0013767 | -0.00034491 | 1.3089e-08 | -5.6002e-08 | 0.0020855 | 0.0020856 | 0.0020856 | 0.98221 | -0.12452 | 0.9822 | -0.12459 | 0.77243
34 | 0.038052 | 0.0095562 | -0.038016 | -0.0095427 | 3.5544e-05 | 1.3445e-05 | 0.057103 | 0.057103 | 0.057103 | 0.9917 | -0.058007 | 0.99074 | -0.064733 | 21.1491
35 | -0.039322 | -0.0098745 | 0.039323 | 0.0098748 | 7.8223e-07 | 2.9621e-07 | 0.059008 | 0.059008 | 0.059008 | 0.9917 | -0.058007 | 0.99172 | -0.057864 | 21.8549
36 | 0.036419 | 0.0091425 | -0.036419 | -0.0091423 | 6.0361e-07 | 2.28e-07 | 0.054704 | 0.054704 | 0.054704 | 0.99074 | -0.064733 | 0.99073 | -0.064852 | 20.2608
37 | -0.040858 | -0.01026 | 0.040895 | 0.010274 | 3.6833e-05 | 1.3964e-05 | 0.061312 | 0.061312 | 0.061312 | 0.99172 | -0.057864 | 0.99264 | -0.051383 | 22.7081
38 | 0.035371 | 0.0088798 | -0.03537 | -0.0088792 | 1.4016e-06 | 5.2882e-07 | 0.053131 | 0.053131 | 0.053131 | 0.99073 | -0.064852 | 0.99069 | -0.065138 | 19.6781
39 | -0.043432 | -0.01091 | 0.043435 | 0.010911 | 3.1388e-06 | 1.1919e-06 | 0.065116 | 0.065116 | 0.065116 | 0.99264 | -0.051383 | 0.99272 | -0.050863 | 24.117
40 | 0.0342 | 0.0085862 | -0.03419 | -0.0085822 | 1.0561e-05 | 3.9793e-06 | 0.051374 | 0.051374 | 0.051374 | 0.99069 | -0.065138 | 0.99037 | -0.067361 | 19.0276
41 | -0.044696 | -0.011227 | 0.0447 | 0.011228 | 4.0419e-06 | 1.5359e-06 | 0.067005 | 0.067005 | 0.067005 | 0.99272 | -0.050863 | 0.99281 | -0.050213 | 24.8165
42 | 0.032127 | 0.0080653 | -0.032093 | -0.0080522 | 3.4705e-05 | 1.3041e-05 | 0.048276 | 0.048276 | 0.048276 | 0.99037 | -0.067361 | 0.98927 | -0.075147 | 17.8799
43 | 0.0081561 | 0.002044 | -0.0081539 | -0.0020435 | 2.2332e-06 | 5.4931e-07 | 0.012224 | 0.012224 | 0.012224 | 0.99281 | -0.050213 | 0.99253 | -0.052191 | 4.5276
44 | -0.052856 | -0.013272 | 0.052913 | 0.013294 | 5.6942e-05 | 2.1713e-05 | 0.079229 | 0.079229 | 0.079229 | 0.99281 | -0.050213 | 0.99391 | -0.042469 | 29.3441
45 | -0.017562 | -0.0044011 | 0.017562 | 0.0044012 | 1.5118e-07 | 5.3735e-08 | 0.026485 | 0.026485 | 0.026485 | 0.98667 | -0.093259 | 0.98667 | -0.093197 | 9.8093
46 | 0.014872 | 0.0037269 | -0.01487 | -0.0037265 | 1.333e-06 | 4.5847e-07 | 0.022428 | 0.022428 | 0.022428 | 0.98667 | -0.093259 | 0.98657 | -0.093907 | 8.3067
47 | -0.020559 | -0.0051523 | 0.020576 | 0.0051587 | 1.7589e-05 | 6.3902e-06 | 0.031005 | 0.031005 | 0.031005 | 0.98667 | -0.093197 | 0.98755 | -0.087021 | 11.4833
48 | 0.013082 | 0.0032782 | -0.013081 | -0.003278 | 6.6508e-07 | 2.2084e-07 | 0.019731 | 0.019731 | 0.019731 | 0.98657 | -0.093907 | 0.98652 | -0.094274 | 7.3076
49 | -0.043983 | -0.011033 | 0.044027 | 0.011049 | 4.3923e-05 | 1.6688e-05 | 0.066277 | 0.066277 | 0.066277 | 0.98755 | -0.087021 | 0.98856 | -0.079827 | 24.5469
50 | 0.023407 | 0.0058739 | -0.023381 | -0.0058642 | 2.6163e-05 | 9.6322e-06 | 0.035272 | 0.035272 | 0.035272 | 0.98755 | -0.087021 | 0.98641 | -0.095084 | 13.0638
51 | 0.011095 | 0.0027803 | -0.011092 | -0.0027793 | 3.2146e-06 | 1.0016e-06 | 0.016735 | 0.016736 | 0.016736 | 0.98652 | -0.094274 | 0.98623 | -0.096368 | 6.1983
52 | -0.046787 | -0.011741 | 0.046865 | 0.011771 | 7.8024e-05 | 2.9686e-05 | 0.07043 | 0.07043 | 0.07043 | 0.98856 | -0.079827 | 0.99026 | -0.067832 | 26.0853
53 | 0.018802 | 0.0047167 | -0.018794 | -0.0047137 | 8.2104e-06 | 2.9492e-06 | 0.028365 | 0.028365 | 0.028365 | 0.98641 | -0.095084 | 0.98596 | -0.098233 | 10.5055
54 | 0.0090604 | 0.0022701 | -0.0090599 | -0.00227 | 4.3347e-07 | 1.1929e-07 | 0.01367 | 0.01367 | 0.01367 | 0.98623 | -0.096368 | 0.98618 | -0.096714 | 5.063
55 | 0.017528 | 0.0043966 | -0.017515 | -0.004392 | 1.2942e-05 | 4.6001e-06 | 0.026455 | 0.026455 | 0.026455 | 0.98596 | -0.098233 | 0.98521 | -0.10356 | 9.7983
56 | 0.0062843 | 0.0015744 | -0.0062826 | -0.0015741 | 1.6801e-06 | 2.6421e-07 | 0.009482 | 0.0094821 | 0.0094821 | 0.98618 | -0.096714 | 0.98591 | -0.098647 | 3.5119
57 | 0.0075606 | 0.0018947 | -0.0075602 | -0.0018946 | 3.7361e-07 | 8.2443e-08 | 0.011287 | 0.011287 | 0.011287 | 0.99674 | -0.022668 | 0.99669 | -0.023025 | 4.1804
58 | -0.010038 | -0.0025155 | 0.01004 | 0.002516 | 1.8257e-06 | 5.3234e-07 | 0.014985 | 0.014985 | 0.014985 | 0.99674 | -0.022668 | 0.99693 | -0.021354 | 5.55
59 | 0.0043349 | 0.0010862 | -0.0043344 | -0.0010863 | 4.6218e-07 | -5.2687e-08 | 0.0064717 | 0.0064718 | 0.0064718 | 0.99669 | -0.023025 | 0.99658 | -0.023795 | 2.3969
60 | 0.05624 | 0.014149 | -0.056156 | -0.014117 | 8.4409e-05 | 3.2215e-05 | 0.083963 | 0.083963 | 0.083963 | 0.99693 | -0.021354 | 0.99539 | -0.03213 | 31.0974
61 | -0.06628 | -0.016665 | 0.066405 | 0.016713 | 0.000125 | 4.7808e-05 | 0.098948 | 0.098948 | 0.098948 | 0.99693 | -0.021354 | 0.99887 | -0.0078451 | 36.6473
62 | 0.054532 | 0.01371 | -0.054496 | -0.013696 | 3.6156e-05 | 1.3793e-05 | 0.081536 | 0.081536 | 0.081536 | 0.99539 | -0.03213 | 0.99471 | -0.036892 | 30.1984
63 | -0.068418 | -0.017217 | 0.068476 | 0.01724 | 5.843e-05 | 2.2355e-05 | 0.10195 | 0.10195 | 0.10195 | 0.99887 | -0.0078451 | 0.99975 | -0.0017318 | 37.758
64 | 0.053768 | 0.013514 | -0.053727 | -0.013498 | 4.1709e-05 | 1.5908e-05 | 0.080447 | 0.080447 | 0.080447 | 0.99471 | -0.036892 | 0.99391 | -0.042469 | 29.7953
65 | -0.07138 | -0.017968 | 0.071398 | 0.017974 | 1.7267e-05 | 6.6089e-06 | 0.10627 | 0.10627 | 0.10627 | 0.99975 | -0.0017318 | 1 | 0 | 39.3589
66 | 0.15793 | 0.039885 | -0.15762 | -0.03977 | 0.00030152 | 0.00011551 | 0.2351 | 0.2351 | 0.2351 | 1 | 0 | 0.99803 | -0.013606 | 43.5376
67 | 0.0059269 | 0.0014853 | -0.0059269 | -0.0014853 | 6.1527e-09 | 7.5228e-10 | 0.0088857 | 0.0088857 | 0.0088857 | 0.99253 | -0.052191 | 0.99253 | -0.052198 | 3.291
68 | -0.011197 | -0.0028053 | 0.0112 | 0.0028063 | 3.3031e-06 | 1.0474e-06 | 0.017147 | 0.017147 | 0.017147 | 0.9716 | -0.20029 | 0.97189 | -0.19816 | 6.3509
69 | 0.0076003 | 0.001904 | -0.0075993 | -0.0019037 | 9.801e-07 | 2.3341e-07 | 0.01164 | 0.01164 | 0.01164 | 0.9716 | -0.20029 | 0.97147 | -0.20122 | 4.311
70 | -0.013124 | -0.0032886 | 0.013128 | 0.0032897 | 3.1768e-06 | 1.0655e-06 | 0.020094 | 0.020094 | 0.020094 | 0.97189 | -0.19816 | 0.97214 | -0.19641 | 7.4421
71 | 0.0075993 | 0.0019037 | -0.0075964 | -0.001903 | 2.8938e-06 | 6.8938e-07 | 0.01164 | 0.01164 | 0.01164 | 0.97147 | -0.20122 | 0.97109 | -0.20398 | 4.3111
72 | -0.01417 | -0.0035511 | 0.014187 | 0.0035568 | 1.6832e-05 | 5.7619e-06 | 0.02169 | 0.02169 | 0.02169 | 0.97214 | -0.19641 | 0.97333 | -0.18784 | 8.0333
73 | 0.0054564 | 0.0013667 | -0.0054557 | -0.0013666 | 7.4476e-07 | 7.524e-08 | 0.0083607 | 0.0083608 | 0.0083608 | 0.97109 | -0.20398 | 0.97095 | -0.20497 | 3.0966
74 | -0.015667 | -0.0039276 | 0.01568 | 0.0039322 | 1.3125e-05 | 4.592e-06 | 0.023951 | 0.023951 | 0.023951 | 0.97333 | -0.18784 | 0.97417 | -0.1818 | 8.8709
75 | 0.0034341 | 0.00085996 | -0.0034335 | -0.00086016 | 6.0409e-07 | -1.999e-07 | 0.0052626 | 0.0052628 | 0.0052628 | 0.97095 | -0.20497 | 0.97077 | -0.20624 | 1.9492
76 | 0.00306 | 0.00076627 | -0.0030597 | -0.00076644 | 3.0647e-07 | -1.6201e-07 | 0.0046739 | 0.004674 | 0.004674 | 0.97417 | -0.1818 | 0.97407 | -0.18252 | 1.7311
77 | -0.01874 | -0.0046985 | 0.018742 | 0.0046994 | 2.687e-06 | 9.6801e-07 | 0.028625 | 0.028625 | 0.028625 | 0.97417 | -0.1818 | 0.97431 | -0.18076 | 10.6019
78 | 0.0015312 | 0.00038342 | -0.0015311 | -0.00038374 | 1.0096e-07 | -3.2429e-07 | 0.002347 | 0.0023471 | 0.0023471 | 0.97077 | -0.20624 | 0.97071 | -0.20671 | 0.8693
79 | -0.0085204 | -0.0021354 | 0.0085209 | 0.0021355 | 4.6108e-07 | 1.2102e-07 | 0.012898 | 0.012898 | 0.012898 | 0.98301 | -0.11919 | 0.98307 | -0.1188 | 4.7769
80 | 0.0012228 | 0.0003064 | -0.0012228 | -0.00030646 | 1.1081e-08 | -6.1445e-08 | 0.0018509 | 0.001851 | 0.001851 | 0.98301 | -0.11919 | 0.98301 | -0.11926 | 0.68554
81 | -0.010573 | -0.0026499 | 0.010577 | 0.0026511 | 4.1551e-06 | 1.2684e-06 | 0.016004 | 0.016004 | 0.016004 | 0.98307 | -0.1188 | 0.98347 | -0.11596 | 5.9275
82 | -0.012108 | -0.0030347 | 0.012111 | 0.0030356 | 2.6388e-06 | 8.55e-07 | 0.01832 | 0.01832 | 0.01832 | 0.98347 | -0.11596 | 0.98369 | -0.11439 | 6.7851
83 | 0.002006 | 0.00050254 | -0.0020059 | -0.00050274 | 1.0629e-07 | -1.9394e-07 | 0.0030345 | 0.0030345 | 0.0030345 | 0.98369 | -0.11439 | 0.98364 | -0.11477 | 1.1239
84 | -0.017489 | -0.0043827 | 0.017515 | 0.004392 | 2.6239e-05 | 9.3282e-06 | 0.026456 | 0.026455 | 0.026456 | 0.98369 | -0.11439 | 0.98521 | -0.10356 | 9.7984
85 | 0.0033726 | 0.00084454 | -0.0033719 | -0.00084481 | 6.9691e-07 | -2.7662e-07 | 0.0051014 | 0.0051016 | 0.0051016 | 0.98369 | -0.11439 | 0.98348 | -0.11588 | 1.8895
86 | 0.0019831 | 0.00049676 | -0.001983 | -0.00049698 | 1.2231e-07 | -2.2922e-07 | 0.0030004 | 0.0030005 | 0.0030005 | 0.98348 | -0.11588 | 0.98342 | -0.11633 | 1.1113
87 | -0.024101 | -0.0060424 | 0.024124 | 0.0060508 | 2.2759e-05 | 8.4177e-06 | 0.036809 | 0.036809 | 0.036809 | 0.97431 | -0.18076 | 0.97526 | -0.17395 | 13.633
88 | -0.02465 | -0.0061826 | 0.024665 | 0.0061885 | 1.5834e-05 | 5.8659e-06 | 0.037611 | 0.037611 | 0.037611 | 0.97526 | -0.17395 | 0.97591 | -0.16932 | 13.9301
89 | -0.025175 | -0.0063163 | 0.025228 | 0.006336 | 5.3043e-05 | 1.9679e-05 | 0.038389 | 0.038388 | 0.038389 | 0.97591 | -0.16932 | 0.97803 | -0.15417 | 14.218
90 | 0.0024439 | 0.0006121 | -0.0024436 | -0.00061242 | 3.0845e-07 | -3.2277e-07 | 0.0037332 | 0.0037334 | 0.0037334 | 0.97407 | -0.18252 | 0.97394 | -0.18343 | 1.3827
91 | -0.025866 | -0.0064957 | 0.025908 | 0.0065114 | 4.2308e-05 | 1.5722e-05 | 0.039358 | 0.039358 | 0.039358 | 0.97803 | -0.15417 | 0.97968 | -0.14242 | 14.577
92 | -0.026209 | -0.0065869 | 0.026218 | 0.0065902 | 8.8042e-06 | 3.2741e-06 | 0.039815 | 0.039815 | 0.039815 | 0.97968 | -0.14242 | 0.98002 | -0.14 | 14.7465
93 | 0.0050444 | 0.0012637 | -0.0050437 | -0.0012637 | 6.8965e-07 | 1.5704e-08 | 0.0075637 | 0.0075638 | 0.0075638 | 0.99235 | -0.053128 | 0.99221 | -0.054117 | 2.8014
94 | 0.0014993 | 0.00037534 | -0.0014992 | -0.00037562 | 7.4753e-08 | -2.7732e-07 | 0.0022483 | 0.0022484 | 0.0022484 | 0.99221 | -0.054117 | 0.99216 | -0.054477 | 0.83274
95 | 0.00061322 | 0.00015357 | -0.00061321 | -0.00015369 | 4.6875e-09 | -1.129e-07 | 0.00091964 | 0.00091968 | 0.00091968 | 0.99216 | -0.054477 | 0.99216 | -0.054533 | 0.34062
96 | -0.01626 | -0.0040761 | 0.016268 | 0.0040788 | 7.6124e-06 | 2.6694e-06 | 0.02454 | 0.02454 | 0.02454 | 0.98596 | -0.098529 | 0.98644 | -0.09515 | 9.089
97 | 0.014395 | 0.0036085 | -0.014383 | -0.0036046 | 1.1431e-05 | 3.9018e-06 | 0.021725 | 0.021725 | 0.021725 | 0.98596 | -0.098529 | 0.98516 | -0.10427 | 8.0462
98 | -0.020083 | -0.0050349 | 0.020096 | 0.0050395 | 1.2635e-05 | 4.5779e-06 | 0.030295 | 0.030295 | 0.030295 | 0.98644 | -0.09515 | 0.98708 | -0.090611 | 11.2205
99 | 0.013259 | 0.0033233 | -0.013253 | -0.0033213 | 6.0942e-06 | 2.034e-06 | 0.020027 | 0.020027 | 0.020027 | 0.98516 | -0.10427 | 0.98469 | -0.10759 | 7.4175
100 | 0.0011239 | 0.00028127 | -0.0011239 | -0.00028167 | 5.9431e-08 | -3.9793e-07 | 0.0016975 | 0.0016977 | 0.0016977 | 0.98516 | -0.10427 | 0.9851 | -0.10465 | 0.62876
101 | -0.02398 | -0.006013 | 0.024006 | 0.0060225 | 2.5713e-05 | 9.4862e-06 | 0.036151 | 0.036151 | 0.036151 | 0.98708 | -0.090611 | 0.98817 | -0.082882 | 13.3891
102 | 0.010863 | 0.0027224 | -0.010857 | -0.0027203 | 6.7958e-06 | 2.1e-06 | 0.016416 | 0.016416 | 0.016416 | 0.98469 | -0.10759 | 0.98405 | -0.11211 | 6.0802
103 | 0.0030574 | 0.00076565 | -0.0030571 | -0.00076578 | 2.3439e-07 | -1.3688e-07 | 0.0046037 | 0.0046037 | 0.0046037 | 0.98817 | -0.082882 | 0.98809 | -0.083436 | 1.7051
104 | -0.027063 | -0.0067881 | 0.027075 | 0.0067926 | 1.2062e-05 | 4.4899e-06 | 0.040754 | 0.040754 | 0.040754 | 0.98817 | -0.082882 | 0.98863 | -0.079669 | 15.0941
105 | 0.0088211 | 0.0022107 | -0.008819 | -0.0022102 | 2.0896e-06 | 5.6464e-07 | 0.013339 | 0.013339 | 0.013339 | 0.98405 | -0.11211 | 0.98381 | -0.11382 | 4.9403
106 | 0.0010063 | 0.00025174 | -0.0010062 | -0.00025218 | 5.1882e-08 | -4.3629e-07 | 0.0015214 | 0.0015216 | 0.0015216 | 0.98405 | -0.11211 | 0.984 | -0.11248 | 0.56356
107 | 0.0010293 | 0.00025781 | -0.0010293 | -0.00025796 | 1.8237e-08 | -1.4626e-07 | 0.0015564 | 0.0015564 | 0.0015564 | 0.98405 | -0.11211 | 0.98404 | -0.11224 | 0.57645
108 | 0.0030571 | 0.00076578 | -0.0030569 | -0.00076591 | 2.1433e-07 | -1.2513e-07 | 0.0046037 | 0.0046038 | 0.0046038 | 0.98809 | -0.083436 | 0.98802 | -0.083943 | 1.7051
109 | -0.027075 | -0.0067926 | 0.027091 | 0.0067984 | 1.5534e-05 | 5.7822e-06 | 0.040754 | 0.040754 | 0.040754 | 0.98863 | -0.079669 | 0.98921 | -0.075535 | 15.0941
110 | 0.0059499 | 0.0014911 | -0.0059491 | -0.001491 | 7.6484e-07 | 1.0201e-07 | 0.0089991 | 0.0089992 | 0.0089992 | 0.98381 | -0.11382 | 0.98368 | -0.11475 | 3.333
111 | 0.0039295 | 0.00098472 | -0.0039293 | -0.00098477 | 2.3526e-07 | -4.9901e-08 | 0.0058912 | 0.0058912 | 0.0058912 | 0.99253 | -0.052198 | 0.99247 | -0.052631 | 2.1819
112 | -0.016956 | -0.0042481 | 0.016963 | 0.0042507 | 7.4221e-06 | 2.6295e-06 | 0.025774 | 0.025774 | 0.025774 | 0.97888 | -0.14815 | 0.97932 | -0.14498 | 9.5461
113 | 0.015531 | 0.0038911 | -0.015527 | -0.0038895 | 4.6002e-06 | 1.6031e-06 | 0.023609 | 0.023609 | 0.023609 | 0.97888 | -0.14815 | 0.97858 | -0.15029 | 8.7441
114 | -0.01832 | -0.0045908 | 0.018325 | 0.0045926 | 4.8694e-06 | 1.7461e-06 | 0.027836 | 0.027836 | 0.027836 | 0.97932 | -0.14498 | 0.97959 | -0.14306 | 10.3098
115 | 0.0065965 | 0.0016524 | -0.006596 | -0.0016523 | 5.1344e-07 | 9.4735e-08 | 0.01003 | 0.01003 | 0.01003 | 0.97858 | -0.15029 | 0.9785 | -0.15085 | 3.7149
116 | 0.0089303 | 0.0022371 | -0.0089292 | -0.0022368 | 1.0646e-06 | 2.9324e-07 | 0.013579 | 0.013579 | 0.013579 | 0.97858 | -0.15029 | 0.97846 | -0.15115 | 5.0292
117 | -0.020228 | -0.0050694 | 0.020236 | 0.0050725 | 8.5701e-06 | 3.113e-06 | 0.030726 | 0.030726 | 0.030726 | 0.97959 | -0.14306 | 0.98002 | -0.14 | 11.3801
118 | 0.0058439 | 0.0014638 | -0.0058429 | -0.0014637 | 9.9595e-07 | 1.2924e-07 | 0.0088866 | 0.0088867 | 0.0088867 | 0.9785 | -0.15085 | 0.97833 | -0.15208 | 3.2914
119 | 0.0074778 | 0.001873 | -0.0074766 | -0.0018728 | 1.2337e-06 | 2.825e-07 | 0.011372 | 0.011372 | 0.011372 | 0.97846 | -0.15115 | 0.97829 | -0.15234 | 4.2118
120 | -0.046454 | -0.011663 | 0.046493 | 0.011677 | 3.8398e-05 | 1.4612e-05 | 0.070542 | 0.070541 | 0.070542 | 0.98002 | -0.14 | 0.98085 | -0.13406 | 26.1265
121 | 0.0037892 | 0.00094899 | -0.0037891 | -0.00094903 | 1.8498e-07 | -4.0922e-08 | 0.0057631 | 0.0057631 | 0.0057631 | 0.97833 | -0.15208 | 0.97828 | -0.15244 | 2.1345
122 | 0.0074766 | 0.0018728 | -0.0074748 | -0.0018724 | 1.7918e-06 | 4.1043e-07 | 0.011372 | 0.011372 | 0.011372 | 0.97829 | -0.15234 | 0.97805 | -0.15408 | 4.2118
123 | -0.046493 | -0.011677 | 0.046584 | 0.011712 | 9.1662e-05 | 3.4881e-05 | 0.070541 | 0.070541 | 0.070541 | 0.98085 | -0.13406 | 0.98285 | -0.11991 | 26.1265
124 | 0.0030182 | 0.00075582 | -0.003018 | -0.00075594 | 2.0555e-07 | -1.1719e-07 | 0.0045906 | 0.0045906 | 0.0045906 | 0.97828 | -0.15244 | 0.97821 | -0.15293 | 1.7002
125 | 0.0074748 | 0.0018724 | -0.0074729 | -0.0018719 | 1.9305e-06 | 4.4236e-07 | 0.011372 | 0.011372 | 0.011372 | 0.97805 | -0.15408 | 0.97779 | -0.15594 | 4.2119
126 | -0.15282 | -0.038557 | 0.15288 | 0.03858 | 6.0356e-05 | 2.3117e-05 | 0.22803 | 0.22803 | 0.22803 | 0.99762 | -0.01642 | 0.99803 | -0.013606 | 42.227
127 | 0.030283 | 0.0075986 | -0.030281 | -0.007598 | 1.6339e-06 | 6.1223e-07 | 0.045553 | 0.045553 | 0.045553 | 0.98927 | -0.075147 | 0.98921 | -0.075535 | 16.8716
128 | 0.0020043 | 0.00050209 | -0.0020042 | -0.00050229 | 1.0756e-07 | -2.0091e-07 | 0.0030184 | 0.0030185 | 0.0030185 | 0.98802 | -0.083943 | 0.98797 | -0.084331 | 1.118
129 | 0.0045697 | 0.0011451 | -0.0045694 | -0.0011451 | 3.5718e-07 | -1.3944e-08 | 0.0069209 | 0.006921 | 0.006921 | 0.98249 | -0.12253 | 0.98241 | -0.1231 | 2.5633
130 | 0.0034752 | 0.00087087 | -0.003475 | -0.00087093 | 1.8099e-07 | -6.2928e-08 | 0.0052637 | 0.0052638 | 0.0052638 | 0.98241 | -0.1231 | 0.98236 | -0.12347 | 1.9496
131 | 0.00053496 | 0.00013406 | -0.00053496 | -0.00013407 | 4.1046e-10 | -1.2309e-08 | 0.00081383 | 0.00081383 | 0.00081383 | 0.97813 | -0.15352 | 0.97813 | -0.15352 | 0.30142
132 | -0.0016319 | -0.00040898 | 0.001632 | 0.00040859 | 1.3326e-07 | -3.8375e-07 | 0.0024826 | 0.0024824 | 0.0024826 | 0.97813 | -0.15352 | 0.97821 | -0.15293 | 0.91947
133 | 0.0054915 | 0.0013753 | -0.0054896 | -0.0013751 | 1.9379e-06 | 1.8777e-07 | 0.0083568 | 0.008357 | 0.008357 | 0.97779 | -0.15594 | 0.97744 | -0.1585 | 3.0952
134 | 0.0035797 | 0.00089647 | -0.0035792 | -0.00089662 | 5.0472e-07 | -1.4722e-07 | 0.0054493 | 0.0054494 | 0.0054494 | 0.97744 | -0.1585 | 0.97729 | -0.15952 | 2.0183
135 | 0.0009813 | 0.00024589 | -0.00098129 | -0.00024593 | 5.4075e-09 | -4.83e-08 | 0.001481 | 0.0014811 | 0.0014811 | 0.98591 | -0.098647 | 0.9859 | -0.098686 | 0.54854
136 | 0.0040071 | 0.0010039 | -0.0040064 | -0.001004 | 7.3186e-07 | -1.2735e-07 | 0.0060477 | 0.0060479 | 0.0060479 | 0.98591 | -0.098647 | 0.98572 | -0.099967 | 2.24
137 | 0.0021518 | 0.00053918 | -0.0021518 | -0.00053928 | 6.576e-08 | -1.0202e-07 | 0.0032483 | 0.0032483 | 0.0032483 | 0.98572 | -0.099967 | 0.98569 | -0.10019 | 1.2031
138 | 0.00067096 | 0.00016805 | -0.00067095 | -0.00016816 | 5.5369e-09 | -1.0656e-07 | 0.0010164 | 0.0010165 | 0.0010165 | 0.9822 | -0.12459 | 0.98219 | -0.12465 | 0.37648
139 | 0.0021669 | 0.00054268 | -0.0021669 | -0.00054272 | 2.3661e-08 | -3.4549e-08 | 0.0032992 | 0.0032992 | 0.0032992 | 0.97729 | -0.15952 | 0.97728 | -0.1596 | 1.2219
140 | 0.00080301 | 0.00020089 | -0.00080299 | -0.00020125 | 2.7219e-08 | -3.5517e-07 | 0.0012225 | 0.0012227 | 0.0012227 | 0.97728 | -0.1596 | 0.97725 | -0.15984 | 0.45284

## res_trafo
| p_hv_mw | q_hv_mvar | p_lv_mw | q_lv_mvar | pl_mw | ql_mvar | i_hv_ka | i_lv_ka | vm_hv_pu | va_hv_degree | vm_lv_pu | va_lv_degree | loading_percent
0 | 2.5187e-16 | 8.8016e-16 | 0.00079998 | 7.4552e-08 | 0.00079998 | 7.4552e-08 | 2.6429e-17 | 0.0011547 | 0.99998 | 149.9947 | 1 | 0 | 0.31999

## res_ext_grid
| p_mw | q_mvar
0 | 0.23201 | 0.058332

## res_load
| p_mw | q_mvar
0 | 0.0015746 | 0.00039463
1 | 0.0016487 | 0.0004132
2 | 0.0053623 | 0.0013439
3 | 0.0015576 | 0.00039036
4 | 0.0013936 | 0.00034927
5 | 0.00099604 | 0.00024963
6 | 0.0029695 | 0.00074423
7 | 0.0012839 | 0.00032177
8 | 0.0018936 | 0.00047458
9 | 0.0053274 | 0.0013352
10 | 0.0012713 | 0.00031862
11 | 0.0043977 | 0.0011022
12 | 0.00022644 | 5.675e-05
13 | 0.0010147 | 0.00025431
14 | 0.0015268 | 0.00038266
15 | 0.00065175 | 0.00016334
16 | 0.00048597 | 0.0001218
17 | 0.0010883 | 0.00027276
18 | 0.00093277 | 0.00023377
19 | 0.00094354 | 0.00023647
20 | 0.00077506 | 0.00019425
21 | 0.0010016 | 0.00025103
22 | 0.0010724 | 0.00026877
23 | 0.0012701 | 0.00031833
24 | 0.0015968 | 0.0004002
25 | 0.0015353 | 0.00038479
26 | 0.0010476 | 0.00026255
27 | 0.0025375 | 0.00063596
28 | 0.0011694 | 0.00029308
29 | 0.0012602 | 0.00031583
30 | 0.0020624 | 0.00051689
31 | 0.0026902 | 0.00067422
32 | 0.0029969 | 0.00075108
33 | 0.0017885 | 0.00044825
34 | 0.0019857 | 0.00049767
35 | 0.0027596 | 0.00069162
36 | 0.0045788 | 0.0011476
37 | 0.0020318 | 0.00050921
38 | 0.0024888 | 0.00062374
39 | 0.0012654 | 0.00031714
40 | 0.0027756 | 0.00069564
41 | 0.0024771 | 0.00062083
42 | 0.0032254 | 0.00080835
43 | 0.0043344 | 0.0010863
44 | 0.0016236 | 0.00040691
45 | 0.0020132 | 0.00050455
46 | 0.00072775 | 0.00018239
47 | 0.0029041 | 0.00072782
48 | 0.00081372 | 0.00020394
49 | 0.0018857 | 0.00047259
50 | 0.002227 | 0.00055814
51 | 0.0035963 | 0.00090131
52 | 0.0019245 | 0.00048232
53 | 0.0010428 | 0.00026136
54 | 0.00214 | 0.00053634
55 | 0.0014794 | 0.00037078
56 | 0.0020216 | 0.00050666
57 | 0.0019022 | 0.00047675
58 | 0.0072977 | 0.001829
59 | 0.0020524 | 0.00051439
60 | 0.0012228 | 0.00030646
61 | 0.0015305 | 0.00038358
62 | 0.0020059 | 0.00050274
63 | 0.0013888 | 0.00034806
64 | 0.0053586 | 0.001343
65 | 0.00052583 | 0.00013179
66 | 0.00050986 | 0.00012778
67 | 0.00061582 | 0.00015434
68 | 0.00063734 | 0.00015973
69 | 0.0024436 | 0.00061242
70 | 0.00030129 | 7.5511e-05
71 | 0.00201 | 0.00050375
72 | 0.0035444 | 0.00088831
73 | 0.00088597 | 0.00022204
74 | 0.00061321 | 0.00015369
75 | 0.0018657 | 0.0004676
76 | 0.0038153 | 0.00095619
77 | 0.0038842 | 0.00097347
78 | 0.0023896 | 0.00059889
79 | 0.0011239 | 0.00028167
80 | 0.0028691 | 0.00071908
81 | 0.0010062 | 0.00025218
82 | 0.0010293 | 0.00025796
83 | 0.0019974 | 0.00050059
84 | 0.0014244 | 0.00035698
85 | 0.0013571 | 0.00034013
86 | 0.0019025 | 0.00047681
87 | 0.00075207 | 0.00018849
88 | 0.0014514 | 0.00036375
89 | 0.0020537 | 0.00051471
90 | 0.0007709 | 0.00019321
91 | 0.0012324 | 0.00030887
92 | 0.0047468 | 0.0011897
93 | 0.0018099 | 0.00045361
94 | 0.0031906 | 0.00079963
95 | 0.0010527 | 0.00026382
96 | 0.0020042 | 0.00050229
97 | 0.00036891 | 9.2457e-05
98 | 0.0010941 | 0.00027422
99 | 0.003475 | 0.00087093
100 | 0.0010969 | 0.00027492
101 | 0.00053496 | 0.00013407
102 | 0.0013859 | 0.00034735
103 | 0.0019813 | 0.00049657
104 | 0.0019099 | 0.00047868
105 | 0.0039293 | 0.00098477
106 | 0.0013548 | 0.00033956
107 | 0.001983 | 0.00049698
108 | 0.0012942 | 0.00032436
109 | 0.00098129 | 0.00024593
110 | 0.0018546 | 0.0004648
111 | 0.0021518 | 0.00053928
112 | 0.0015311 | 0.00038374
113 | 0.0059491 | 0.001491
114 | 0.0007057 | 0.00017686
115 | 0.00067095 | 0.00016816
116 | 0.0014122 | 0.00035394
117 | 0.0013639 | 0.00034183
118 | 0.00080299 | 0.00020125

## dtypes
| element | column | dtype
0 | bus | name | object
1 | bus | vn_kv | float64
2 | bus | type | object
3 | bus | zone | object
4 | bus | in_service | bool
5 | load | name | object
6 | load | bus | uint32
7 | load | p_mw | float64
8 | load | q_mvar | float64
9 | load | const_z_percent | float64
10 | load | const_i_percent | float64
11 | load | sn_mva | float64
12 | load | scaling | float64
13 | load | in_service | bool
14 | load | type | object
15 | ext_grid | name | object
16 | ext_grid | bus | uint32
17 | ext_grid | vm_pu | float64
18 | ext_grid | va_degree | float64
19 | ext_grid | slack_weight | float64
20 | ext_grid | in_service | bool
21 | line | name | object
22 | line | std_type | object
23 | line | from_bus | uint32
24 | line | to_bus | uint32
25 | line | length_km | float64
26 | line | r_ohm_per_km | float64
27 | line | x_ohm_per_km | float64
28 | line | c_nf_per_km | float64
29 | line | g_us_per_km | float64
30 | line | max_i_ka | float64
31 | line | df | float64
32 | line | parallel | uint32
33 | line | type | object
34 | line | in_service | bool
35 | trafo | name | object
36 | trafo | std_type | object
37 | trafo | hv_bus | uint32
38 | trafo | lv_bus | uint32
39 | trafo | sn_mva | float64
40 | trafo | vn_hv_kv | float64
41 | trafo | vn_lv_kv | float64
42 | trafo | vk_percent | float64
43 | trafo | vkr_percent | float64
44 | trafo | pfe_kw | float64
45 | trafo | i0_percent | float64
46 | trafo | shift_degree | float64
47 | trafo | tap_side | object
48 | trafo | tap_neutral | int32
49 | trafo | tap_min | int32
50 | trafo | tap_max | int32
51 | trafo | tap_step_percent | float64
52 | trafo | tap_step_degree | float64
53 | trafo | tap_pos | int32
54 | trafo | tap_phase_shifter | bool
55 | trafo | parallel | uint32
56 | trafo | df | float64
57 | trafo | in_service | bool
58 | line_geodata | coords | object
59 | bus_geodata | x | float64
60 | bus_geodata | y | float64
61 | bus_geodata | coords | object
62 | res_bus | vm_pu | float64
63 | res_bus | va_degree | float64
64 | res_bus | p_mw | float64
65 | res_bus | q_mvar | float64
66 | res_line | p_from_mw | float64
67 | res_line | q_from_mvar | float64
68 | res_line | p_to_mw | float64
69 | res_line | q_to_mvar | float64
70 | res_line | pl_mw | float64
71 | res_line | ql_mvar | float64
72 | res_line | i_from_ka | float64
73 | res_line | i_to_ka | float64
74 | res_line | i_ka | float64
75 | res_line | vm_from_pu | float64
76 | res_line | va_from_degree | float64
77 | res_line | vm_to_pu | float64
78 | res_line | va_to_degree | float64
79 | res_line | loading_percent | float64
80 | res_trafo | p_hv_mw | float64
81 | res_trafo | q_hv_mvar | float64
82 | res_trafo | p_lv_mw | float64
83 | res_trafo | q_lv_mvar | float64
84 | res_trafo | pl_mw | float64
85 | res_trafo | ql_mvar | float64
86 | res_trafo | i_hv_ka | float64
87 | res_trafo | i_lv_ka | float64
88 | res_trafo | vm_hv_pu | float64
89 | res_trafo | va_hv_degree | float64
90 | res_trafo | vm_lv_pu | float64
91 | res_trafo | va_lv_degree | float64
92 | res_trafo | loading_percent | float64
93 | res_ext_grid | p_mw | float64
94 | res_ext_grid | q_mvar | float64
95 | res_load | p_mw | float64
96 | res_load | q_mvar | float64

## parameters
| version | format_version | converged | OPF_converged | name | f_hz | sn_mva
0 | 2.14.6 | 2.14.0 | TRUE | FALSE |  | 50 | 1