## bus
| name | vn_kv | type | zone | in_service
0 | bus_LV_2408-6_0_4_node_0 | 0.4 | n |  | TRUE
1 | bus_LV_2408-6_0_4_node_1 | 0.4 | n |  | TRUE
2 | bus_LV_2408-6_0_4_node_2 | 0.4 | n |  | TRUE
3 | bus_LV_2408-6_0_4_node_3 | 0.4 | n |  | TRUE
4 | bus_LV_2408-6_0_4_node_4 | 0.4 | n |  | TRUE
5 | bus_LV_2408-6_0_4_node_5 | 0.4 | n |  | TRUE
6 | bus_LV_2408-6_0_4_node_107 | 0.4 | n |  | TRUE
7 | bus_LV_2408-6_0_4_node_28 | 0.4 | n |  | TRUE
8 | bus_LV_2408-6_0_4_node_27 | 0.4 | n |  | TRUE
9 | bus_LV_2408-6_0_4_node_100 | 0.4 | n |  | TRUE
10 | bus_LV_2408-6_0_4_node_121 | 0.4 | n |  | TRUE
11 | bus_LV_2408-6_0_4_node_6 | 0.4 | n |  | TRUE
12 | bus_LV_2408-6_0_4_node_7 | 0.4 | n |  | TRUE
13 | bus_LV_2408-6_0_4_node_8 | 0.4 | n |  | TRUE
14 | bus_LV_2408-6_0_4_node_9 | 0.4 | n |  | TRUE
15 | bus_LV_2408-6_0_4_node_10 | 0.4 | n |  | TRUE
16 | bus_LV_2408-6_0_4_node_11 | 0.4 | n |  | TRUE
17 | bus_LV_2408-6_0_4_node_34 | 0.4 | n |  | TRUE
18 | bus_LV_2408-6_0_4_node_78 | 0.4 | n |  | TRUE
19 | bus_LV_2408-6_0_4_node_106 | 0.4 | n |  | TRUE
20 | bus_LV_2408-6_0_4_node_35 | 0.4 | n |  | TRUE
21 | bus_LV_2408-6_0_4_node_76 | 0.4 | n |  | TRUE
22 | bus_LV_2408-6_0_4_node_77 | 0.4 | n |  | TRUE
23 | bus_LV_2408-6_0_4_node_105 | 0.4 | n |  | TRUE
24 | bus_LV_2408-6_0_4_node_12 | 0.4 | n |  | TRUE
25 | bus_LV_2408-6_0_4_node_13 | 0.4 | n |  | TRUE
26 | bus_LV_2408-6_0_4_node_14 | 0.4 | n |  | TRUE
27 | bus_LV_2408-6_0_4_node_15 | 0.4 | n |  | TRUE
28 | bus_LV_2408-6_0_4_node_16 | 0.4 | n |  | TRUE
29 | bus_LV_2408-6_0_4_node_31 | 0.4 | n |  | TRUE
30 | bus_LV_2408-6_0_4_node_90 | 0.4 | n |  | TRUE
31 | bus_LV_2408-6_0_4_node_33 | 0.4 | n |  | TRUE
32 | bus_LV_2408-6_0_4_node_29 | 0.4 | n |  | TRUE
33 | bus_LV_2408-6_0_4_node_92 | 0.4 | n |  | TRUE
34 | bus_LV_2408-6_0_4_node_88 | 0.4 | n |  | TRUE
35 | bus_LV_2408-6_0_4_node_17 | 0.4 | n |  | TRUE
36 | bus_LV_2408-6_0_4_node_18 | 0.4 | n |  | TRUE
37 | bus_LV_2408-6_0_4_node_19 | 0.4 | n |  | TRUE
38 | bus_LV_2408-6_0_4_node_20 | 0.4 | n |  | TRUE
39 | bus_LV_2408-6_0_4_node_54 | 0.4 | n |  | TRUE
40 | bus_LV_2408-6_0_4_node_70 | 0.4 | n |  | TRUE
41 | bus_LV_2408-6_0_4_node_21 | 0.4 | n |  | TRUE
42 | bus_LV_2408-6_0_4_node_22 | 0.4 | n |  | TRUE
43 | bus_LV_2408-6_0_4_node_23 | 0.4 | n |  | TRUE
44 | bus_LV_2408-6_0_4_node_24 | 0.4 | n |  | TRUE
45 | bus_LV_2408-6_0_4_node_25 | 0.4 | n |  | TRUE
46 | bus_LV_2408-6_0_4_node_26 | 0.4 | n |  | TRUE
47 | bus_LV_2408-6_0_4_node_36 | 0.4 | n |  | TRUE
48 | bus_LV_2408-6_0_4_node_52 | 0.4 | n |  | TRUE
49 | bus_LV_2408-6_0_4_node_68 | 0.4 | n |  | TRUE
50 | bus_LV_2408-6_0_4_node_62 | 0.4 | n |  | TRUE
51 | bus_LV_2408-6_0_4_node_50 | 0.4 | n |  | TRUE
52 | bus_LV_2408-6_0_4_node_67 | 0.4 | n |  | TRUE
53 | bus_LV_2408-6_0_4_node_61 | 0.4 | n |  | TRUE
54 | bus_LV_2408-6_0_4_node_99 | 0.4 | n |  | TRUE
55 | bus_LV_2408-6_0_4_node_30 | 0.4 | n |  | TRUE
56 | bus_LV_2408-6_0_4_node_32 | 0.4 | n |  | TRUE
57 | bus_LV_2408-6_0_4_node_94 | 0.4 | n |  | TRUE
58 | bus_LV_2408-6_0_4_node_118 | 0.4 | n |  | TRUE
59 | bus_LV_2408-6_0_4_node_93 | 0.4 | n |  | TRUE
60 | bus_LV_2408-6_0_4_node_116 | 0.4 | n |  | TRUE
61 | bus_LV_2408-6_0_4_node_63 | 0.4 | n |  | TRUE
62 | bus_LV_2408-6_0_4_node_37 | 0.4 | n |  | TRUE
63 | bus_LV_2408-6_0_4_node_38 | 0.4 | n |  | TRUE
64 | bus_LV_2408-6_0_4_node_39 | 0.4 | n |  | TRUE
65 | bus_LV_2408-6_0_4_node_40 | 0.4 | n |  | TRUE
66 | bus_LV_2408-6_0_4_node_41 | 0.4 | n |  | TRUE
67 | bus_LV_2408-6_0_4_node_42 | 0.4 | n |  | TRUE
68 | bus_LV_2408-6_0_4_node_43 | 0.4 | n |  | TRUE
69 | bus_LV_2408-6_0_4_node_80 | 0.4 | n |  | TRUE
70 | bus_LV_2408-6_0_4_node_104 | 0.4 | n |  | TRUE
71 | bus_LV_2408-6_0_4_node_44 | 0.4 | n |  | TRUE
72 | bus_LV_2408-6_0_4_node_81 | 0.4 | n |  | TRUE
73 | bus_LV_2408-6_0_4_node_103 | 0.4 | n |  | TRUE
74 | bus_LV_2408-6_0_4_node_113 | 0.4 | n |  | TRUE
75 | bus_LV_2408-6_0_4_node_112 | 0.4 | n |  | TRUE
76 | bus_LV_2408-6_0_4_node_45 | 0.4 | n |  | TRUE
77 | bus_LV_2408-6_0_4_node_59 | 0.4 | n |  | TRUE
78 | bus_LV_2408-6_0_4_node_60 | 0.4 | n |  | TRUE
79 | bus_LV_2408-6_0_4_node_46 | 0.4 | n |  | TRUE
80 | bus_LV_2408-6_0_4_node_47 | 0.4 | n |  | TRUE
81 | bus_LV_2408-6_0_4_node_48 | 0.4 | n |  | TRUE
82 | bus_LV_2408-6_0_4_node_49 | 0.4 | n |  | TRUE
83 | bus_LV_2408-6_0_4_node_51 | 0.4 | n |  | TRUE
84 | bus_LV_2408-6_0_4_node_53 | 0.4 | n |  | TRUE
85 | bus_LV_2408-6_0_4_node_86 | 0.4 | n |  | TRUE
86 | bus_LV_2408-6_0_4_node_97 | 0.4 | n |  | TRUE
87 | bus_LV_2408-6_0_4_node_84 | 0.4 | n |  | TRUE
88 | bus_LV_2408-6_0_4_node_98 | 0.4 | n |  | TRUE
89 | bus_LV_2408-6_0_4_node_69 | 0.4 | n |  | TRUE
90 | bus_LV_2408-6_0_4_node_55 | 0.4 | n |  | TRUE
91 | bus_LV_2408-6_0_4_node_56 | 0.4 | n |  | TRUE
92 | bus_LV_2408-6_0_4_node_57 | 0.4 | n |  | TRUE
93 | bus_LV_2408-6_0_4_node_58 | 0.4 | n |  | TRUE
94 | bus_LV_2408-6_0_4_node_101 | 0.4 | n |  | TRUE
95 | bus_LV_2408-6_0_4_node_102 | 0.4 | n |  | TRUE
96 | bus_LV_2408-6_0_4_node_114 | 0.4 | n |  | TRUE
97 | bus_LV_2408-6_0_4_node_75 | 0.4 | n |  | TRUE
98 | bus_LV_2408-6_0_4_node_64 | 0.4 | n |  | TRUE
99 | bus_LV_2408-6_0_4_node_65 | 0.4 | n |  | TRUE
100 | bus_LV_2408-6_0_4_node_66 | 0.4 | n |  | TRUE
101 | bus_LV_2408-6_0_4_node_110 | 0.4 | n |  | TRUE
102 | bus_LV_2408-6_0_4_node_111 | 0.4 | n |  | TRUE
103 | bus_LV_2408-6_0_4_node_91 | 0.4 | n |  | TRUE
104 | bus_LV_2408-6_0_4_node_71 | 0.4 | n |  | TRUE
105 | bus_LV_2408-6_0_4_node_72 | 0.4 | n |  | TRUE
106 | bus_LV_2408-6_0_4_node_73 | 0.4 | n |  | TRUE
107 | bus_LV_2408-6_0_4_node_74 | 0.4 | n |  | TRUE
108 | bus_LV_2408-6_0_4_node_109 | 0.4 | n |  | TRUE
109 | bus_LV_2408-6_0_4_node_120 | 0.4 | n |  | TRUE
110 | bus_LV_2408-6_0_4_node_115 | 0.4 | n |  | TRUE
111 | bus_LV_2408-6_0_4_node_82 | 0.4 | n |  | TRUE
112 | bus_LV_2408-6_0_4_node_83 | 0.4 | n |  | TRUE
113 | bus_LV_2408-6_0_4_node_85 | 0.4 | n |  | TRUE
114 | bus_LV_2408-6_0_4_node_87 | 0.4 | n |  | TRUE
115 | bus_LV_2408-6_0_4_node_89 | 0.4 | n |  | TRUE
116 | bus_LV_2408-6_0_4_node_95 | 0.4 | n |  | TRUE
117 | bus_LV_2408-6_0_4_node_96 | 0.4 | n |  | TRUE
118 | bus_LV_2408-6_0_4_node_119 | 0.4 | n |  | TRUE
119 | bus_LV_2408-6_0_4_node_117 | 0.4 | n |  | TRUE
120 | bus_MV_334_0_node_261 | 20 | n |  | TRUE

## load
| name | bus | p_mw | q_mvar | const_z_percent | const_i_percent | sn_mva | scaling | in_service | type
0 | LV_2408-6_0_4_load_0 | 0 | 0.0018953 | 0.00047502 | 0 | 0 |  | 1 | TRUE | wye
1 | LV_2408-6_0_4_load_1 | 1 | 0.00097847 | 0.00024523 | 0 | 0 |  | 1 | TRUE | wye
2 | LV_2408-6_0_4_load_3 | 3 | 0.001115 | 0.00027944 | 0 | 0 |  | 1 | TRUE | wye
3 | LV_2408-6_0_4_load_5 | 5 | 0.0021498 | 0.0005388 | 0 | 0 |  | 1 | TRUE | wye
4 | LV_2408-6_0_4_load_107 | 6 | 0.00068681 | 0.00017213 | 0 | 0 |  | 1 | TRUE | wye
5 | LV_2408-6_0_4_load_28 | 7 | 0.0022272 | 0.0005582 | 0 | 0 |  | 1 | TRUE | wye
6 | LV_2408-6_0_4_load_27 | 8 | 0.001821 | 0.00045638 | 0 | 0 |  | 1 | TRUE | wye
7 | LV_2408-6_0_4_load_121 | 10 | 0.0020583 | 0.00051587 | 0 | 0 |  | 1 | TRUE | wye
8 | LV_2408-6_0_4_load_6 | 11 | 0.0037143 | 0.00093089 | 0 | 0 |  | 1 | TRUE | wye
9 | LV_2408-6_0_4_load_7 | 12 | 0.001301 | 0.00032605 | 0 | 0 |  | 1 | TRUE | wye
10 | LV_2408-6_0_4_load_9 | 14 | 0.0014496 | 0.0003633 | 0 | 0 |  | 1 | TRUE | wye
11 | LV_2408-6_0_4_load_10 | 15 | 0.0019063 | 0.00047776 | 0 | 0 |  | 1 | TRUE | wye
12 | LV_2408-6_0_4_load_11 | 16 | 0.00088202 | 0.00022106 | 0 | 0 |  | 1 | TRUE | wye
13 | LV_2408-6_0_4_load_34 | 17 | 0.0014651 | 0.00036718 | 0 | 0 |  | 1 | TRUE | wye
14 | LV_2408-6_0_4_load_78 | 18 | 0.00081891 | 0.00020524 | 0 | 0 |  | 1 | TRUE | wye
15 | LV_2408-6_0_4_load_106 | 19 | 0.00075611 | 0.0001895 | 0 | 0 |  | 1 | TRUE | wye
16 | LV_2408-6_0_4_load_35 | 20 | 0.0017685 | 0.00044322 | 0 | 0 |  | 1 | TRUE | wye
17 | LV_2408-6_0_4_load_76 | 21 | 0.0013137 | 0.00032924 | 0 | 0 |  | 1 | TRUE | wye
18 | LV_2408-6_0_4_load_77 | 22 | 0.00066953 | 0.0001678 | 0 | 0 |  | 1 | TRUE | wye
19 | LV_2408-6_0_4_load_12 | 24 | 0.00059256 | 0.00014851 | 0 | 0 |  | 1 | TRUE | wye
20 | LV_2408-6_0_4_load_13 | 25 | 0.0007301 | 0.00018298 | 0 | 0 |  | 1 | TRUE | wye
21 | LV_2408-6_0_4_load_14 | 26 | 0.00074983 | 0.00018793 | 0 | 0 |  | 1 | TRUE | wye
22 | LV_2408-6_0_4_load_15 | 27 | 0.0010609 | 0.00026589 | 0 | 0 |  | 1 | TRUE | wye
23 | LV_2408-6_0_4_load_16 | 28 | 0.0021841 | 0.00054739 | 0 | 0 |  | 1 | TRUE | wye
24 | LV_2408-6_0_4_load_33 | 31 | 0.0010798 | 0.00027063 | 0 | 0 |  | 1 | TRUE | wye
25 | LV_2408-6_0_4_load_29 | 32 | 0.00076055 | 0.00019061 | 0 | 0 |  | 1 | TRUE | wye
26 | LV_2408-6_0_4_load_92 | 33 | 0.0032842 | 0.00082309 | 0 | 0 |  | 1 | TRUE | wye
27 | LV_2408-6_0_4_load_88 | 34 | 0.00085551 | 0.00021441 | 0 | 0 |  | 1 | TRUE | wye
28 | LV_2408-6_0_4_load_17 | 35 | 0.0027816 | 0.00069713 | 0 | 0 |  | 1 | TRUE | wye
29 | LV_2408-6_0_4_load_18 | 36 | 0.0039562 | 0.00099153 | 0 | 0 |  | 1 | TRUE | wye
30 | LV_2408-6_0_4_load_19 | 37 | 0.0017448 | 0.00043728 | 0 | 0 |  | 1 | TRUE | wye
31 | LV_2408-6_0_4_load_20 | 38 | 0.0035437 | 0.00088813 | 0 | 0 |  | 1 | TRUE | wye
32 | LV_2408-6_0_4_load_54 | 39 | 0.0028996 | 0.00072671 | 0 | 0 |  | 1 | TRUE | wye
33 | LV_2408-6_0_4_load_70 | 40 | 0.0027445 | 0.00068783 | 0 | 0 |  | 1 | TRUE | wye
34 | LV_2408-6_0_4_load_21 | 41 | 0.001798 | 0.00045062 | 0 | 0 |  | 1 | TRUE | wye
35 | LV_2408-6_0_4_load_22 | 42 | 0.0012471 | 0.00031255 | 0 | 0 |  | 1 | TRUE | wye
36 | LV_2408-6_0_4_load_24 | 44 | 0.0023901 | 0.00059903 | 0 | 0 |  | 1 | TRUE | wye
37 | LV_2408-6_0_4_load_25 | 45 | 0.0033071 | 0.00082884 | 0 | 0 |  | 1 | TRUE | wye
38 | LV_2408-6_0_4_load_26 | 46 | 0.0073557 | 0.0018435 | 0 | 0 |  | 1 | TRUE | wye
39 | LV_2408-6_0_4_load_36 | 47 | 0.00098604 | 0.00024713 | 0 | 0 |  | 1 | TRUE | wye
40 | LV_2408-6_0_4_load_52 | 48 | 0.0023747 | 0.00059515 | 0 | 0 |  | 1 | TRUE | wye
41 | LV_2408-6_0_4_load_68 | 49 | 0.0016435 | 0.00041189 | 0 | 0 |  | 1 | TRUE | wye
42 | LV_2408-6_0_4_load_62 | 50 | 0.0020216 | 0.00050666 | 0 | 0 |  | 1 | TRUE | wye
43 | LV_2408-6_0_4_load_50 | 51 | 0.0026245 | 0.00065777 | 0 | 0 |  | 1 | TRUE | wye
44 | LV_2408-6_0_4_load_67 | 52 | 0.0013945 | 0.0003495 | 0 | 0 |  | 1 | TRUE | wye
45 | LV_2408-6_0_4_load_61 | 53 | 0.0013116 | 0.00032873 | 0 | 0 |  | 1 | TRUE | wye
46 | LV_2408-6_0_4_load_99 | 54 | 0.00086933 | 0.00021787 | 0 | 0 |  | 1 | TRUE | wye
47 | LV_2408-6_0_4_load_30 | 55 | 0.0010583 | 0.00026524 | 0 | 0 |  | 1 | TRUE | wye
48 | LV_2408-6_0_4_load_32 | 56 | 0.0016738 | 0.0004195 | 0 | 0 |  | 1 | TRUE | wye
49 | LV_2408-6_0_4_load_94 | 57 | 0.0017144 | 0.00042966 | 0 | 0 |  | 1 | TRUE | wye
50 | LV_2408-6_0_4_load_118 | 58 | 0.0013223 | 0.00033139 | 0 | 0 |  | 1 | TRUE | wye
51 | LV_2408-6_0_4_load_93 | 59 | 0.001265 | 0.00031703 | 0 | 0 |  | 1 | TRUE | wye
52 | LV_2408-6_0_4_load_116 | 60 | 0.0078747 | 0.0019736 | 0 | 0 |  | 1 | TRUE | wye
53 | LV_2408-6_0_4_load_63 | 61 | 0.0013033 | 0.00032664 | 0 | 0 |  | 1 | TRUE | wye
54 | LV_2408-6_0_4_load_37 | 62 | 0.0012417 | 0.0003112 | 0 | 0 |  | 1 | TRUE | wye
55 | LV_2408-6_0_4_load_38 | 63 | 0.0012094 | 0.00030311 | 0 | 0 |  | 1 | TRUE | wye
56 | LV_2408-6_0_4_load_40 | 65 | 0.0016426 | 0.00041168 | 0 | 0 |  | 1 | TRUE | wye
57 | LV_2408-6_0_4_load_41 | 66 | 0.0010378 | 0.00026009 | 0 | 0 |  | 1 | TRUE | wye
58 | LV_2408-6_0_4_load_42 | 67 | 0.0010535 | 0.00026403 | 0 | 0 |  | 1 | TRUE | wye
59 | LV_2408-6_0_4_load_43 | 68 | 0.00058952 | 0.00014775 | 0 | 0 |  | 1 | TRUE | wye
60 | LV_2408-6_0_4_load_80 | 69 | 0.0010427 | 0.00026133 | 0 | 0 |  | 1 | TRUE | wye
61 | LV_2408-6_0_4_load_104 | 70 | 0.0010328 | 0.00025884 | 0 | 0 |  | 1 | TRUE | wye
62 | LV_2408-6_0_4_load_44 | 71 | 0.00063891 | 0.00016013 | 0 | 0 |  | 1 | TRUE | wye
63 | LV_2408-6_0_4_load_81 | 72 | 0.0045287 | 0.001135 | 0 | 0 |  | 1 | TRUE | wye
64 | LV_2408-6_0_4_load_103 | 73 | 0.0012435 | 0.00031166 | 0 | 0 |  | 1 | TRUE | wye
65 | LV_2408-6_0_4_load_113 | 74 | 0.0011909 | 0.00029846 | 0 | 0 |  | 1 | TRUE | wye
66 | LV_2408-6_0_4_load_112 | 75 | 0.00050304 | 0.00012607 | 0 | 0 |  | 1 | TRUE | wye
67 | LV_2408-6_0_4_load_45 | 76 | 0.001224 | 0.00030676 | 0 | 0 |  | 1 | TRUE | wye
68 | LV_2408-6_0_4_load_46 | 79 | 0.0021345 | 0.00053495 | 0 | 0 |  | 1 | TRUE | wye
69 | LV_2408-6_0_4_load_47 | 80 | 0.0025173 | 0.00063091 | 0 | 0 |  | 1 | TRUE | wye
70 | LV_2408-6_0_4_load_49 | 82 | 0.0010005 | 0.00025076 | 0 | 0 |  | 1 | TRUE | wye
71 | LV_2408-6_0_4_load_51 | 83 | 0.0018938 | 0.00047462 | 0 | 0 |  | 1 | TRUE | wye
72 | LV_2408-6_0_4_load_53 | 84 | 0.0015005 | 0.00037606 | 0 | 0 |  | 1 | TRUE | wye
73 | LV_2408-6_0_4_load_86 | 85 | 0.0029769 | 0.00074608 | 0 | 0 |  | 1 | TRUE | wye
74 | LV_2408-6_0_4_load_97 | 86 | 0.0016346 | 0.00040967 | 0 | 0 |  | 1 | TRUE | wye
75 | LV_2408-6_0_4_load_98 | 88 | 0.0009474 | 0.00023744 | 0 | 0 |  | 1 | TRUE | wye
76 | LV_2408-6_0_4_load_69 | 89 | 0.0015647 | 0.00039215 | 0 | 0 |  | 1 | TRUE | wye
77 | LV_2408-6_0_4_load_55 | 90 | 0.00057707 | 0.00014463 | 0 | 0 |  | 1 | TRUE | wye
78 | LV_2408-6_0_4_load_56 | 91 | 0.00038337 | 9.6082e-05 | 0 | 0 |  | 1 | TRUE | wye
79 | LV_2408-6_0_4_load_58 | 93 | 0.00070501 | 0.00017669 | 0 | 0 |  | 1 | TRUE | wye
80 | LV_2408-6_0_4_load_101 | 94 | 0.0015695 | 0.00039336 | 0 | 0 |  | 1 | TRUE | wye
81 | LV_2408-6_0_4_load_102 | 95 | 0.0037109 | 0.00093003 | 0 | 0 |  | 1 | TRUE | wye
82 | LV_2408-6_0_4_load_114 | 96 | 0.0035173 | 0.00088151 | 0 | 0 |  | 1 | TRUE | wye
83 | LV_2408-6_0_4_load_75 | 97 | 0.001666 | 0.00041754 | 0 | 0 |  | 1 | TRUE | wye
84 | LV_2408-6_0_4_load_64 | 98 | 0.0008255 | 0.00020689 | 0 | 0 |  | 1 | TRUE | wye
85 | LV_2408-6_0_4_load_65 | 99 | 0.00089644 | 0.00022467 | 0 | 0 |  | 1 | TRUE | wye
86 | LV_2408-6_0_4_load_66 | 100 | 0.00094282 | 0.00023629 | 0 | 0 |  | 1 | TRUE | wye
87 | LV_2408-6_0_4_load_91 | 103 | 0.00047616 | 0.00011934 | 0 | 0 |  | 1 | TRUE | wye
88 | LV_2408-6_0_4_load_71 | 104 | 0.0010387 | 0.00026033 | 0 | 0 |  | 1 | TRUE | wye
89 | LV_2408-6_0_4_load_72 | 105 | 0.0029669 | 0.00074358 | 0 | 0 |  | 1 | TRUE | wye
90 | LV_2408-6_0_4_load_73 | 106 | 0.0027731 | 0.00069502 | 0 | 0 |  | 1 | TRUE | wye
91 | LV_2408-6_0_4_load_74 | 107 | 0.00090875 | 0.00022775 | 0 | 0 |  | 1 | TRUE | wye
92 | LV_2408-6_0_4_load_109 | 108 | 0.00081307 | 0.00020377 | 0 | 0 |  | 1 | TRUE | wye
93 | LV_2408-6_0_4_load_120 | 109 | 0.0014524 | 0.000364 | 0 | 0 |  | 1 | TRUE | wye
94 | LV_2408-6_0_4_load_115 | 110 | 0.001579 | 0.00039573 | 0 | 0 |  | 1 | TRUE | wye
95 | LV_2408-6_0_4_load_82 | 111 | 0.001516 | 0.00037995 | 0 | 0 |  | 1 | TRUE | wye
96 | LV_2408-6_0_4_load_83 | 112 | 0.0023262 | 0.00058301 | 0 | 0 |  | 1 | TRUE | wye
97 | LV_2408-6_0_4_load_85 | 113 | 0.0022314 | 0.00055924 | 0 | 0 |  | 1 | TRUE | wye
98 | LV_2408-6_0_4_load_87 | 114 | 0.0018204 | 0.00045623 | 0 | 0 |  | 1 | TRUE | wye
99 | LV_2408-6_0_4_load_89 | 115 | 0.0013656 | 0.00034225 | 0 | 0 |  | 1 | TRUE | wye
100 | LV_2408-6_0_4_load_95 | 116 | 0.0012622 | 0.00031633 | 0 | 0 |  | 1 | TRUE | wye
101 | LV_2408-6_0_4_load_96 | 117 | 0.001207 | 0.0003025 | 0 | 0 |  | 1 | TRUE | wye
102 | LV_2408-6_0_4_load_119 | 118 | 0.0011463 | 0.00028728 | 0 | 0 |  | 1 | TRUE | wye
103 | LV_2408-6_0_4_load_117 | 119 | 0.0008053 | 0.00020183 | 0 | 0 |  | 1 | TRUE | wye

## ext_grid
| name | bus | vm_pu | va_degree | slack_weight | in_service
0 |  | 43 | 1 | 0 | 1 | TRUE

## line
| name | std_type | from_bus | to_bus | length_km | r_ohm_per_km | x_ohm_per_km | c_nf_per_km | g_us_per_km | max_i_ka | df | parallel | type | in_service
0 | LV_2408-6_0_4_line_0 | NAYY 4x150 SE | 0 | 1 | 0.0096964 | 0.208 | 0.08 | 261 | 0 | 0.27 | 1 | 1 | cs | TRUE
1 | LV_2408-6_0_4_line_1 | NAYY 4x150 SE | 0 | 2 | 0.014162 | 0.208 | 0.08 | 261 | 0 | 0.27 | 1 | 1 | cs | TRUE
2 | LV_2408-6_0_4_line_2 | NAYY 4x150 SE | 1 | 3 | 0.0094186 | 0.208 | 0.08 | 261 | 0 | 0.27 | 1 | 1 | cs | TRUE
3 | LV_2408-6_0_4_line_3 | NAYY 4x150 SE | 2 | 4 | 0.021171 | 0.208 | 0.08 | 261 | 0 | 0.27 | 1 | 1 | cs | TRUE
4 | LV_2408-6_0_4_line_4 | NAYY 4x150 SE | 2 | 5 | 0.021416 | 0.208 | 0.08 | 261 | 0 | 0.27 | 1 | 1 | cs | TRUE
5 | LV_2408-6_0_4_line_5 | NAYY 4x150 SE | 3 | 6 | 0.049862 | 0.208 | 0.08 | 261 | 0 | 0.27 | 1 | 1 | cs | TRUE
6 | LV_2408-6_0_4_line_6 | NAYY 4x150 SE | 4 | 7 | 0.03103 | 0.208 | 0.08 | 261 | 0 | 0.27 | 1 | 1 | cs | TRUE
7 | LV_2408-6_0_4_line_7 | NAYY 4x150 SE | 4 | 8 | 0.0025159 | 0.208 | 0.08 | 261 | 0 | 0.27 | 1 | 1 | cs | TRUE
8 | LV_2408-6_0_4_line_8 | NAYY 4x150 SE | 7 | 9 | 0.0019755 | 0.208 | 0.08 | 261 | 0 | 0.27 | 1 | 1 | cs | TRUE
9 | LV_2408-6_0_4_line_9 | NAYY 4x150 SE | 8 | 10 | 0.048648 | 0.208 | 0.08 | 261 | 0 | 0.27 | 1 | 1 | cs | TRUE
10 | LV_2408-6_0_4_line_10 | NAYY 4x150 SE | 9 | 53 | 0.038532 | 0.208 | 0.08 | 261 | 0 | 0.27 | 1 | 1 | cs | TRUE
11 | LV_2408-6_0_4_line_11 | NAYY 4x150 SE | 9 | 54 | 0.029357 | 0.208 | 0.08 | 261 | 0 | 0.27 | 1 | 1 | cs | TRUE
12 | LV_2408-6_0_4_line_12 | NAYY 4x150 SE | 11 | 12 | 0.0022121 | 0.208 | 0.08 | 261 | 0 | 0.27 | 1 | 1 | cs | TRUE
13 | LV_2408-6_0_4_line_13 | NAYY 4x150 SE | 11 | 13 | 0.01302 | 0.208 | 0.08 | 261 | 0 | 0.27 | 1 | 1 | cs | TRUE
14 | LV_2408-6_0_4_line_14 | NAYY 4x150 SE | 12 | 14 | 0.013955 | 0.208 | 0.08 | 261 | 0 | 0.27 | 1 | 1 | cs | TRUE
15 | LV_2408-6_0_4_line_15 | NAYY 4x150 SE | 13 | 15 | 0.015741 | 0.208 | 0.08 | 261 | 0 | 0.27 | 1 | 1 | cs | TRUE
16 | LV_2408-6_0_4_line_16 | NAYY 4x150 SE | 13 | 16 | 0.010553 | 0.208 | 0.08 | 261 | 0 | 0.27 | 1 | 1 | cs | TRUE
17 | LV_2408-6_0_4_line_17 | NAYY 4x150 SE | 14 | 17 | 0.0094134 | 0.208 | 0.08 | 261 | 0 | 0.27 | 1 | 1 | cs | TRUE
18 | LV_2408-6_0_4_line_18 | NAYY 4x150 SE | 15 | 18 | 0.042587 | 0.208 | 0.08 | 261 | 0 | 0.27 | 1 | 1 | cs | TRUE
19 | LV_2408-6_0_4_line_19 | NAYY 4x150 SE | 16 | 19 | 0.013759 | 0.208 | 0.08 | 261 | 0 | 0.27 | 1 | 1 | cs | TRUE
20 | LV_2408-6_0_4_line_20 | NAYY 4x150 SE | 17 | 20 | 0.029815 | 0.208 | 0.08 | 261 | 0 | 0.27 | 1 | 1 | cs | TRUE
21 | LV_2408-6_0_4_line_21 | NAYY 4x150 SE | 18 | 21 | 0.012973 | 0.208 | 0.08 | 261 | 0 | 0.27 | 1 | 1 | cs | TRUE
22 | LV_2408-6_0_4_line_22 | NAYY 4x150 SE | 19 | 23 | 0.023185 | 0.208 | 0.08 | 261 | 0 | 0.27 | 1 | 1 | cs | TRUE
23 | LV_2408-6_0_4_line_23 | NAYY 4x150 SE | 20 | 60 | 0.0059733 | 0.208 | 0.08 | 261 | 0 | 0.27 | 1 | 1 | cs | TRUE
24 | LV_2408-6_0_4_line_24 | NAYY 4x150 SE | 21 | 22 | 0.0039141 | 0.208 | 0.08 | 261 | 0 | 0.27 | 1 | 1 | cs | TRUE
25 | LV_2408-6_0_4_line_25 | NAYY 4x150 SE | 23 | 73 | 0.04104 | 0.208 | 0.08 | 261 | 0 | 0.27 | 1 | 1 | cs | TRUE
26 | LV_2408-6_0_4_line_26 | NAYY 4x150 SE | 24 | 25 | 0.015105 | 0.208 | 0.08 | 261 | 0 | 0.27 | 1 | 1 | cs | TRUE
27 | LV_2408-6_0_4_line_27 | NAYY 4x150 SE | 24 | 26 | 0.0053133 | 0.208 | 0.08 | 261 | 0 | 0.27 | 1 | 1 | cs | TRUE
28 | LV_2408-6_0_4_line_28 | NAYY 4x150 SE | 25 | 27 | 0.021339 | 0.208 | 0.08 | 261 | 0 | 0.27 | 1 | 1 | cs | TRUE
29 | LV_2408-6_0_4_line_29 | NAYY 4x150 SE | 26 | 28 | 0.011203 | 0.208 | 0.08 | 261 | 0 | 0.27 | 1 | 1 | cs | TRUE
30 | LV_2408-6_0_4_line_30 | NAYY 4x150 SE | 27 | 29 | 0.013344 | 0.208 | 0.08 | 261 | 0 | 0.27 | 1 | 1 | cs | TRUE
31 | LV_2408-6_0_4_line_31 | NAYY 4x150 SE | 28 | 30 | 0.027896 | 0.208 | 0.08 | 261 | 0 | 0.27 | 1 | 1 | cs | TRUE
32 | LV_2408-6_0_4_line_32 | NAYY 4x150 SE | 29 | 31 | 0.011415 | 0.208 | 0.08 | 261 | 0 | 0.27 | 1 | 1 | cs | TRUE
33 | LV_2408-6_0_4_line_33 | NAYY 4x150 SE | 29 | 32 | 0.012337 | 0.208 | 0.08 | 261 | 0 | 0.27 | 1 | 1 | cs | TRUE
34 | LV_2408-6_0_4_line_34 | NAYY 4x150 SE | 30 | 33 | 0.022151 | 0.208 | 0.08 | 261 | 0 | 0.27 | 1 | 1 | cs | TRUE
35 | LV_2408-6_0_4_line_35 | NAYY 4x150 SE | 30 | 34 | 0.011672 | 0.208 | 0.08 | 261 | 0 | 0.27 | 1 | 1 | cs | TRUE
36 | LV_2408-6_0_4_line_36 | NAYY 4x150 SE | 31 | 57 | 0.024582 | 0.208 | 0.08 | 261 | 0 | 0.27 | 1 | 1 | cs | TRUE
37 | LV_2408-6_0_4_line_37 | NAYY 4x150 SE | 32 | 55 | 0.0013867 | 0.208 | 0.08 | 261 | 0 | 0.27 | 1 | 1 | cs | TRUE
38 | LV_2408-6_0_4_line_38 | NAYY 4x150 SE | 33 | 108 | 0.008864 | 0.208 | 0.08 | 261 | 0 | 0.27 | 1 | 1 | cs | TRUE
39 | LV_2408-6_0_4_line_39 | NAYY 4x150 SE | 34 | 115 | 0.0035841 | 0.208 | 0.08 | 261 | 0 | 0.27 | 1 | 1 | cs | TRUE
40 | LV_2408-6_0_4_line_40 | NAYY 4x150 SE | 35 | 36 | 0.025998 | 0.208 | 0.08 | 261 | 0 | 0.27 | 1 | 1 | cs | TRUE
41 | LV_2408-6_0_4_line_41 | NAYY 4x150 SE | 35 | 37 | 0.01706 | 0.208 | 0.08 | 261 | 0 | 0.27 | 1 | 1 | cs | TRUE
42 | LV_2408-6_0_4_line_42 | NAYY 4x150 SE | 37 | 38 | 0.018183 | 0.208 | 0.08 | 261 | 0 | 0.27 | 1 | 1 | cs | TRUE
43 | LV_2408-6_0_4_line_43 | NAYY 4x150 SE | 38 | 39 | 0.022963 | 0.208 | 0.08 | 261 | 0 | 0.27 | 1 | 1 | cs | TRUE
44 | LV_2408-6_0_4_line_44 | NAYY 4x150 SE | 39 | 40 | 0.018544 | 0.208 | 0.08 | 261 | 0 | 0.27 | 1 | 1 | cs | TRUE
45 | LV_2408-6_0_4_line_45 | NAYY 4x150 SE | 40 | 89 | 0.01701 | 0.208 | 0.08 | 261 | 0 | 0.27 | 1 | 1 | cs | TRUE
46 | LV_2408-6_0_4_line_46 | NAYY 4x150 SE | 41 | 42 | 0.027356 | 0.208 | 0.08 | 261 | 0 | 0.27 | 1 | 1 | cs | TRUE
47 | LV_2408-6_0_4_line_47 | NAYY 4x150 SE | 41 | 43 | 0.010677 | 0.208 | 0.08 | 261 | 0 | 0.27 | 1 | 1 | cs | TRUE
48 | LV_2408-6_0_4_line_48 | NAYY 4x150 SE | 42 | 44 | 0.0038545 | 0.208 | 0.08 | 261 | 0 | 0.27 | 1 | 1 | cs | TRUE
49 | LV_2408-6_0_4_line_49 | NAYY 4x150 SE | 43 | 45 | 0.015054 | 0.208 | 0.08 | 261 | 0 | 0.27 | 1 | 2 | cs | TRUE
50 | LV_2408-6_0_4_line_50 | NAYY 4x150 SE | 43 | 46 | 0.029397 | 0.208 | 0.08 | 261 | 0 | 0.27 | 1 | 1 | cs | TRUE
51 | LV_2408-6_0_4_line_51 | NAYY 4x150 SE | 44 | 47 | 0.014331 | 0.208 | 0.08 | 261 | 0 | 0.27 | 1 | 1 | cs | TRUE
52 | LV_2408-6_0_4_line_52 | NAYY 4x150 SE | 45 | 48 | 0.0020986 | 0.208 | 0.08 | 261 | 0 | 0.27 | 1 | 2 | cs | TRUE
53 | LV_2408-6_0_4_line_53 | NAYY 4x150 SE | 46 | 49 | 0.038844 | 0.208 | 0.08 | 261 | 0 | 0.27 | 1 | 1 | cs | TRUE
54 | LV_2408-6_0_4_line_54 | NAYY 4x150 SE | 47 | 50 | 0.0086071 | 0.208 | 0.08 | 261 | 0 | 0.27 | 1 | 1 | cs | TRUE
55 | LV_2408-6_0_4_line_55 | NAYY 4x150 SE | 48 | 51 | 0.01146 | 0.208 | 0.08 | 261 | 0 | 0.27 | 1 | 2 | cs | TRUE
56 | LV_2408-6_0_4_line_56 | NAYY 4x150 SE | 49 | 52 | 0.027307 | 0.208 | 0.08 | 261 | 0 | 0.27 | 1 | 1 | cs | TRUE
57 | LV_2408-6_0_4_line_57 | NAYY 4x150 SE | 50 | 61 | 0.016889 | 0.208 | 0.08 | 261 | 0 | 0.27 | 1 | 1 | cs | TRUE
58 | LV_2408-6_0_4_line_58 | NAYY 4x150 SE | 51 | 81 | 0.020823 | 0.208 | 0.08 | 261 | 0 | 0.27 | 1 | 2 | cs | TRUE
59 | LV_2408-6_0_4_line_59 | NAYY 4x150 SE | 52 | 89 | 0.023217 | 0.208 | 0.08 | 261 | 0 | 0.27 | 1 | 1 | cs | TRUE
60 | LV_2408-6_0_4_line_60 | NAYY 4x150 SE | 53 | 77 | 0.024575 | 0.208 | 0.08 | 261 | 0 | 0.27 | 1 | 1 | cs | TRUE
61 | LV_2408-6_0_4_line_61 | NAYY 4x150 SE | 54 | 113 | 0.0018428 | 0.208 | 0.08 | 261 | 0 | 0.27 | 1 | 1 | cs | TRUE
62 | LV_2408-6_0_4_line_62 | NAYY 4x150 SE | 55 | 56 | 0.047039 | 0.208 | 0.08 | 261 | 0 | 0.27 | 1 | 1 | cs | TRUE
63 | LV_2408-6_0_4_line_63 | NAYY 4x150 SE | 57 | 58 | 0.03001 | 0.208 | 0.08 | 261 | 0 | 0.27 | 1 | 1 | cs | TRUE
64 | LV_2408-6_0_4_line_64 | NAYY 4x150 SE | 57 | 59 | 0.023139 | 0.208 | 0.08 | 261 | 0 | 0.27 | 1 | 1 | cs | TRUE
65 | LV_2408-6_0_4_line_65 | NAYY 4x150 SE | 58 | 118 | 0.013115 | 0.208 | 0.08 | 261 | 0 | 0.27 | 1 | 1 | cs | TRUE
66 | LV_2408-6_0_4_line_66 | NAYY 4x150 SE | 59 | 116 | 0.0079423 | 0.208 | 0.08 | 261 | 0 | 0.27 | 1 | 1 | cs | TRUE
67 | LV_2408-6_0_4_line_67 | NAYY 4x150 SE | 61 | 96 | 0.0072265 | 0.208 | 0.08 | 261 | 0 | 0.27 | 1 | 1 | cs | TRUE
68 | LV_2408-6_0_4_line_68 | NAYY 4x150 SE | 62 | 63 | 0.02359 | 0.208 | 0.08 | 261 | 0 | 0.27 | 1 | 1 | cs | TRUE
69 | LV_2408-6_0_4_line_69 | NAYY 4x150 SE | 62 | 64 | 0.018772 | 0.208 | 0.08 | 261 | 0 | 0.27 | 1 | 1 | cs | TRUE
70 | LV_2408-6_0_4_line_70 | NAYY 4x150 SE | 63 | 65 | 0.005214 | 0.208 | 0.08 | 261 | 0 | 0.27 | 1 | 1 | cs | TRUE
71 | LV_2408-6_0_4_line_71 | NAYY 4x150 SE | 64 | 66 | 0.016551 | 0.208 | 0.08 | 261 | 0 | 0.27 | 1 | 1 | cs | TRUE
72 | LV_2408-6_0_4_line_72 | NAYY 4x150 SE | 64 | 67 | 0.016092 | 0.208 | 0.08 | 261 | 0 | 0.27 | 1 | 1 | cs | TRUE
73 | LV_2408-6_0_4_line_73 | NAYY 4x150 SE | 65 | 68 | 0.0057188 | 0.208 | 0.08 | 261 | 0 | 0.27 | 1 | 1 | cs | TRUE
74 | LV_2408-6_0_4_line_74 | NAYY 4x150 SE | 66 | 69 | 0.021259 | 0.208 | 0.08 | 261 | 0 | 0.27 | 1 | 1 | cs | TRUE
75 | LV_2408-6_0_4_line_75 | NAYY 4x150 SE | 67 | 70 | 0.032285 | 0.208 | 0.08 | 261 | 0 | 0.27 | 1 | 1 | cs | TRUE
76 | LV_2408-6_0_4_line_76 | NAYY 4x150 SE | 68 | 71 | 0.018288 | 0.208 | 0.08 | 261 | 0 | 0.27 | 1 | 1 | cs | TRUE
77 | LV_2408-6_0_4_line_77 | NAYY 4x150 SE | 69 | 72 | 0.011814 | 0.208 | 0.08 | 261 | 0 | 0.27 | 1 | 1 | cs | TRUE
78 | LV_2408-6_0_4_line_78 | NAYY 4x150 SE | 70 | 73 | 0.0026326 | 0.208 | 0.08 | 261 | 0 | 0.27 | 1 | 1 | cs | TRUE
79 | LV_2408-6_0_4_line_79 | NAYY 4x150 SE | 71 | 76 | 0.0072995 | 0.208 | 0.08 | 261 | 0 | 0.27 | 1 | 1 | cs | TRUE
80 | LV_2408-6_0_4_line_80 | NAYY 4x150 SE | 73 | 75 | 0.047609 | 0.208 | 0.08 | 261 | 0 | 0.27 | 1 | 1 | cs | TRUE
81 | LV_2408-6_0_4_line_81 | NAYY 4x150 SE | 74 | 75 | 0.040173 | 0.208 | 0.08 | 261 | 0 | 0.27 | 1 | 1 | cs | TRUE
82 | LV_2408-6_0_4_line_82 | NAYY 4x150 SE | 76 | 77 | 0.034259 | 0.208 | 0.08 | 261 | 0 | 0.27 | 1 | 1 | cs | TRUE
83 | LV_2408-6_0_4_line_83 | NAYY 4x150 SE | 77 | 78 | 0.016471 | 0.208 | 0.08 | 261 | 0 | 0.27 | 1 | 1 | cs | TRUE
84 | LV_2408-6_0_4_line_84 | NAYY 4x150 SE | 78 | 94 | 0.022929 | 0.208 | 0.08 | 261 | 0 | 0.27 | 1 | 1 | cs | TRUE
85 | LV_2408-6_0_4_line_85 | NAYY 4x150 SE | 78 | 93 | 0.036671 | 0.208 | 0.08 | 261 | 0 | 0.27 | 1 | 1 | cs | TRUE
86 | LV_2408-6_0_4_line_86 | NAYY 4x150 SE | 79 | 80 | 0.0019477 | 0.208 | 0.08 | 261 | 0 | 0.27 | 1 | 1 | cs | TRUE
87 | LV_2408-6_0_4_line_87 | NAYY 4x150 SE | 79 | 81 | 0.015248 | 0.208 | 0.08 | 261 | 0 | 0.27 | 1 | 1 | cs | TRUE
88 | LV_2408-6_0_4_line_88 | NAYY 4x150 SE | 80 | 82 | 0.03066 | 0.208 | 0.08 | 261 | 0 | 0.27 | 1 | 1 | cs | TRUE
89 | LV_2408-6_0_4_line_89 | NAYY 4x150 SE | 81 | 83 | 0.0022871 | 0.208 | 0.08 | 261 | 0 | 0.27 | 1 | 2 | cs | TRUE
90 | LV_2408-6_0_4_line_90 | NAYY 4x150 SE | 82 | 84 | 0.024014 | 0.208 | 0.08 | 261 | 0 | 0.27 | 1 | 1 | cs | TRUE
91 | LV_2408-6_0_4_line_91 | NAYY 4x150 SE | 83 | 85 | 0.025136 | 0.208 | 0.08 | 261 | 0 | 0.27 | 1 | 2 | cs | TRUE
92 | LV_2408-6_0_4_line_92 | NAYY 4x150 SE | 84 | 86 | 0.019026 | 0.208 | 0.08 | 261 | 0 | 0.27 | 1 | 1 | cs | TRUE
93 | LV_2408-6_0_4_line_93 | NAYY 4x150 SE | 85 | 87 | 0.023918 | 0.208 | 0.08 | 261 | 0 | 0.27 | 1 | 2 | cs | TRUE
94 | LV_2408-6_0_4_line_94 | NAYY 4x150 SE | 86 | 88 | 0.00015486 | 0.208 | 0.08 | 261 | 0 | 0.27 | 1 | 1 | cs | TRUE
95 | LV_2408-6_0_4_line_95 | NAYY 4x150 SE | 87 | 114 | 0.037374 | 0.208 | 0.08 | 261 | 0 | 0.27 | 1 | 1 | cs | TRUE
96 | LV_2408-6_0_4_line_96 | NAYY 4x150 SE | 87 | 111 | 0.024958 | 0.208 | 0.08 | 261 | 0 | 0.27 | 1 | 2 | cs | TRUE
97 | LV_2408-6_0_4_line_97 | NAYY 4x150 SE | 90 | 91 | 0.012997 | 0.208 | 0.08 | 261 | 0 | 0.27 | 1 | 1 | cs | TRUE
98 | LV_2408-6_0_4_line_98 | NAYY 4x150 SE | 90 | 92 | 0.012163 | 0.208 | 0.08 | 261 | 0 | 0.27 | 1 | 1 | cs | TRUE
99 | LV_2408-6_0_4_line_99 | NAYY 4x150 SE | 92 | 93 | 0.024496 | 0.208 | 0.08 | 261 | 0 | 0.27 | 1 | 1 | cs | TRUE
100 | LV_2408-6_0_4_line_100 | NAYY 4x150 SE | 94 | 95 | 0.0065182 | 0.208 | 0.08 | 261 | 0 | 0.27 | 1 | 1 | cs | TRUE
101 | LV_2408-6_0_4_line_101 | NAYY 4x150 SE | 96 | 97 | 0.0097669 | 0.208 | 0.08 | 261 | 0 | 0.27 | 1 | 1 | cs | TRUE
102 | LV_2408-6_0_4_line_102 | NAYY 4x150 SE | 97 | 106 | 0.011179 | 0.208 | 0.08 | 261 | 0 | 0.27 | 1 | 1 | cs | TRUE
103 | LV_2408-6_0_4_line_103 | NAYY 4x150 SE | 98 | 99 | 0.025088 | 0.208 | 0.08 | 261 | 0 | 0.27 | 1 | 1 | cs | TRUE
104 | LV_2408-6_0_4_line_104 | NAYY 4x150 SE | 99 | 100 | 0.0021683 | 0.208 | 0.08 | 261 | 0 | 0.27 | 1 | 1 | cs | TRUE
105 | LV_2408-6_0_4_line_105 | NAYY 4x150 SE | 100 | 101 | 0.023553 | 0.208 | 0.08 | 261 | 0 | 0.27 | 1 | 1 | cs | TRUE
106 | LV_2408-6_0_4_line_106 | NAYY 4x150 SE | 101 | 102 | 0.015298 | 0.208 | 0.08 | 261 | 0 | 0.27 | 1 | 1 | cs | TRUE
107 | LV_2408-6_0_4_line_107 | NAYY 4x150 SE | 101 | 103 | 0.0090879 | 0.208 | 0.08 | 261 | 0 | 0.27 | 1 | 1 | cs | TRUE
108 | LV_2408-6_0_4_line_108 | NAYY 4x150 SE | 102 | 119 | 0.018067 | 0.208 | 0.08 | 261 | 0 | 0.27 | 1 | 1 | cs | TRUE
109 | LV_2408-6_0_4_line_109 | NAYY 4x150 SE | 103 | 115 | 0.035067 | 0.208 | 0.08 | 261 | 0 | 0.27 | 1 | 1 | cs | TRUE
110 | LV_2408-6_0_4_line_110 | NAYY 4x150 SE | 104 | 105 | 0.010628 | 0.208 | 0.08 | 261 | 0 | 0.27 | 1 | 1 | cs | TRUE
111 | LV_2408-6_0_4_line_111 | NAYY 4x150 SE | 104 | 106 | 0.016069 | 0.208 | 0.08 | 261 | 0 | 0.27 | 1 | 1 | cs | TRUE
112 | LV_2408-6_0_4_line_112 | NAYY 4x150 SE | 105 | 107 | 0.010868 | 0.208 | 0.08 | 261 | 0 | 0.27 | 1 | 1 | cs | TRUE
113 | LV_2408-6_0_4_line_113 | NAYY 4x150 SE | 107 | 108 | 0.018119 | 0.208 | 0.08 | 261 | 0 | 0.27 | 1 | 1 | cs | TRUE
114 | LV_2408-6_0_4_line_114 | NAYY 4x150 SE | 109 | 110 | 0.037919 | 0.208 | 0.08 | 261 | 0 | 0.27 | 1 | 1 | cs | TRUE
115 | LV_2408-6_0_4_line_115 | NAYY 4x150 SE | 110 | 117 | 0.0040108 | 0.208 | 0.08 | 261 | 0 | 0.27 | 1 | 1 | cs | TRUE
116 | LV_2408-6_0_4_line_116 | NAYY 4x150 SE | 111 | 112 | 0.026884 | 0.208 | 0.08 | 261 | 0 | 0.27 | 1 | 2 | cs | TRUE
117 | LV_2408-6_0_4_line_117 | NAYY 4x150 SE | 112 | 113 | 0.01877 | 0.208 | 0.08 | 261 | 0 | 0.27 | 1 | 2 | cs | TRUE
118 | LV_2408-6_0_4_line_118 | NAYY 4x150 SE | 116 | 117 | 0.013308 | 0.208 | 0.08 | 261 | 0 | 0.27 | 1 | 1 | cs | TRUE

## trafo
| name | std_type | hv_bus | lv_bus | sn_mva | vn_hv_kv | vn_lv_kv | vk_percent | vkr_percent | pfe_kw | i0_percent | shift_degree | tap_side | tap_neutral | tap_min | tap_max | tap_step_percent | tap_step_degree | tap_pos | tap_phase_shifter | parallel | df | in_service
0 | LV_2408-6_0_4_trafo_23 | 0.25 MVA 20/0.4 kV | 120 | 43 | 0.25 | 20 | 0.4 | 6 | 1.44 | 0.8 | 0.32 | 150 | hv | 0 | -2 | 2 | 2.5 | 0 | 0 | FALSE | 1 | 1 | TRUE

## line_geodata
| x0 | y0 | x1 | y1 | x2 | y2 | x3 | y3 | x4 | y4
0 | 2627749.457 | 1235516.0723 | 2627748.9025 | 1235525.7529
1 | 2627750.2669 | 1235501.9333 | 2627749.457 | 1235516.0723
2 | 2627748.3639 | 1235535.1561 | 2627748.9025 | 1235525.7529
3 | 2627753.6487 | 1235481.0361 | 2627750.2669 | 1235501.9333
4 | 2627750.2669 | 1235501.9333 | 2627728.8889 | 1235500.6648
5 | 2627748.3639 | 1235535.1561 | 2627731.3569 | 1235582.0284
6 | 2627753.6487 | 1235481.0361 | 2627768.7172 | 1235483.9304 | 2627779.502 | 1235483.7028 | 2627784.2479 | 1235482.489
7 | 2627753.6487 | 1235481.0361 | 2627751.2054 | 1235480.4364
8 | 2627786.1618 | 1235481.9995 | 2627784.2479 | 1235482.489
9 | 2627751.2054 | 1235480.4364 | 2627728.2885 | 1235437.5244
10 | 2627786.1618 | 1235481.9995 | 2627795.3385 | 1235477.7064 | 2627818.1041 | 1235461.0024 | 2627818.2366 | 1235460.9044
11 | 2627786.1618 | 1235481.9995 | 2627790.7903 | 1235487.4578 | 2627810.8119 | 1235497.0497
12 | 2628017.6628 | 1235383.7264 | 2628018.1377 | 1235385.887
13 | 2628014.8979 | 1235371.0031 | 2628016.8013 | 1235379.8063 | 2628017.6628 | 1235383.7264
14 | 2628018.1377 | 1235385.887 | 2628021.1331 | 1235399.5167
15 | 2628014.8979 | 1235371.0031 | 2628023.7974 | 1235369.3995 | 2628030.3729 | 1235368.1228
16 | 2628014.8979 | 1235371.0031 | 2628012.6441 | 1235360.6939
17 | 2628023.1537 | 1235408.7106 | 2628021.1331 | 1235399.5167
18 | 2628030.3729 | 1235368.1228 | 2628069.6003 | 1235384.7026
19 | 2628012.6441 | 1235360.6939 | 2628009.7055 | 1235347.2522
20 | 2628029.5535 | 1235437.8302 | 2628023.1537 | 1235408.7106
21 | 2628069.6003 | 1235384.7026 | 2628082.4341 | 1235382.8071
22 | 2628003.4981 | 1235324.9987 | 2628005.603 | 1235329.6004 | 2628006.1015 | 1235331.4038 | 2628008.601 | 1235342.2001 | 2628009.7055 | 1235347.2522
23 | 2628029.5535 | 1235437.8302 | 2628030.8357 | 1235443.6642
24 | 2628082.4341 | 1235382.8071 | 2628086.3062 | 1235382.2352
25 | 2628003.4981 | 1235324.9987 | 2627970.2534 | 1235349.0635
26 | 2628158.5054 | 1235562.6615 | 2628158.148 | 1235552.8137 | 2628157.7786 | 1235547.5764
27 | 2628158.5054 | 1235562.6615 | 2628158.6981 | 1235567.9713
28 | 2628154.638 | 1235526.5218 | 2628157.1127 | 1235538.1331 | 2628157.7786 | 1235547.5764
29 | 2628159.1044 | 1235579.1674 | 2628158.6981 | 1235567.9713
30 | 2628151.8565 | 1235513.4707 | 2628154.638 | 1235526.5218
31 | 2628160.1161 | 1235607.0455 | 2628159.1044 | 1235579.1674
32 | 2628151.8565 | 1235513.4707 | 2628149.7137 | 1235502.2585
33 | 2628151.8565 | 1235513.4707 | 2628139.5521 | 1235514.3732
34 | 2628160.1161 | 1235607.0455 | 2628138.1408 | 1235604.2585
35 | 2628160.1161 | 1235607.0455 | 2628171.7102 | 1235608.3901
36 | 2628149.7137 | 1235502.2585 | 2628145.0994 | 1235478.1134
37 | 2628138.1691 | 1235514.4746 | 2628139.5521 | 1235514.3732
38 | 2628138.1408 | 1235604.2585 | 2628129.3473 | 1235603.1433
39 | 2628171.7102 | 1235608.3901 | 2628175.2705 | 1235608.803
40 | 2627939.6016 | 1235778.5033 | 2627936.3247 | 1235799.2321 | 2627934.6599 | 1235803.9598
41 | 2627942.2653 | 1235761.653 | 2627939.6016 | 1235778.5033
42 | 2627942.2653 | 1235761.653 | 2627945.1044 | 1235743.6931
43 | 2627945.1044 | 1235743.6931 | 2627948.6899 | 1235721.0121
44 | 2627951.5854 | 1235702.6959 | 2627948.6899 | 1235721.0121
45 | 2627954.2413 | 1235685.895 | 2627951.5854 | 1235702.6959
46 | 2627978.1164 | 1235570.7472 | 2628004.5369 | 1235577.8414
47 | 2627967.8014 | 1235568.0034 | 2627967.8998 | 1235568.0039 | 2627978.1164 | 1235570.7472
48 | 2628008.2595 | 1235578.8409 | 2628004.5369 | 1235577.8414
49 | 2627967.8014 | 1235568.0034 | 2627953.2502 | 1235564.1434
50 | 2627967.8014 | 1235568.0034 | 2627966.202 | 1235573.3993 | 2627963.7426 | 1235597.0408
51 | 2628022.0998 | 1235582.5572 | 2628008.2595 | 1235578.8409
52 | 2627953.2502 | 1235564.1434 | 2627951.2218 | 1235563.6053
53 | 2627959.7234 | 1235635.676 | 2627963.7426 | 1235597.0408
54 | 2628022.0998 | 1235582.5572 | 2628024.5004 | 1235583.2018 | 2628030.4436 | 1235584.6682
55 | 2627951.2218 | 1235563.6053 | 2627940.1447 | 1235560.6668
56 | 2627956.8979 | 1235662.8364 | 2627959.7234 | 1235635.676
57 | 2628046.8407 | 1235588.7139 | 2628030.4436 | 1235584.6682
58 | 2627920.2039 | 1235554.8051 | 2627923.3 | 1235556.1983 | 2627940.1447 | 1235560.6668
59 | 2627956.8979 | 1235662.8364 | 2627954.9954 | 1235681.1244 | 2627954.2413 | 1235685.895
60 | 2627837.9998 | 1235446.2974 | 2627818.2366 | 1235460.9044
61 | 2627810.8119 | 1235497.0497 | 2627812.4738 | 1235497.8459
62 | 2628138.1691 | 1235514.4746 | 2628091.2563 | 1235517.9155
63 | 2628145.0994 | 1235478.1134 | 2628174.8728 | 1235474.3554
64 | 2628141.4627 | 1235455.2738 | 2628142.8989 | 1235466.5994 | 2628145.0994 | 1235478.1134
65 | 2628173.8083 | 1235461.2841 | 2628174.8728 | 1235474.3554 | 2628174.8728 | 1235474.3554
66 | 2628141.4627 | 1235455.2738 | 2628140.4635 | 1235447.3946
67 | 2628046.8407 | 1235588.7139 | 2628053.8568 | 1235590.4451
68 | 2627913.9871 | 1235390.3368 | 2627894.9926 | 1235404.3253
69 | 2627929.1028 | 1235379.2049 | 2627913.9871 | 1235390.3368
70 | 2627890.7942 | 1235407.4172 | 2627894.9926 | 1235404.3253
71 | 2627929.1028 | 1235379.2049 | 2627930.9035 | 1235382.5043 | 2627931.2015 | 1235383.5063 | 2627934.0319 | 1235394.9074
72 | 2627929.1028 | 1235379.2049 | 2627942.0109 | 1235369.5956
73 | 2627886.1894 | 1235410.8084 | 2627890.7942 | 1235407.4172
74 | 2627934.0319 | 1235394.9074 | 2627939.154 | 1235415.5402
75 | 2627968.1209 | 1235350.6071 | 2627946.3036 | 1235366.4 | 2627942.0109 | 1235369.5956
76 | 2627886.1894 | 1235410.8084 | 2627871.4634 | 1235421.6533
77 | 2627942.0005 | 1235427.0061 | 2627939.154 | 1235415.5402
78 | 2627970.2534 | 1235349.0635 | 2627968.1209 | 1235350.6071
79 | 2627865.5857 | 1235425.9819 | 2627871.4634 | 1235421.6533
80 | 2627970.2534 | 1235349.0635 | 2627956.216 | 1235303.5712
81 | 2627956.216 | 1235303.5712 | 2627921.9427 | 1235324.5285
82 | 2627837.9998 | 1235446.2974 | 2627865.5857 | 1235425.9819
83 | 2627837.9998 | 1235446.2974 | 2627838.372 | 1235429.8334
84 | 2627838.372 | 1235429.8334 | 2627833.404 | 1235428.9986 | 2627825.8041 | 1235426.2058 | 2627816.448 | 1235423.3095
85 | 2627838.372 | 1235429.8334 | 2627839.46 | 1235393.1787
86 | 2627917.1312 | 1235569.614 | 2627916.9187 | 1235571.55
87 | 2627920.2039 | 1235554.8051 | 2627918.1973 | 1235559.8989 | 2627917.1312 | 1235569.614
88 | 2627916.9187 | 1235571.55 | 2627915.3987 | 1235585.4015 | 2627913.4185 | 1235602.0089
89 | 2627920.2039 | 1235554.8051 | 2627918.1399 | 1235553.8199
90 | 2627910.5753 | 1235625.8536 | 2627913.4185 | 1235602.0089
91 | 2627895.4555 | 1235542.9916 | 2627918.1399 | 1235553.8199
92 | 2627908.633 | 1235644.7798 | 2627910.1997 | 1235629.0041 | 2627910.5753 | 1235625.8536
93 | 2627874.5229 | 1235531.4544 | 2627889.2014 | 1235540.0062 | 2627895.4555 | 1235542.9916
94 | 2627908.633 | 1235644.7798 | 2627908.6177 | 1235644.9339
95 | 2627874.5229 | 1235531.4544 | 2627871.2457 | 1235568.6848
96 | 2627874.5229 | 1235531.4544 | 2627871.195 | 1235529.4598 | 2627853.1038 | 1235518.6434
97 | 2627851.1915 | 1235363.5118 | 2627862.9507 | 1235357.9754
98 | 2627840.1868 | 1235368.693 | 2627851.1915 | 1235363.5118
99 | 2627840.1868 | 1235368.693 | 2627839.46 | 1235393.1787
100 | 2627816.448 | 1235423.3095 | 2627814.4994 | 1235422.7063 | 2627810.1971 | 1235421.4629
101 | 2628063.3517 | 1235592.7304 | 2628061.802 | 1235592.4054 | 2628053.8568 | 1235590.4451
102 | 2628074.2929 | 1235595.025 | 2628063.3517 | 1235592.7304
103 | 2628202.4864 | 1235664.9533 | 2628205.4002 | 1235654.7005 | 2628209.8573 | 1235640.9768
104 | 2628210.5271 | 1235638.9146 | 2628209.8573 | 1235640.9768
105 | 2628218.6032 | 1235616.8063 | 2628214.2008 | 1235627.6033 | 2628210.5271 | 1235638.9146
106 | 2628218.6032 | 1235616.8063 | 2628223.3035 | 1235618.1961 | 2628233.1626 | 1235621.6228
107 | 2628218.6032 | 1235616.8063 | 2628209.898 | 1235614.1968
108 | 2628233.1626 | 1235621.6228 | 2628233.8741 | 1235603.5702
109 | 2628209.898 | 1235614.1968 | 2628209.898 | 1235614.1968 | 2628190.8 | 1235610.6041 | 2628175.2705 | 1235608.803
110 | 2628090.0477 | 1235598.1591 | 2628100.5912 | 1235599.4963
111 | 2628090.0477 | 1235598.1591 | 2628087.997 | 1235597.8991 | 2628074.2929 | 1235595.025
112 | 2628100.5912 | 1235599.4963 | 2628111.3727 | 1235600.8637
113 | 2628111.3727 | 1235600.8637 | 2628129.3473 | 1235603.1433
114 | 2628138.0332 | 1235430.2478 | 2628169.5654 | 1235409.1871
115 | 2628138.6272 | 1235434.2144 | 2628138.0332 | 1235430.2478
116 | 2627853.1038 | 1235518.6434 | 2627852.2839 | 1235518.1531 | 2627829.3737 | 1235506.0107
117 | 2627829.3737 | 1235506.0107 | 2627828.0298 | 1235505.2984 | 2627812.4738 | 1235497.8459
118 | 2628140.4635 | 1235447.3946 | 2628139.7035 | 1235441.402 | 2628138.6272 | 1235434.2144

## bus_geodata
| x | y | coords
0 | 2627749.457 | 1235516.0723
1 | 2627748.9025 | 1235525.7529
2 | 2627750.2669 | 1235501.9333
3 | 2627748.3639 | 1235535.1561
4 | 2627753.6487 | 1235481.0361
5 | 2627728.8889 | 1235500.6648
6 | 2627731.3569 | 1235582.0284
7 | 2627784.2479 | 1235482.489
8 | 2627751.2054 | 1235480.4364
9 | 2627786.1618 | 1235481.9995
10 | 2627728.2885 | 1235437.5244
11 | 2628017.6628 | 1235383.7264
12 | 2628018.1377 | 1235385.887
13 | 2628014.8979 | 1235371.0031
14 | 2628021.1331 | 1235399.5167
15 | 2628030.3729 | 1235368.1228
16 | 2628012.6441 | 1235360.6939
17 | 2628023.1537 | 1235408.7106
18 | 2628069.6003 | 1235384.7026
19 | 2628009.7055 | 1235347.2522
20 | 2628029.5535 | 1235437.8302
21 | 2628082.4341 | 1235382.8071
22 | 2628086.3062 | 1235382.2352
23 | 2628003.4981 | 1235324.9987
24 | 2628158.5054 | 1235562.6615
25 | 2628157.7786 | 1235547.5764
26 | 2628158.6981 | 1235567.9713
27 | 2628154.638 | 1235526.5218
28 | 2628159.1044 | 1235579.1674
29 | 2628151.8565 | 1235513.4707
30 | 2628160.1161 | 1235607.0455
31 | 2628149.7137 | 1235502.2585
32 | 2628139.5521 | 1235514.3732
33 | 2628138.1408 | 1235604.2585
34 | 2628171.7102 | 1235608.3901
35 | 2627939.6016 | 1235778.5033
36 | 2627934.6599 | 1235803.9598
37 | 2627942.2653 | 1235761.653
38 | 2627945.1044 | 1235743.6931
39 | 2627948.6899 | 1235721.0121
40 | 2627951.5854 | 1235702.6959
41 | 2627978.1164 | 1235570.7472
42 | 2628004.5369 | 1235577.8414
43 | 2627967.8014 | 1235568.0034
44 | 2628008.2595 | 1235578.8409
45 | 2627953.2502 | 1235564.1434
46 | 2627963.7426 | 1235597.0408
47 | 2628022.0998 | 1235582.5572
48 | 2627951.2218 | 1235563.6053
49 | 2627959.7234 | 1235635.676
50 | 2628030.4436 | 1235584.6682
51 | 2627940.1447 | 1235560.6668
52 | 2627956.8979 | 1235662.8364
53 | 2627818.2366 | 1235460.9044
54 | 2627810.8119 | 1235497.0497
55 | 2628138.1691 | 1235514.4746
56 | 2628091.2563 | 1235517.9155
57 | 2628145.0994 | 1235478.1134
58 | 2628174.8728 | 1235474.3554
59 | 2628141.4627 | 1235455.2738
60 | 2628030.8357 | 1235443.6643
61 | 2628046.8407 | 1235588.7139
62 | 2627913.9871 | 1235390.3368
63 | 2627894.9926 | 1235404.3253
64 | 2627929.1028 | 1235379.2049
65 | 2627890.7942 | 1235407.4172
66 | 2627934.0319 | 1235394.9074
67 | 2627942.0109 | 1235369.5956
68 | 2627886.1894 | 1235410.8084
69 | 2627939.154 | 1235415.5402
70 | 2627968.1209 | 1235350.6071
71 | 2627871.4634 | 1235421.6533
72 | 2627942.0005 | 1235427.0061
73 | 2627970.2534 | 1235349.0635
74 | 2627921.9427 | 1235324.5285
75 | 2627956.216 | 1235303.5712
76 | 2627865.5857 | 1235425.9819
77 | 2627837.9998 | 1235446.2974
78 | 2627838.372 | 1235429.8334
79 | 2627917.1312 | 1235569.614
80 | 2627916.9187 | 1235571.55
81 | 2627920.2039 | 1235554.8051
82 | 2627913.4185 | 1235602.0089
83 | 2627918.1399 | 1235553.8199
84 | 2627910.5753 | 1235625.8536
85 | 2627895.4555 | 1235542.9916
86 | 2627908.633 | 1235644.7798
87 | 2627874.5229 | 1235531.4544
88 | 2627908.6177 | 1235644.9339
89 | 2627954.2413 | 1235685.895
90 | 2627851.1915 | 1235363.5118
91 | 2627862.9507 | 1235357.9754
92 | 2627840.1868 | 1235368.693
93 | 2627839.46 | 1235393.1787
94 | 2627816.448 | 1235423.3095
95 | 2627810.1971 | 1235421.4629
96 | 2628053.8568 | 1235590.4451
97 | 2628063.3517 | 1235592.7304
98 | 2628202.4864 | 1235664.9533
99 | 2628209.8573 | 1235640.9768
100 | 2628210.5271 | 1235638.9146
101 | 2628218.6032 | 1235616.8063
102 | 2628233.1626 | 1235621.6228
103 | 2628209.898 | 1235614.1968
104 | 2628090.0477 | 1235598.1591
105 | 2628100.5912 | 1235599.4963
106 | 2628074.2929 | 1235595.025
107 | 2628111.3727 | 1235600.8637
108 | 2628129.3473 | 1235603.1433
109 | 2628169.5654 | 1235409.1872
110 | 2628138.0332 | 1235430.2478
111 | 2627853.1038 | 1235518.6434
112 | 2627829.3737 | 1235506.0107
113 | 2627812.4738 | 1235497.8459
114 | 2627871.2457 | 1235568.6848
115 | 2628175.2705 | 1235608.803
116 | 2628140.4635 | 1235447.3946
117 | 2628138.6272 | 1235434.2144
118 | 2628173.8083 | 1235461.2841
119 | 2628233.8741 | 1235603.5702
120 | 2627920.2039 | 1235554.8051

## line_std_types
| c_nf_per_km | r_ohm_per_km | x_ohm_per_km | max_i_ka | type | q_mm2 | alpha | voltage_rating
NAYY 4x50 SE | 210 | 0.642 | 0.083 | 0.142 | cs | 50 | 0.00403 | LV
NAYY 4x120 SE | 264 | 0.225 | 0.08 | 0.242 | cs | 120 | 0.00403 | LV
NAYY 4x150 SE | 261 | 0.208 | 0.08 | 0.27 | cs | 150 | 0.00403 | LV
NA2XS2Y 1x95 RM/25 12/20 kV | 216 | 0.313 | 0.132 | 0.252 | cs | 95 | 0.00403 | MV
NA2XS2Y 1x185 RM/25 12/20 kV | 273 | 0.161 | 0.117 | 0.362 | cs | 185 | 0.00403 | MV
NA2XS2Y 1x240 RM/25 12/20 kV | 304 | 0.122 | 0.112 | 0.421 | cs | 240 | 0.00403 | MV
NA2XS2Y 1x95 RM/25 6/10 kV | 315 | 0.313 | 0.123 | 0.249 | cs | 95 | 0.00403 | MV
NA2XS2Y 1x185 RM/25 6/10 kV | 406 | 0.161 | 0.11 | 0.358 | cs | 185 | 0.00403 | MV
NA2XS2Y 1x240 RM/25 6/10 kV | 456 | 0.122 | 0.105 | 0.416 | cs | 240 | 0.00403 | MV
NA2XS2Y 1x150 RM/25 12/20 kV | 250 | 0.206 | 0.116 | 0.319 | cs | 150 | 0.00403 | MV
NA2XS2Y 1x120 RM/25 12/20 kV | 230 | 0.253 | 0.119 | 0.283 | cs | 120 | 0.00403 | MV
NA2XS2Y 1x70 RM/25 12/20 kV | 190 | 0.443 | 0.132 | 0.22 | cs | 70 | 0.00403 | MV
NA2XS2Y 1x150 RM/25 6/10 kV | 360 | 0.206 | 0.11 | 0.315 | cs | 150 | 0.00403 | MV
NA2XS2Y 1x120 RM/25 6/10 kV | 340 | 0.253 | 0.113 | 0.28 | cs | 120 | 0.00403 | MV
NA2XS2Y 1x70 RM/25 6/10 kV | 280 | 0.443 | 0.123 | 0.217 | cs | 70 | 0.00403 | MV
N2XS(FL)2Y 1x120 RM/35 64/110 kV | 112 | 0.153 | 0.166 | 0.366 | cs | 120 | 0.00393 | HV
N2XS(FL)2Y 1x185 RM/35 64/110 kV | 125 | 0.099 | 0.156 | 0.457 | cs | 185 | 0.00393 | HV
N2XS(FL)2Y 1x240 RM/35 64/110 kV | 135 | 0.075 | 0.149 | 0.526 | cs | 240 | 0.00393 | HV
N2XS(FL)2Y 1x300 RM/35 64/110 kV | 144 | 0.06 | 0.144 | 0.588 | cs | 300 | 0.00393 | HV
15-AL1/3-ST1A 0.4 | 11 | 1.8769 | 0.35 | 0.105 | ol | 16 | 0.00403 | LV
24-AL1/4-ST1A 0.4 | 11.25 | 1.2012 | 0.335 | 0.14 | ol | 24 | 0.00403 | LV
48-AL1/8-ST1A 0.4 | 12.2 | 0.5939 | 0.3 | 0.21 | ol | 48 | 0.00403 | LV
94-AL1/15-ST1A 0.4 | 13.2 | 0.306 | 0.29 | 0.35 | ol | 94 | 0.00403 | LV
34-AL1/6-ST1A 10.0 | 9.7 | 0.8342 | 0.36 | 0.17 | ol | 34 | 0.00403 | MV
48-AL1/8-ST1A 10.0 | 10.1 | 0.5939 | 0.35 | 0.21 | ol | 48 | 0.00403 | MV
70-AL1/11-ST1A 10.0 | 10.4 | 0.4132 | 0.339 | 0.29 | ol | 70 | 0.00403 | MV
94-AL1/15-ST1A 10.0 | 10.75 | 0.306 | 0.33 | 0.35 | ol | 94 | 0.00403 | MV
122-AL1/20-ST1A 10.0 | 11.1 | 0.2376 | 0.323 | 0.41 | ol | 122 | 0.00403 | MV
149-AL1/24-ST1A 10.0 | 11.25 | 0.194 | 0.315 | 0.47 | ol | 149 | 0.00403 | MV
34-AL1/6-ST1A 20.0 | 9.15 | 0.8342 | 0.382 | 0.17 | ol | 34 | 0.00403 | MV
48-AL1/8-ST1A 20.0 | 9.5 | 0.5939 | 0.372 | 0.21 | ol | 48 | 0.00403 | MV
70-AL1/11-ST1A 20.0 | 9.7 | 0.4132 | 0.36 | 0.29 | ol | 70 | 0.00403 | MV
94-AL1/15-ST1A 20.0 | 10 | 0.306 | 0.35 | 0.35 | ol | 94 | 0.00403 | MV
122-AL1/20-ST1A 20.0 | 10.3 | 0.2376 | 0.344 | 0.41 | ol | 122 | 0.00403 | MV
149-AL1/24-ST1A 20.0 | 10.5 | 0.194 | 0.337 | 0.47 | ol | 149 | 0.00403 | MV
184-AL1/30-ST1A 20.0 | 10.75 | 0.1571 | 0.33 | 0.535 | ol | 184 | 0.00403 | MV
243-AL1/39-ST1A 20.0 | 11 | 0.1188 | 0.32 | 0.645 | ol | 243 | 0.00403 | MV
48-AL1/8-ST1A 110.0 | 8 | 0.5939 | 0.46 | 0.21 | ol | 48 | 0.00403 | HV
70-AL1/11-ST1A 110.0 | 8.4 | 0.4132 | 0.45 | 0.29 | ol | 70 | 0.00403 | HV
94-AL1/15-ST1A 110.0 | 8.65 | 0.306 | 0.44 | 0.35 | ol | 94 | 0.00403 | HV
122-AL1/20-ST1A 110.0 | 8.5 | 0.2376 | 0.43 | 0.41 | ol | 122 | 0.00403 | HV
149-AL1/24-ST1A 110.0 | 8.75 | 0.194 | 0.41 | 0.47 | ol | 149 | 0.00403 | HV
184-AL1/30-ST1A 110.0 | 8.8 | 0.1571 | 0.4 | 0.535 | ol | 184 | 0.00403 | HV
243-AL1/39-ST1A 110.0 | 9 | 0.1188 | 0.39 | 0.645 | ol | 243 | 0.00403 | HV
305-AL1/39-ST1A 110.0 | 9.2 | 0.0949 | 0.38 | 0.74 | ol | 305 | 0.00403 | HV
490-AL1/64-ST1A 110.0 | 9.75 | 0.059 | 0.37 | 0.96 | ol | 490 | 0.00403 | HV
679-AL1/86-ST1A 110.0 | 9.95 | 0.042 | 0.36 | 1.15 | ol | 679 | 0.00403 | HV
490-AL1/64-ST1A 220.0 | 10 | 0.059 | 0.285 | 0.96 | ol | 490 | 0.00403 | HV
679-AL1/86-ST1A 220.0 | 11.7 | 0.042 | 0.275 | 1.15 | ol | 679 | 0.00403 | HV
490-AL1/64-ST1A 380.0 | 11 | 0.059 | 0.253 | 0.96 | ol | 490 | 0.00403 | HV
679-AL1/86-ST1A 380.0 | 14.6 | 0.042 | 0.25 | 1.15 | ol | 679 | 0.00403 | HV

## trafo_std_types
| i0_percent | pfe_kw | vkr_percent | sn_mva | vn_lv_kv | vn_hv_kv | vk_percent | shift_degree | vector_group | tap_side | tap_neutral | tap_min | tap_max | tap_step_degree | tap_step_percent | tap_phase_shifter
160 MVA 380/110 kV | 0.06 | 60 | 0.25 | 160 | 110 | 380 | 12.2 | 0 | Yy0 | hv | 0 | -9 | 9 | 0 | 1.5 | FALSE
100 MVA 220/110 kV | 0.06 | 55 | 0.26 | 100 | 110 | 220 | 12 | 0 | Yy0 | hv | 0 | -9 | 9 | 0 | 1.5 | FALSE
63 MVA 110/20 kV | 0.04 | 22 | 0.32 | 63 | 20 | 110 | 18 | 150 | YNd5 | hv | 0 | -9 | 9 | 0 | 1.5 | FALSE
40 MVA 110/20 kV | 0.05 | 18 | 0.34 | 40 | 20 | 110 | 16.2 | 150 | YNd5 | hv | 0 | -9 | 9 | 0 | 1.5 | FALSE
25 MVA 110/20 kV | 0.07 | 14 | 0.41 | 25 | 20 | 110 | 12 | 150 | YNd5 | hv | 0 | -9 | 9 | 0 | 1.5 | FALSE
63 MVA 110/10 kV | 0.04 | 22 | 0.32 | 63 | 10 | 110 | 18 | 150 | YNd5 | hv | 0 | -9 | 9 | 0 | 1.5 | FALSE
40 MVA 110/10 kV | 0.05 | 18 | 0.34 | 40 | 10 | 110 | 16.2 | 150 | YNd5 | hv | 0 | -9 | 9 | 0 | 1.5 | FALSE
25 MVA 110/10 kV | 0.07 | 14 | 0.41 | 25 | 10 | 110 | 12 | 150 | YNd5 | hv | 0 | -9 | 9 | 0 | 1.5 | FALSE
0.25 MVA 20/0.4 kV | 0.32 | 0.8 | 1.44 | 0.25 | 0.4 | 20 | 6 | 150 | Yzn5 | hv | 0 | -2 | 2 | 0 | 2.5 | FALSE
0.4 MVA 20/0.4 kV | 0.3375 | 1.35 | 1.425 | 0.4 | 0.4 | 20 | 6 | 150 | Dyn5 | hv | 0 | -2 | 2 | 0 | 2.5 | FALSE
0.63 MVA 20/0.4 kV | 0.2619 | 1.65 | 1.206 | 0.63 | 0.4 | 20 | 6 | 150 | Dyn5 | hv | 0 | -2 | 2 | 0 | 2.5 | FALSE
0.25 MVA 10/0.4 kV | 0.24 | 0.6 | 1.2 | 0.25 | 0.4 | 10 | 4 | 150 | Dyn5 | hv | 0 | -2 | 2 | 0 | 2.5 | FALSE
0.4 MVA 10/0.4 kV | 0.2375 | 0.95 | 1.325 | 0.4 | 0.4 | 10 | 4 | 150 | Dyn5 | hv | 0 | -2 | 2 | 0 | 2.5 | FALSE
0.63 MVA 10/0.4 kV | 0.1873 | 1.18 | 1.0794 | 0.63 | 0.4 | 10 | 4 | 150 | Dyn5 | hv | 0 | -2 | 2 | 0 | 2.5 | FALSE

## trafo3w_std_types
| sn_hv_mva | sn_mv_mva | sn_lv_mva | vn_hv_kv | vn_mv_kv | vn_lv_kv | vk_hv_percent | vk_mv_percent | vk_lv_percent | vkr_hv_percent | vkr_mv_percent | vkr_lv_percent | pfe_kw | i0_percent | shift_mv_degree | shift_lv_degree | vector_group | tap_side | tap_neutral | tap_min | tap_max | tap_step_percent
63/25/38 MVA 110/20/10 kV | 63 | 25 | 38 | 110 | 20 | 10 | 10.4 | 10.4 | 10.4 | 0.28 | 0.32 | 0.35 | 35 | 0.89 | 0 | 0 | YN0yn0yn0 | hv | 0 | -10 | 10 | 1.2
63/25/38 MVA 110/10/10 kV | 63 | 25 | 38 | 110 | 10 | 10 | 10.4 | 10.4 | 10.4 | 0.28 | 0.32 | 0.35 | 35 | 0.89 | 0 | 0 | YN0yn0yn0 | hv | 0 | -10 | 10 | 1.2

## fuse_std_types
| fuse_type | i_rated_a | t_avg | t_min | t_total | x_avg | x_min | x_total
HV 100A | HV 100A | 100 | 0 | [10.0, 3.64, 0.854, 0.281, 0.1, 0.0531, 0.022, 0.01] | [10.0, 4.267, 1.21, 0.403, 0.1, 0.058, 0.022, 0.01] | 0 | [300.0, 350.0, 450.0, 550.0, 700.0, 850.0, 1200.0, 1752.0] | [600.0, 700.0, 900.0, 1150.0, 1665.0, 2000.0, 3000.0, 4313.0]
HV 10A | HV 10A | 10 | 0 | [10.0, 1675.0, 0.344, 0.156, 0.1, 0.0417, 0.0171, 0.01] | [10.0, 1.3, 0.3, 0.155, 0.1, 0.0555, 0.023, 0.01] | 0 | [30.0, 32.0, 35.0, 37.0, 39.0, 50.0, 70.0, 88.0] | [60.0, 70.0, 80.0, 87.0, 94.0, 110.0, 150.0, 216.0]
HV 125A | HV 125A | 125 | 0 | [10.0, 1.82, 0.344, 0.1, 0.0467, 0.0269, 0.01] | [10.0, 2.478, 0.426, 0.1, 0.0427, 0.0211, 0.01] | 0 | [375.0, 500.0, 700.0, 925.0, 1200.0, 1500.0, 2341.0] | [750.0, 1000.0, 1500.0, 2200.0, 3000.0, 4000.0, 5765.0]
HV 160A | HV 160A | 160 | 0 | [10.0, 4.15, 1.03, 0.198, 0.1, 0.051, 0.0172, 0.01] | [10.0, 2.3, 0.734, 0.274, 0.1, 0.046, 0.0177, 0.01] | 0 | [480.0, 550.0, 700.0, 1000.0, 1260.0, 1600.0, 2500.0, 3227.0] | [960.0, 1300.0, 1700.0, 2200.0, 2996.0, 4000.0, 6000.0, 7946.0]
HV 16A | HV 16A | 16 | 0 | [10.0, 0.352, 0.164, 0.1, 0.0649, 0.0342, 0.01] | [10.0, 2.34, 0.722, 0.181, 0.1, 0.055, 0.0296, 0.01] | 0 | [48.0, 60.0, 65.0, 71.0, 80.0, 100.0, 162.0] | [96.0, 110.0, 125.0, 150.0, 168.0, 200.0, 250.0, 398.0]
HV 200A | HV 200A | 200 | 0 | [10.0, 4.267, 1.21, 0.403, 0.1, 0.058, 0.022, 0.01] | [10.0, 3.73, 1.654, 0.328, 0.1, 0.0531, 0.019, 0.01] | 0 | [600.0, 700.0, 900.0, 1150.0, 1665.0, 2000.0, 3000.0, 4313.0] | [1200.0, 1500.0, 1800.0, 2700.0, 3960.0, 5000.0, 7500.0, 10620.0]
HV 20A | HV 20A | 20 | 0 | [10.0, 1.3, 0.3, 0.155, 0.1, 0.0555, 0.023, 0.01] | [10.0, 1.3, 0.161, 0.1, 0.0611, 0.0399, 0.0141, 0.01] | 0 | [60.0, 70.0, 80.0, 87.0, 94.0, 110.0, 150.0, 216.0] | [120.0, 150.0, 200.0, 223.0, 260.0, 300.0, 450.0, 532.0]
HV 25A | HV 25A | 25 | 0 | [10.0, 2.512, 0.833, 0.299, 0.1, 0.0372, 0.0223, 0.01] | [10.0, 3.125, 0.597, 0.198, 0.1, 0.0378, 0.022, 0.01] | 0 | [75.0, 82.0, 90.0, 100.0, 124.0, 170.0, 200.0, 289.0] | [150.0, 170.0, 210.0, 250.0, 294.0, 400.0, 500.0, 711.0]
HV 31.5A | HV 31.5A | 31.5 | 0 | [10.0, 2.34, 0.722, 0.181, 0.1, 0.055, 0.0296, 0.01] | [10.0, 2.84, 0.368, 0.164, 0.1, 0.0621, 0.0378, 0.0195, 0.01] | 0 | [95.0, 110.0, 125.0, 150.0, 165.0, 200.0, 250.0, 390.0] | [189.0, 220.0, 300.0, 350.0, 393.0, 450.0, 530.0, 700.0, 960.0]
HV 40A | HV 40A | 40 | 0 | [10.0, 1.3, 0.161, 0.1, 0.0611, 0.0399, 0.0141, 0.01] | [10.0, 2.05, 0.369, 0.198, 0.1, 0.051, 0.0298, 0.01] | 0 | [120.0, 150.0, 200.0, 223.0, 260.0, 300.0, 450.0, 532.0] | [240.0, 300.0, 400.0, 450.0, 530.0, 650.0, 800.0, 1311.0]
HV 50A | HV 50A | 50 | 0 | [10.0, 3.215, 0.597, 0.198, 0.1, 0.0378, 0.022, 0.01] | [10.0, 3.64, 0.854, 0.281, 0.1, 0.0531, 0.022, 0.01] | 0 | [150.0, 170.0, 210.0, 250.0, 294.0, 400.0, 500.0, 711.0] | [300.0, 350.0, 450.0, 550.0, 700.0, 850.0, 1200.0, 1752.0]
HV 6.3A | HV 6.3A | 6.3 | 0 | [10.0, 1.39, 0.344, 0.168, 0.1, 0.056, 0.0263, 0.01] | [10.0, 1.711, 0.516, 0.198, 0.1, 0.0634, 0.0303, 0.01] | 0 | [19.0, 19.5, 20.4, 20.8, 22.0, 25.0, 32.0, 48.0] | [38.0, 40.0, 43.0, 48.0, 53.0, 60.0, 75.0, 118.0]
HV 63A | HV 63A | 63 | 0 | [10.0, 2.84, 0.368, 0.164, 0.1, 0.0621, 0.0378, 0.0195, 0.01] | [10.0, 1.82, 0.344, 0.1, 0.0467, 0.0269, 0.01] | 0 | [189.0, 220.0, 300.0, 350.0, 393.0, 450.0, 530.0, 700.0, 961.0] | [378.0, 500.0, 700.0, 934.0, 1200.0, 1500.0, 2366.0]
HV 80A | HV 80A | 80 | 0 | [10.0, 2.05, 0.369, 0.198, 0.1, 0.051, 0.0298, 0.01] | [10.0, 4.15, 1.03, 0.198, 0.1, 0.051, 0.0172, 0.01] | 0 | [240.0, 300.0, 400.0, 450.0, 530.0, 650.0, 800.0, 1311.0] | [480.0, 550.0, 700.0, 1000.0, 1260.0, 1600.0, 2500.0, 3227.0]
Siemens NH-1-100 | Siemens NH-1-100 | 100 | [5400.0, 2000.0, 400.0, 20.0, 1.0, 0.2, 0.012, 0.004] | 0 | 0 | [150.0, 190.0, 250.0, 430.0, 900.0, 1250.0, 2700.0, 3600.0] | 0 | 0
Siemens NH-1-125 | Siemens NH-1-125 | 125 | [4800.0, 120.0, 7.0, 0.1, 0.004] | 0 | 0 | [180.0, 400.0, 740.0, 2000.0, 4250.0] | 0 | 0
Siemens NH-1-16 | Siemens NH-1-16 | 16 | [4000.0, 400.0, 2.0, 0.1, 0.04, 0.01] | 0 | 0 | [26.0, 35.0, 75.0, 150.0, 200.0, 300.0] | 0 | 0
Siemens NH-1-160 | Siemens NH-1-160 | 160 | [4800.0, 120.0, 7.0, 0.1, 0.004] | 0 | 0 | [210.0, 500.0, 900.0, 2300.0, 5000.0] | 0 | 0
Siemens NH-1-25 | Siemens NH-1-25 | 25 | [4000.0, 1000.0, 10.0, 0.2, 0.02, 0.01] | 0 | 0 | [40.0, 50.0, 100.0, 210.0, 400.0, 500.0] | 0 | 0
Siemens NH-1-50 | Siemens NH-1-50 | 50 | [4000.0, 40.0, 4.0, 1.0, 0.02, 0.01] | 0 | 0 | [86.0, 200.0, 300.0, 400.0, 1000.0, 1280.0] | 0 | 0
Siemens NH-1-63 | Siemens NH-1-63 | 63 | [4000.0, 100.0, 10.0, 2.0, 0.04, 0.01] | 0 | 0 | [100.0, 200.0, 300.0, 400.0, 1000.0, 1500.0] | 0 | 0
Siemens NH-1-80 | Siemens NH-1-80 | 80 | [4800.0, 120.0, 7.0, 0.1, 0.01] | 0 | 0 | [150.58, 250.0, 450.0, 1150.0, 2470.0] | 0 | 0
Siemens NH-2-1000 | Siemens NH-2-1000 | 1000 | [4800.0, 120.0, 7.0, 0.1, 0.004] | 0 | 0 | [1900.0, 3500.0, 8400.0, 24000.0, 52000.0] | 0 | 0
Siemens NH-2-200 | Siemens NH-2-200 | 200 | [4800.0, 120.0, 7.0, 0.1, 0.004] | 0 | 0 | [280.0, 650.0, 1200.0, 3000.0, 7000.0] | 0 | 0
Siemens NH-2-224 | Siemens NH-2-224 | 224 | [4800.0, 120.0, 7.0, 0.2, 0.04, 0.004] | 0 | 0 | [400.0, 750.0, 1453.0, 3025.0, 4315.0, 7600.0] | 0 | 0
Siemens NH-2-250 | Siemens NH-2-250 | 250 | [4800.0, 120.0, 7.0, 0.1, 0.004] | 0 | 0 | [450.0, 800.0, 1650.0, 4000.0, 8500.0] | 0 | 0
Siemens NH-2-315 | Siemens NH-2-315 | 315 | [4800.0, 120.0, 7.0, 0.1, 0.004] | 0 | 0 | [550.0, 920.0, 1900.0, 5000.0, 11000.0] | 0 | 0
Siemens NH-2-355 | Siemens NH-2-355 | 355 | [4800.0, 120.0, 6.0, 0.1, 0.004] | 0 | 0 | [650.0, 1116.27, 2350.0, 5840.0, 12790.0] | 0 | 0
Siemens NH-2-400 | Siemens NH-2-400 | 400 | [4800.0, 120.0, 7.0, 0.1, 0.004] | 0 | 0 | [720.0, 1350.0, 2800.0, 6500.0, 15000.0] | 0 | 0
Siemens NH-2-425 | Siemens NH-2-425 | 425 | [4800.0, 120.0, 7.0, 0.1, 0.004] | 0 | 0 | [850.0, 1500.0, 3050.0, 7500.0, 16500.0] | 0 | 0
Siemens NH-2-630 | Siemens NH-2-630 | 630 | [4800.0, 120.0, 7.0, 0.1, 0.004] | 0 | 0 | [1200.0, 2000.0, 4800.0, 12000.0, 26000.0] | 0 | 0

## res_bus
| vm_pu | va_degree | p_mw | q_mvar
0 | 0.98678 | -0.092022 | 0.0018953 | 0.00047502
1 | 0.98674 | -0.092299 | 0.00097847 | 0.00024523
2 | 0.98688 | -0.091343 | 0 | 0
3 | 0.98672 | -0.092474 | 0.001115 | 0.00027944
4 | 0.98709 | -0.08986 | 0 | 0
5 | 0.98681 | -0.091815 | 0.0021498 | 0.0005388
6 | 0.98667 | -0.092826 | 0.00068681 | 0.00017213
7 | 0.98757 | -0.086453 | 0.0022272 | 0.0005582
8 | 0.98707 | -0.08996 | 0.001821 | 0.00045638
9 | 0.9876 | -0.086191 | 0 | 0
10 | 0.98693 | -0.090987 | 0.0020583 | 0.00051587
11 | 0.97099 | -0.20432 | 0.0037143 | 0.00093089
12 | 0.97095 | -0.20465 | 0.001301 | 0.00032605
13 | 0.97133 | -0.2019 | 0 | 0
14 | 0.97069 | -0.2065 | 0.0014496 | 0.0003633
15 | 0.97122 | -0.20268 | 0.0019063 | 0.00047776
16 | 0.97167 | -0.19941 | 0.00088202 | 0.00022106
17 | 0.97053 | -0.20761 | 0.0014651 | 0.00036718
18 | 0.97104 | -0.20395 | 0.00081891 | 0.00020524
19 | 0.97214 | -0.19604 | 0.00075611 | 0.0001895
20 | 0.97011 | -0.21066 | 0.0017685 | 0.00044322
21 | 0.971 | -0.20422 | 0.0013137 | 0.00032924
22 | 0.971 | -0.20425 | 0.00066953 | 0.0001678
23 | 0.97295 | -0.19019 | 0 | 0
24 | 0.98729 | -0.089215 | 0.00059256 | 0.00014851
25 | 0.98691 | -0.091897 | 0.0007301 | 0.00018298
26 | 0.98742 | -0.08824 | 0.00074983 | 0.00018793
27 | 0.9864 | -0.09553 | 0.0010609 | 0.00026589
28 | 0.98773 | -0.086098 | 0.0021841 | 0.00054739
29 | 0.9861 | -0.097658 | 0 | 0
30 | 0.98857 | -0.080148 | 0 | 0
31 | 0.9859 | -0.09907 | 0.0010798 | 0.00027063
32 | 0.98603 | -0.098101 | 0.00076055 | 0.00019061
33 | 0.98943 | -0.074034 | 0.0032842 | 0.00082309
34 | 0.98846 | -0.080885 | 0.00085551 | 0.00021441
35 | 0.99446 | -0.038854 | 0.0027816 | 0.00069713
36 | 0.99431 | -0.039892 | 0.0039562 | 0.00099153
37 | 0.99462 | -0.037693 | 0.0017448 | 0.00043728
38 | 0.99485 | -0.036137 | 0.0035437 | 0.00088813
39 | 0.99524 | -0.033352 | 0.0028996 | 0.00072671
40 | 0.99564 | -0.030562 | 0.0027445 | 0.00068783
41 | 0.99917 | -0.0057358 | 0.001798 | 0.00045062
42 | 0.99713 | -0.019981 | 0.0012471 | 0.00031255
43 | 1 | 0 | -0.18131 | -0.045506
44 | 0.99685 | -0.021945 | 0.0023901 | 0.00059903
45 | 0.99896 | -0.0071516 | 0.0033071 | 0.00082884
46 | 0.99875 | -0.0087101 | 0.0073557 | 0.0018435
47 | 0.99585 | -0.02891 | 0.00098604 | 0.00024713
48 | 0.99882 | -0.008115 | 0.0023747 | 0.00059515
49 | 0.99751 | -0.017384 | 0.0016435 | 0.00041189
50 | 0.99526 | -0.033014 | 0.0020216 | 0.00050666
51 | 0.99808 | -0.013244 | 0.0026245 | 0.00065777
52 | 0.99671 | -0.023043 | 0.0013945 | 0.0003495
53 | 0.98477 | -0.10613 | 0.0013116 | 0.00032873
54 | 0.99031 | -0.067205 | 0.00086933 | 0.00021787
55 | 0.98603 | -0.09814 | 0.0010583 | 0.00026524
56 | 0.98591 | -0.09895 | 0.0016738 | 0.0004195
57 | 0.98551 | -0.10184 | 0.0017144 | 0.00042966
58 | 0.9854 | -0.1026 | 0.0013223 | 0.00033139
59 | 0.98528 | -0.10345 | 0.001265 | 0.00031703
60 | 0.97004 | -0.21116 | 0.0078747 | 0.0019736
61 | 0.99416 | -0.040737 | 0.0013033 | 0.00032664
62 | 0.97748 | -0.15777 | 0.0012417 | 0.0003112
63 | 0.97875 | -0.1487 | 0.0012094 | 0.00030311
64 | 0.9765 | -0.16475 | 0 | 0
65 | 0.97905 | -0.14664 | 0.0016426 | 0.00041168
66 | 0.97634 | -0.1659 | 0.0010378 | 0.00026009
67 | 0.97582 | -0.16964 | 0.0010535 | 0.00026403
68 | 0.97938 | -0.14427 | 0.00058952 | 0.00014775
69 | 0.97617 | -0.16714 | 0.0010427 | 0.00026133
70 | 0.9745 | -0.1791 | 0.0010328 | 0.00025884
71 | 0.98046 | -0.13662 | 0.00063891 | 0.00016013
72 | 0.97609 | -0.1677 | 0.0045287 | 0.001135
73 | 0.9744 | -0.17984 | 0.0012435 | 0.00031166
74 | 0.97421 | -0.1812 | 0.0011909 | 0.00029846
75 | 0.97428 | -0.18069 | 0.00050304 | 0.00012607
76 | 0.98089 | -0.13352 | 0.001224 | 0.00030676
77 | 0.983 | -0.11857 | 0 | 0
78 | 0.98284 | -0.11976 | 0 | 0
79 | 0.99656 | -0.023801 | 0.0021345 | 0.00053495
80 | 0.99654 | -0.02395 | 0.0025173 | 0.00063091
81 | 0.99677 | -0.022309 | 0 | 0
82 | 0.99632 | -0.025519 | 0.0010005 | 0.00025076
83 | 0.99664 | -0.023194 | 0.0018938 | 0.00047462
84 | 0.99618 | -0.026505 | 0.0015005 | 0.00037606
85 | 0.99527 | -0.032696 | 0.0029769 | 0.00074608
86 | 0.9961 | -0.026999 | 0.0016346 | 0.00040967
87 | 0.99402 | -0.041402 | 0 | 0
88 | 0.9961 | -0.027001 | 0.0009474 | 0.00023744
89 | 0.99607 | -0.027536 | 0.0015647 | 0.00039215
90 | 0.9827 | -0.12075 | 0.00057707 | 0.00014463
91 | 0.98269 | -0.12081 | 0.00038337 | 9.6082e-05
92 | 0.98272 | -0.12063 | 0 | 0
93 | 0.98275 | -0.12039 | 0.00070501 | 0.00017669
94 | 0.98266 | -0.12101 | 0.0015695 | 0.00039336
95 | 0.98263 | -0.12126 | 0.0037109 | 0.00093003
96 | 0.9937 | -0.043951 | 0.0035173 | 0.00088151
97 | 0.99313 | -0.047952 | 0.001666 | 0.00041754
98 | 0.98806 | -0.083713 | 0.0008255 | 0.00020689
99 | 0.98809 | -0.083501 | 0.00089644 | 0.00022467
100 | 0.9881 | -0.083463 | 0.00094282 | 0.00023629
101 | 0.98819 | -0.08282 | 0 | 0
102 | 0.98817 | -0.082946 | 0 | 0
103 | 0.98823 | -0.082497 | 0.00047616 | 0.00011934
104 | 0.99167 | -0.058226 | 0.0010387 | 0.00026033
105 | 0.99113 | -0.062007 | 0.0029669 | 0.00074358
106 | 0.99251 | -0.052349 | 0.0027731 | 0.00069502
107 | 0.99063 | -0.065548 | 0.00090875 | 0.00022775
108 | 0.98982 | -0.071293 | 0.00081307 | 0.00020377
109 | 0.98504 | -0.10517 | 0.0014524 | 0.000364
110 | 0.98512 | -0.1046 | 0.001579 | 0.00039573
111 | 0.99274 | -0.050279 | 0.001516 | 0.00037995
112 | 0.9914 | -0.059659 | 0.0023262 | 0.00058301
113 | 0.99049 | -0.066 | 0.0022314 | 0.00055924
114 | 0.99392 | -0.04209 | 0.0018204 | 0.00045623
115 | 0.98843 | -0.081079 | 0.0013656 | 0.00034225
116 | 0.98522 | -0.1039 | 0.0012622 | 0.00031633
117 | 0.98514 | -0.10448 | 0.001207 | 0.0003025
118 | 0.98538 | -0.10275 | 0.0011463 | 0.00028728
119 | 0.98815 | -0.083095 | 0.0008053 | 0.00020183
120 | 0.99998 | 149.9947 | 0 | 0

## res_line
| p_from_mw | q_from_mvar | p_to_mw | q_to_mvar | pl_mw | ql_mvar | i_from_ka | i_to_ka | i_ka | vm_from_pu | va_from_degree | vm_to_pu | va_to_degree | loading_percent
0 | 0.0027804 | 0.00069599 | -0.0027803 | -0.00069607 | 1.0635e-07 | -8.2961e-08 | 0.0041924 | 0.0041925 | 0.0041925 | 0.98678 | -0.092022 | 0.98674 | -0.092299 | 1.5528
1 | -0.0046758 | -0.001171 | 0.0046762 | 0.001171 | 4.3929e-07 | -1.1978e-08 | 0.0070505 | 0.0070505 | 0.0070505 | 0.98678 | -0.092022 | 0.98688 | -0.091343 | 2.6113
2 | 0.0018019 | 0.00045084 | -0.0018018 | -0.00045095 | 4.3385e-08 | -1.0362e-07 | 0.002717 | 0.002717 | 0.002717 | 0.98674 | -0.092299 | 0.98672 | -0.092474 | 1.0063
3 | -0.0068262 | -0.0017096 | 0.0068276 | 0.0017098 | 1.3994e-06 | 2.6765e-07 | 0.010292 | 0.010292 | 0.010292 | 0.98688 | -0.091343 | 0.98709 | -0.08986 | 3.8119
4 | 0.00215 | 0.00053858 | -0.0021498 | -0.0005388 | 1.4043e-07 | -2.196e-07 | 0.0032416 | 0.0032417 | 0.0032417 | 0.98688 | -0.091343 | 0.98681 | -0.091815 | 1.2006
5 | 0.00068684 | 0.00017151 | -0.00068681 | -0.00017213 | 3.3374e-08 | -6.2403e-07 | 0.0010356 | 0.0010358 | 0.0010358 | 0.98672 | -0.092474 | 0.98667 | -0.092826 | 0.38363
6 | -0.010707 | -0.0026816 | 0.010712 | 0.0026831 | 5.0441e-06 | 1.5432e-06 | 0.01614 | 0.01614 | 0.01614 | 0.98709 | -0.08986 | 0.98757 | -0.086453 | 5.9779
7 | 0.0038796 | 0.00097172 | -0.0038796 | -0.00097174 | 5.3694e-08 | -1.1507e-08 | 0.0058483 | 0.0058483 | 0.0058483 | 0.98709 | -0.08986 | 0.98707 | -0.08996 | 2.166
8 | -0.01294 | -0.0032413 | 0.01294 | 0.0032415 | 4.6854e-07 | 1.5493e-07 | 0.019496 | 0.019496 | 0.019496 | 0.98757 | -0.086453 | 0.9876 | -0.086191 | 7.2207
9 | 0.0020586 | 0.00051536 | -0.0020583 | -0.00051587 | 2.9234e-07 | -5.093e-07 | 0.0031032 | 0.0031034 | 0.0031034 | 0.98707 | -0.08996 | 0.98693 | -0.090987 | 1.1494
10 | 0.050993 | 0.012856 | -0.050851 | -0.012802 | 0.00014203 | 5.4136e-05 | 0.076858 | 0.076858 | 0.076858 | 0.9876 | -0.086191 | 0.98477 | -0.10613 | 28.466
11 | -0.063933 | -0.016098 | 0.064103 | 0.016163 | 0.00017007 | 6.5036e-05 | 0.096354 | 0.096354 | 0.096354 | 0.9876 | -0.086191 | 0.99031 | -0.067205 | 35.6866
12 | 0.013869 | 0.0034765 | -0.013868 | -0.0034763 | 6.2356e-07 | 2.1247e-07 | 0.021254 | 0.021254 | 0.021254 | 0.97099 | -0.20432 | 0.97095 | -0.20465 | 7.8718
13 | -0.017583 | -0.0044074 | 0.017589 | 0.0044095 | 5.8992e-06 | 2.1078e-06 | 0.026946 | 0.026946 | 0.026946 | 0.97099 | -0.20432 | 0.97133 | -0.2019 | 9.98
14 | 0.012567 | 0.0031502 | -0.012564 | -0.0031492 | 3.2303e-06 | 1.0699e-06 | 0.01926 | 0.01926 | 0.01926 | 0.97095 | -0.20465 | 0.97069 | -0.2065 | 7.1334
15 | 0.0047095 | 0.0011795 | -0.004709 | -0.0011795 | 5.1124e-07 | 1.8145e-09 | 0.0072144 | 0.0072145 | 0.0072145 | 0.97133 | -0.2019 | 0.97122 | -0.20268 | 2.672
16 | -0.022299 | -0.005589 | 0.022306 | 0.0055918 | 7.684e-06 | 2.8247e-06 | 0.03416 | 0.03416 | 0.03416 | 0.97133 | -0.2019 | 0.97167 | -0.19941 | 12.652
17 | 0.011115 | 0.0027859 | -0.011113 | -0.0027853 | 1.7052e-06 | 5.395e-07 | 0.017038 | 0.017038 | 0.017038 | 0.97069 | -0.2065 | 0.97053 | -0.20761 | 6.3104
18 | 0.0028027 | 0.00070176 | -0.0028022 | -0.0007021 | 4.8997e-07 | -3.3847e-07 | 0.0042938 | 0.004294 | 0.004294 | 0.97122 | -0.20268 | 0.97104 | -0.20395 | 1.5904
19 | -0.023188 | -0.0058129 | 0.023199 | 0.0058169 | 1.0827e-05 | 3.9937e-06 | 0.035511 | 0.035511 | 0.035511 | 0.97167 | -0.19941 | 0.97214 | -0.19604 | 13.1522
20 | 0.0096478 | 0.0024181 | -0.0096437 | -0.0024169 | 4.0707e-06 | 1.1974e-06 | 0.014792 | 0.014792 | 0.014792 | 0.97053 | -0.20761 | 0.97011 | -0.21066 | 5.4785
21 | 0.0019833 | 0.00049686 | -0.0019832 | -0.000497 | 7.4771e-08 | -1.3172e-07 | 0.0030391 | 0.0030392 | 0.0030392 | 0.97104 | -0.20395 | 0.971 | -0.20422 | 1.1256
22 | -0.023955 | -0.0060064 | 0.023975 | 0.0060136 | 1.9452e-05 | 7.1938e-06 | 0.036668 | 0.036668 | 0.036668 | 0.97214 | -0.19604 | 0.97295 | -0.19019 | 13.5809
23 | 0.0078752 | 0.0019737 | -0.0078747 | -0.0019736 | 5.4387e-07 | 1.3544e-07 | 0.012079 | 0.01208 | 0.01208 | 0.97011 | -0.21066 | 0.97004 | -0.21116 | 4.4739
24 | 0.00066953 | 0.00016775 | -0.00066953 | -0.0001678 | 2.5711e-09 | -4.7426e-08 | 0.001026 | 0.001026 | 0.001026 | 0.971 | -0.20422 | 0.971 | -0.20425 | 0.38001
25 | -0.023975 | -0.0060136 | 0.024009 | 0.0060263 | 3.4433e-05 | 1.2733e-05 | 0.036668 | 0.036668 | 0.036668 | 0.97295 | -0.19019 | 0.9744 | -0.17984 | 13.5808
26 | 0.017341 | 0.0043464 | -0.017334 | -0.0043441 | 6.4383e-06 | 2.2832e-06 | 0.026136 | 0.026136 | 0.026136 | 0.98729 | -0.089215 | 0.98691 | -0.091897 | 9.68
27 | -0.017933 | -0.0044949 | 0.017936 | 0.0044958 | 2.4222e-06 | 8.6367e-07 | 0.027029 | 0.027029 | 0.027029 | 0.98729 | -0.089215 | 0.98742 | -0.08824 | 10.0108
28 | 0.016604 | 0.0041611 | -0.016596 | -0.0041582 | 8.3456e-06 | 2.9373e-06 | 0.025035 | 0.025035 | 0.025035 | 0.98691 | -0.091897 | 0.9864 | -0.09553 | 9.2724
29 | -0.018686 | -0.0046837 | 0.018691 | 0.0046857 | 5.5434e-06 | 1.9887e-06 | 0.028159 | 0.028159 | 0.028159 | 0.98742 | -0.08824 | 0.98773 | -0.086098 | 10.4293
30 | 0.015535 | 0.0038923 | -0.015531 | -0.0038907 | 4.5731e-06 | 1.5886e-06 | 0.023435 | 0.023435 | 0.023435 | 0.9864 | -0.09553 | 0.9861 | -0.097658 | 8.6796
31 | -0.020875 | -0.0052331 | 0.020893 | 0.0052394 | 1.7217e-05 | 6.2646e-06 | 0.031449 | 0.031449 | 0.031449 | 0.98773 | -0.086098 | 0.98857 | -0.080148 | 11.6479
32 | 0.012037 | 0.003016 | -0.012035 | -0.0030152 | 2.3502e-06 | 7.5831e-07 | 0.018164 | 0.018164 | 0.018164 | 0.9861 | -0.097658 | 0.9859 | -0.09907 | 6.7275
33 | 0.0034931 | 0.00087474 | -0.0034929 | -0.00087482 | 2.1388e-07 | -7.5116e-08 | 0.0052709 | 0.0052709 | 0.0052709 | 0.9861 | -0.097658 | 0.98603 | -0.098101 | 1.9522
34 | -0.027062 | -0.006784 | 0.027085 | 0.0067925 | 2.2936e-05 | 8.5373e-06 | 0.040735 | 0.040735 | 0.040735 | 0.98857 | -0.080148 | 0.98943 | -0.074034 | 15.087
35 | 0.0061693 | 0.0015446 | -0.0061687 | -0.0015445 | 6.28e-07 | 9.1908e-08 | 0.0092857 | 0.0092858 | 0.0092858 | 0.98857 | -0.080148 | 0.98846 | -0.080885 | 3.4392
36 | 0.010955 | 0.0027446 | -0.010951 | -0.0027433 | 4.1936e-06 | 1.2996e-06 | 0.016534 | 0.016535 | 0.016535 | 0.9859 | -0.09907 | 0.98551 | -0.10184 | 6.1239
37 | 0.0027324 | 0.0006842 | -0.0027324 | -0.00068422 | 1.4711e-08 | -1.203e-08 | 0.0041232 | 0.0041232 | 0.0041232 | 0.98603 | -0.098101 | 0.98603 | -0.09814 | 1.5271
38 | -0.030369 | -0.0076156 | 0.030381 | 0.0076199 | 1.1539e-05 | 4.324e-06 | 0.045674 | 0.045674 | 0.045674 | 0.98943 | -0.074034 | 0.98982 | -0.071293 | 16.9163
39 | 0.0053132 | 0.0013301 | -0.0053131 | -0.0013301 | 1.4306e-07 | 9.0822e-09 | 0.0079979 | 0.0079979 | 0.0079979 | 0.98846 | -0.080885 | 0.98843 | -0.081079 | 2.9622
40 | 0.0039568 | 0.00099141 | -0.0039562 | -0.00099153 | 5.6867e-07 | -1.1854e-07 | 0.0059205 | 0.0059206 | 0.0059206 | 0.99446 | -0.038854 | 0.99431 | -0.039892 | 2.1928
41 | -0.0067384 | -0.0016885 | 0.0067395 | 0.0016887 | 1.0822e-06 | 1.9485e-07 | 0.010083 | 0.010083 | 0.010083 | 0.99446 | -0.038854 | 0.99462 | -0.037693 | 3.7343
42 | -0.0084843 | -0.002126 | 0.0084861 | 0.0021265 | 1.8279e-06 | 4.6701e-07 | 0.012693 | 0.012693 | 0.012693 | 0.99462 | -0.037693 | 0.99485 | -0.036137 | 4.7011
43 | -0.01203 | -0.0030146 | 0.012034 | 0.0030161 | 4.6389e-06 | 1.4859e-06 | 0.017993 | 0.017993 | 0.017993 | 0.99485 | -0.036137 | 0.99524 | -0.033352 | 6.6641
44 | -0.014934 | -0.0037428 | 0.01494 | 0.0037448 | 5.7689e-06 | 1.9777e-06 | 0.022328 | 0.022328 | 0.022328 | 0.99524 | -0.033352 | 0.99564 | -0.030562 | 8.2698
45 | -0.017684 | -0.0044326 | 0.017692 | 0.0044353 | 7.4143e-06 | 2.6303e-06 | 0.02643 | 0.02643 | 0.02643 | 0.99564 | -0.030562 | 0.99607 | -0.027536 | 9.7889
46 | 0.052409 | 0.013192 | -0.052305 | -0.013152 | 0.00010404 | 3.9659e-05 | 0.07807 | 0.07807 | 0.07807 | 0.99917 | -0.0057358 | 0.99713 | -0.019981 | 28.9147
47 | -0.054207 | -0.013642 | 0.05425 | 0.013659 | 4.344e-05 | 1.6568e-05 | 0.080747 | 0.080747 | 0.080747 | 0.99917 | -0.0057358 | 1 | 0 | 29.9064
48 | 0.051058 | 0.01284 | -0.051044 | -0.012834 | 1.3969e-05 | 5.3223e-06 | 0.076209 | 0.076209 | 0.076209 | 0.99713 | -0.019981 | 0.99685 | -0.021945 | 28.2255
49 | 0.096522 | 0.024381 | -0.096425 | -0.024344 | 9.6982e-05 | 3.6906e-05 | 0.14369 | 0.14369 | 0.14369 | 1 | 0 | 0.99896 | -0.0071516 | 26.6098
50 | 0.029741 | 0.0074658 | -0.029705 | -0.0074523 | 3.5934e-05 | 1.3435e-05 | 0.044259 | 0.04426 | 0.04426 | 1 | 0 | 0.99875 | -0.0087101 | 16.3924
51 | 0.048654 | 0.012235 | -0.048606 | -0.012217 | 4.7186e-05 | 1.7962e-05 | 0.072641 | 0.072641 | 0.072641 | 0.99685 | -0.021945 | 0.99585 | -0.02891 | 26.9041
52 | 0.093117 | 0.023515 | -0.093105 | -0.02351 | 1.2608e-05 | 4.7944e-06 | 0.13877 | 0.13877 | 0.13877 | 0.99896 | -0.0071516 | 0.99882 | -0.008115 | 25.6975
53 | 0.022349 | 0.0056088 | -0.022323 | -0.005599 | 2.6879e-05 | 9.8303e-06 | 0.033301 | 0.033301 | 0.033301 | 0.99875 | -0.0087101 | 0.99751 | -0.017384 | 12.3336
54 | 0.04762 | 0.01197 | -0.047593 | -0.01196 | 2.7202e-05 | 1.035e-05 | 0.071168 | 0.071168 | 0.071168 | 0.99585 | -0.02891 | 0.99526 | -0.033014 | 26.3584
55 | 0.09073 | 0.022915 | -0.090665 | -0.02289 | 6.5386e-05 | 2.4849e-05 | 0.13523 | 0.13523 | 0.13523 | 0.99882 | -0.008115 | 0.99808 | -0.013244 | 25.0424
56 | 0.020679 | 0.0051871 | -0.020663 | -0.0051812 | 1.6216e-05 | 5.8808e-06 | 0.030849 | 0.030849 | 0.030849 | 0.99751 | -0.017384 | 0.99671 | -0.023043 | 11.4256
57 | 0.045572 | 0.011453 | -0.045523 | -0.011435 | 4.8939e-05 | 1.8604e-05 | 0.068145 | 0.068145 | 0.068145 | 0.99526 | -0.033014 | 0.99416 | -0.040737 | 25.239
58 | 0.08804 | 0.022233 | -0.087928 | -0.02219 | 0.00011203 | 4.2544e-05 | 0.13132 | 0.13132 | 0.13132 | 0.99808 | -0.013244 | 0.99677 | -0.022309 | 24.3179
59 | 0.019268 | 0.0048317 | -0.019256 | -0.0048274 | 1.1989e-05 | 4.3088e-06 | 0.028767 | 0.028767 | 0.028767 | 0.99671 | -0.023043 | 0.99607 | -0.027536 | 10.6546
60 | 0.049539 | 0.012473 | -0.049453 | -0.012441 | 8.5975e-05 | 3.2755e-05 | 0.074876 | 0.074876 | 0.074876 | 0.98477 | -0.10613 | 0.983 | -0.11857 | 27.7319
61 | -0.064972 | -0.016381 | 0.064983 | 0.016385 | 1.0967e-05 | 4.1945e-06 | 0.09766 | 0.09766 | 0.09766 | 0.99031 | -0.067205 | 0.99049 | -0.066 | 36.1704
62 | 0.001674 | 0.00041898 | -0.0016738 | -0.0004195 | 1.8731e-07 | -5.2788e-07 | 0.0025261 | 0.0025263 | 0.0025263 | 0.98603 | -0.09814 | 0.98591 | -0.09895 | 0.93566
63 | 0.0024688 | 0.00061823 | -0.0024685 | -0.00061851 | 2.6019e-07 | -2.8226e-07 | 0.0037274 | 0.0037276 | 0.0037276 | 0.98551 | -0.10184 | 0.9854 | -0.1026 | 1.3806
64 | 0.0067679 | 0.0016954 | -0.0067664 | -0.0016951 | 1.5077e-06 | 2.8511e-07 | 0.010219 | 0.010219 | 0.010219 | 0.98551 | -0.10184 | 0.98528 | -0.10345 | 3.7847
65 | 0.0011463 | 0.00028712 | -0.0011463 | -0.00028728 | 2.4519e-08 | -1.5763e-07 | 0.0017309 | 0.001731 | 0.001731 | 0.9854 | -0.1026 | 0.98538 | -0.10275 | 0.6411
66 | 0.0055014 | 0.0013781 | -0.0055011 | -0.0013781 | 3.421e-07 | 3.043e-08 | 0.0083082 | 0.0083083 | 0.0083083 | 0.98528 | -0.10345 | 0.98522 | -0.1039 | 3.0771
67 | 0.044219 | 0.011108 | -0.0442 | -0.0111 | 1.9759e-05 | 7.5058e-06 | 0.066195 | 0.066195 | 0.066195 | 0.99416 | -0.040737 | 0.9937 | -0.043951 | 24.5165
68 | -0.03698 | -0.0092876 | 0.037027 | 0.0093052 | 4.6661e-05 | 1.765e-05 | 0.056302 | 0.056302 | 0.056302 | 0.97748 | -0.15777 | 0.97875 | -0.1487 | 20.8526
69 | 0.035739 | 0.0089764 | -0.035704 | -0.0089633 | 3.4681e-05 | 1.3104e-05 | 0.054412 | 0.054412 | 0.054412 | 0.97748 | -0.15777 | 0.9765 | -0.16475 | 20.1525
70 | -0.038236 | -0.0096083 | 0.038247 | 0.0096125 | 1.0998e-05 | 4.1645e-06 | 0.058141 | 0.058141 | 0.058141 | 0.97875 | -0.1487 | 0.97905 | -0.14664 | 21.5335
71 | 0.0066115 | 0.0016567 | -0.0066105 | -0.0016565 | 1.0483e-06 | 1.9616e-07 | 0.010075 | 0.010075 | 0.010075 | 0.9765 | -0.16475 | 0.97634 | -0.1659 | 3.7314
72 | 0.029092 | 0.0073066 | -0.029073 | -0.0072992 | 1.974e-05 | 7.391e-06 | 0.044337 | 0.044337 | 0.044337 | 0.9765 | -0.16475 | 0.97582 | -0.16964 | 16.4212
73 | -0.03989 | -0.010024 | 0.039903 | 0.010029 | 1.3121e-05 | 4.9746e-06 | 0.060637 | 0.060637 | 0.060637 | 0.97905 | -0.14664 | 0.97938 | -0.14427 | 22.4582
74 | 0.0055727 | 0.0013964 | -0.0055718 | -0.0013963 | 9.569e-07 | 1.0222e-07 | 0.0084931 | 0.0084932 | 0.0084932 | 0.97634 | -0.1659 | 0.97617 | -0.16714 | 3.1456
75 | 0.028019 | 0.0070351 | -0.027982 | -0.0070214 | 3.6785e-05 | 1.3745e-05 | 0.042731 | 0.042731 | 0.042731 | 0.97582 | -0.16964 | 0.9745 | -0.1791 | 15.8263
76 | -0.040493 | -0.010177 | 0.040536 | 0.010193 | 4.3209e-05 | 1.6388e-05 | 0.061533 | 0.061533 | 0.061533 | 0.97938 | -0.14427 | 0.98046 | -0.13662 | 22.7899
77 | 0.004529 | 0.001135 | -0.0045287 | -0.001135 | 3.5136e-07 | -1.2542e-08 | 0.0069038 | 0.0069038 | 0.0069038 | 0.97617 | -0.16714 | 0.97609 | -0.1677 | 2.557
78 | 0.02695 | 0.0067626 | -0.026947 | -0.0067615 | 2.7822e-06 | 1.0373e-06 | 0.041154 | 0.041154 | 0.041154 | 0.9745 | -0.1791 | 0.9744 | -0.17984 | 15.2422
79 | -0.041175 | -0.010353 | 0.041193 | 0.01036 | 1.7794e-05 | 6.7517e-06 | 0.062502 | 0.062502 | 0.062502 | 0.98046 | -0.13662 | 0.98089 | -0.13352 | 23.149
80 | 0.0016942 | 0.00042355 | -0.001694 | -0.00042406 | 1.9881e-07 | -5.1648e-07 | 0.0025868 | 0.0025871 | 0.0025871 | 0.9744 | -0.17984 | 0.97428 | -0.18069 | 0.95817
81 | -0.0011909 | -0.00029846 | 0.0011909 | 0.00029799 | 8.293e-08 | -4.6834e-07 | 0.0018189 | 0.0018188 | 0.0018189 | 0.97421 | -0.1812 | 0.97428 | -0.18069 | 0.67368
82 | -0.042417 | -0.010667 | 0.042505 | 0.010701 | 8.8549e-05 | 3.3624e-05 | 0.064359 | 0.064359 | 0.064359 | 0.98089 | -0.13352 | 0.983 | -0.11857 | 23.8367
83 | 0.0069482 | 0.00174 | -0.0069471 | -0.0017398 | 1.1369e-06 | 2.285e-07 | 0.010517 | 0.010517 | 0.010517 | 0.983 | -0.11857 | 0.98284 | -0.11976 | 3.8953
84 | 0.0052814 | 0.0013234 | -0.0052805 | -0.0013234 | 9.1477e-07 | 6.1316e-08 | 0.007996 | 0.0079961 | 0.0079961 | 0.98284 | -0.11976 | 0.98266 | -0.12101 | 2.9615
85 | 0.0016657 | 0.00041638 | -0.0016655 | -0.00041679 | 1.4549e-07 | -4.0873e-07 | 0.0025214 | 0.0025216 | 0.0025216 | 0.98284 | -0.11976 | 0.98275 | -0.12039 | 0.93392
86 | 0.0076024 | 0.0019046 | -0.0076022 | -0.0019046 | 1.566e-07 | 3.4854e-08 | 0.011351 | 0.011351 | 0.011351 | 0.99656 | -0.023801 | 0.99654 | -0.02395 | 4.2042
87 | -0.0097369 | -0.0024396 | 0.0097389 | 0.0024401 | 2.0111e-06 | 5.7478e-07 | 0.014538 | 0.014538 | 0.014538 | 0.99656 | -0.023801 | 0.99677 | -0.022309 | 5.3846
88 | 0.0050849 | 0.0012737 | -0.0050838 | -0.0012737 | 1.1029e-06 | 2.4812e-08 | 0.0075924 | 0.0075926 | 0.0075926 | 0.99654 | -0.02395 | 0.99632 | -0.025519 | 2.8121
89 | 0.078189 | 0.01975 | -0.07818 | -0.019746 | 9.731e-06 | 3.6831e-06 | 0.11678 | 0.11678 | 0.11678 | 0.99677 | -0.022309 | 0.99664 | -0.023194 | 21.6256
90 | 0.0040832 | 0.0010229 | -0.0040827 | -0.001023 | 5.5726e-07 | -9.835e-08 | 0.0060982 | 0.0060983 | 0.0060983 | 0.99632 | -0.025519 | 0.99618 | -0.026505 | 2.2586
91 | 0.076286 | 0.019272 | -0.076184 | -0.019233 | 0.00010183 | 3.8513e-05 | 0.11395 | 0.11395 | 0.11395 | 0.99664 | -0.023194 | 0.99527 | -0.032696 | 21.102
92 | 0.0025822 | 0.00064693 | -0.002582 | -0.00064711 | 1.7662e-07 | -1.7975e-07 | 0.003857 | 0.0038571 | 0.0038571 | 0.99618 | -0.026505 | 0.9961 | -0.026999 | 1.4286
93 | 0.073207 | 0.018487 | -0.073118 | -0.018453 | 8.9477e-05 | 3.3794e-05 | 0.1095 | 0.1095 | 0.1095 | 0.99527 | -0.032696 | 0.99402 | -0.041402 | 20.2779
94 | 0.0009474 | 0.00023744 | -0.0009474 | -0.00023744 | 1.9351e-10 | -1.9415e-09 | 0.0014153 | 0.0014153 | 0.0014153 | 0.9961 | -0.026999 | 0.9961 | -0.027001 | 0.52417
95 | 0.0018205 | 0.00045581 | -0.0018204 | -0.00045623 | 1.7321e-07 | -4.1781e-07 | 0.0027251 | 0.0027253 | 0.0027253 | 0.99402 | -0.041402 | 0.99392 | -0.04209 | 1.0094
96 | 0.071297 | 0.017997 | -0.071208 | -0.017964 | 8.8778e-05 | 3.3499e-05 | 0.10678 | 0.10678 | 0.10678 | 0.99402 | -0.041402 | 0.99274 | -0.050279 | 19.7733
97 | 0.00038338 | 9.5919e-05 | -0.00038337 | -9.6082e-05 | 2.7329e-09 | -1.6361e-07 | 0.00058045 | 0.00058051 | 0.00058051 | 0.9827 | -0.12075 | 0.98269 | -0.12081 | 0.215
98 | -0.00096045 | -0.00024055 | 0.00096047 | 0.0002404 | 1.6051e-08 | -1.4793e-07 | 0.0014543 | 0.0014542 | 0.0014543 | 0.9827 | -0.12075 | 0.98272 | -0.12063 | 0.53862
99 | -0.00096047 | -0.0002404 | 0.0009605 | 0.0002401 | 3.2323e-08 | -2.9794e-07 | 0.0014542 | 0.0014541 | 0.0014542 | 0.98272 | -0.12063 | 0.98275 | -0.12039 | 0.5386
100 | 0.003711 | 0.00092999 | -0.0037109 | -0.00093003 | 1.2844e-07 | -3.3172e-08 | 0.0056194 | 0.0056194 | 0.0056194 | 0.98266 | -0.12101 | 0.98263 | -0.12126 | 2.0813
101 | 0.040682 | 0.010219 | -0.04066 | -0.01021 | 2.2624e-05 | 8.5751e-06 | 0.060928 | 0.060928 | 0.060928 | 0.9937 | -0.043951 | 0.99313 | -0.047952 | 22.5658
102 | 0.038994 | 0.0097928 | -0.03897 | -0.0097837 | 2.3817e-05 | 9.0159e-06 | 0.058432 | 0.058432 | 0.058432 | 0.99313 | -0.047952 | 0.99251 | -0.052349 | 21.6413
103 | -0.0008255 | -0.00020689 | 0.00082553 | 0.00020658 | 2.4193e-08 | -3.1203e-07 | 0.0012432 | 0.0012431 | 0.0012432 | 0.98806 | -0.083713 | 0.98809 | -0.083501 | 0.46044
104 | -0.001722 | -0.00043125 | 0.001722 | 0.00043122 | 9.0977e-09 | -2.4274e-08 | 0.0025931 | 0.0025931 | 0.0025931 | 0.98809 | -0.083501 | 0.9881 | -0.083463 | 0.9604
105 | -0.0026648 | -0.00066752 | 0.002665 | 0.00066731 | 2.3667e-07 | -2.1069e-07 | 0.0040129 | 0.0040128 | 0.0040129 | 0.9881 | -0.083463 | 0.98819 | -0.08282 | 1.4863
106 | 0.00080533 | 0.00020141 | -0.00080532 | -0.0002016 | 1.4035e-08 | -1.9058e-07 | 0.0012125 | 0.0012126 | 0.0012126 | 0.98819 | -0.08282 | 0.98817 | -0.082946 | 0.44911
107 | -0.0034704 | -0.00086872 | 0.0034705 | 0.00086866 | 1.5484e-07 | -5.6881e-08 | 0.0052253 | 0.0052253 | 0.0052253 | 0.98819 | -0.08282 | 0.98823 | -0.082497 | 1.9353
108 | 0.00080532 | 0.0002016 | -0.0008053 | -0.00020183 | 1.6577e-08 | -2.2507e-07 | 0.0012126 | 0.0012127 | 0.0012127 | 0.98817 | -0.082946 | 0.98815 | -0.083095 | 0.44914
109 | -0.0039467 | -0.000988 | 0.0039475 | 0.00098785 | 7.7262e-07 | -1.5222e-07 | 0.0059422 | 0.0059421 | 0.0059422 | 0.98823 | -0.082497 | 0.98843 | -0.081079 | 2.2008
110 | 0.035128 | 0.0088172 | -0.03511 | -0.0088103 | 1.8429e-05 | 6.9511e-06 | 0.052715 | 0.052715 | 0.052715 | 0.99167 | -0.058226 | 0.99113 | -0.062007 | 19.5242
111 | -0.036167 | -0.0090776 | 0.036197 | 0.0090887 | 2.9537e-05 | 1.1153e-05 | 0.054274 | 0.054274 | 0.054274 | 0.99167 | -0.058226 | 0.99251 | -0.052349 | 20.1015
112 | 0.032143 | 0.0080667 | -0.032127 | -0.0080608 | 1.5795e-05 | 5.9351e-06 | 0.048261 | 0.048261 | 0.048261 | 0.99113 | -0.062007 | 0.99063 | -0.065548 | 17.8745
113 | 0.031219 | 0.007833 | -0.031194 | -0.0078237 | 2.4865e-05 | 9.3302e-06 | 0.046896 | 0.046896 | 0.046896 | 0.99063 | -0.065548 | 0.98982 | -0.071293 | 17.369
114 | -0.0014524 | -0.000364 | 0.0014525 | 0.00036356 | 1.1389e-07 | -4.3893e-07 | 0.002194 | 0.0021938 | 0.002194 | 0.98504 | -0.10517 | 0.98512 | -0.1046 | 0.81259
115 | -0.0030315 | -0.0007593 | 0.0030315 | 0.00075927 | 5.2473e-08 | -3.0884e-08 | 0.0045789 | 0.0045789 | 0.0045789 | 0.98512 | -0.1046 | 0.98514 | -0.10448 | 1.6959
116 | 0.069692 | 0.017584 | -0.069601 | -0.017549 | 9.1604e-05 | 3.4538e-05 | 0.1045 | 0.1045 | 0.1045 | 0.99274 | -0.050279 | 0.9914 | -0.059659 | 19.3525
117 | 0.067274 | 0.016966 | -0.067215 | -0.016944 | 5.9754e-05 | 2.2499e-05 | 0.10101 | 0.10101 | 0.10101 | 0.9914 | -0.059659 | 0.99049 | -0.066 | 18.706
118 | 0.0042389 | 0.0010617 | -0.0042386 | -0.0010618 | 3.4036e-07 | -3.8551e-08 | 0.006402 | 0.006402 | 0.006402 | 0.98522 | -0.1039 | 0.98514 | -0.10448 | 2.3711

## res_trafo
| p_hv_mw | q_hv_mvar | p_lv_mw | q_lv_mvar | pl_mw | ql_mvar | i_hv_ka | i_lv_ka | vm_hv_pu | va_hv_degree | vm_lv_pu | va_lv_degree | loading_percent
0 | 2.5187e-16 | 8.8016e-16 | 0.00079998 | 7.4552e-08 | 0.00079998 | 7.4552e-08 | 2.6429e-17 | 0.0011547 | 0.99998 | 149.9947 | 1 | 0 | 0.31999

## res_ext_grid
| p_mw | q_mvar
0 | 0.18131 | 0.045506

## res_load
| p_mw | q_mvar
0 | 0.0018953 | 0.00047502
1 | 0.00097847 | 0.00024523
2 | 0.001115 | 0.00027944
3 | 0.0021498 | 0.0005388
4 | 0.00068681 | 0.00017213
5 | 0.0022272 | 0.0005582
6 | 0.001821 | 0.00045638
7 | 0.0020583 | 0.00051587
8 | 0.0037143 | 0.00093089
9 | 0.001301 | 0.00032605
10 | 0.0014496 | 0.0003633
11 | 0.0019063 | 0.00047776
12 | 0.00088202 | 0.00022106
13 | 0.0014651 | 0.00036718
14 | 0.00081891 | 0.00020524
15 | 0.00075611 | 0.0001895
16 | 0.0017685 | 0.00044322
17 | 0.0013137 | 0.00032924
18 | 0.00066953 | 0.0001678
19 | 0.00059256 | 0.00014851
20 | 0.0007301 | 0.00018298
21 | 0.00074983 | 0.00018793
22 | 0.0010609 | 0.00026589
23 | 0.0021841 | 0.00054739
24 | 0.0010798 | 0.00027063
25 | 0.00076055 | 0.00019061
26 | 0.0032842 | 0.00082309
27 | 0.00085551 | 0.00021441
28 | 0.0027816 | 0.00069713
29 | 0.0039562 | 0.00099153
30 | 0.0017448 | 0.00043728
31 | 0.0035437 | 0.00088813
32 | 0.0028996 | 0.00072671
33 | 0.0027445 | 0.00068783
34 | 0.001798 | 0.00045062
35 | 0.0012471 | 0.00031255
36 | 0.0023901 | 0.00059903
37 | 0.0033071 | 0.00082884
38 | 0.0073557 | 0.0018435
39 | 0.00098604 | 0.00024713
40 | 0.0023747 | 0.00059515
41 | 0.0016435 | 0.00041189
42 | 0.0020216 | 0.00050666
43 | 0.0026245 | 0.00065777
44 | 0.0013945 | 0.0003495
45 | 0.0013116 | 0.00032873
46 | 0.00086933 | 0.00021787
47 | 0.0010583 | 0.00026524
48 | 0.0016738 | 0.0004195
49 | 0.0017144 | 0.00042966
50 | 0.0013223 | 0.00033139
51 | 0.001265 | 0.00031703
52 | 0.0078747 | 0.0019736
53 | 0.0013033 | 0.00032664
54 | 0.0012417 | 0.0003112
55 | 0.0012094 | 0.00030311
56 | 0.0016426 | 0.00041168
57 | 0.0010378 | 0.00026009
58 | 0.0010535 | 0.00026403
59 | 0.00058952 | 0.00014775
60 | 0.0010427 | 0.00026133
61 | 0.0010328 | 0.00025884
62 | 0.00063891 | 0.00016013
63 | 0.0045287 | 0.001135
64 | 0.0012435 | 0.00031166
65 | 0.0011909 | 0.00029846
66 | 0.00050304 | 0.00012607
67 | 0.001224 | 0.00030676
68 | 0.0021345 | 0.00053495
69 | 0.0025173 | 0.00063091
70 | 0.0010005 | 0.00025076
71 | 0.0018938 | 0.00047462
72 | 0.0015005 | 0.00037606
73 | 0.0029769 | 0.00074608
74 | 0.0016346 | 0.00040967
75 | 0.0009474 | 0.00023744
76 | 0.0015647 | 0.00039215
77 | 0.00057707 | 0.00014463
78 | 0.00038337 | 9.6082e-05
79 | 0.00070501 | 0.00017669
80 | 0.0015695 | 0.00039336
81 | 0.0037109 | 0.00093003
82 | 0.0035173 | 0.00088151
83 | 0.001666 | 0.00041754
84 | 0.0008255 | 0.00020689
85 | 0.00089644 | 0.00022467
86 | 0.00094282 | 0.00023629
87 | 0.00047616 | 0.00011934
88 | 0.0010387 | 0.00026033
89 | 0.0029669 | 0.00074358
90 | 0.0027731 | 0.00069502
91 | 0.00090875 | 0.00022775
92 | 0.00081307 | 0.00020377
93 | 0.0014524 | 0.000364
94 | 0.001579 | 0.00039573
95 | 0.001516 | 0.00037995
96 | 0.0023262 | 0.00058301
97 | 0.0022314 | 0.00055924
98 | 0.0018204 | 0.00045623
99 | 0.0013656 | 0.00034225
100 | 0.0012622 | 0.00031633
101 | 0.001207 | 0.0003025
102 | 0.0011463 | 0.00028728
103 | 0.0008053 | 0.00020183

## dtypes
| element | column | dtype
0 | bus | name | object
1 | bus | vn_kv | float64
2 | bus | type | object
3 | bus | zone | object
4 | bus | in_service | bool
5 | load | name | object
6 | load | bus | uint32
7 | load | p_mw | float64
8 | load | q_mvar | float64
9 | load | const_z_percent | float64
10 | load | const_i_percent | float64
11 | load | sn_mva | float64
12 | load | scaling | float64
13 | load | in_service | bool
14 | load | type | object
15 | ext_grid | name | object
16 | ext_grid | bus | uint32
17 | ext_grid | vm_pu | float64
18 | ext_grid | va_degree | float64
19 | ext_grid | slack_weight | float64
20 | ext_grid | in_service | bool
21 | line | name | object
22 | line | std_type | object
23 | line | from_bus | uint32
24 | line | to_bus | uint32
25 | line | length_km | float64
26 | line | r_ohm_per_km | float64
27 | line | x_ohm_per_km | float64
28 | line | c_nf_per_km | float64
29 | line | g_us_per_km | float64
30 | line | max_i_ka | float64
31 | line | df | float64
32 | line | parallel | uint32
33 | line | type | object
34 | line | in_service | bool
35 | trafo | name | object
36 | trafo | std_type | object
37 | trafo | hv_bus | uint32
38 | trafo | lv_bus | uint32
39 | trafo | sn_mva | float64
40 | trafo | vn_hv_kv | float64
41 | trafo | vn_lv_kv | float64
42 | trafo | vk_percent | float64
43 | trafo | vkr_percent | float64
44 | trafo | pfe_kw | float64
45 | trafo | i0_percent | float64
46 | trafo | shift_degree | float64
47 | trafo | tap_side | object
48 | trafo | tap_neutral | int32
49 | trafo | tap_min | int32
50 | trafo | tap_max | int32
51 | trafo | tap_step_percent | float64
52 | trafo | tap_step_degree | float64
53 | trafo | tap_pos | int32
54 | trafo | tap_phase_shifter | bool
55 | trafo | parallel | uint32
56 | trafo | df | float64
57 | trafo | in_service | bool
58 | line_geodata | coords | object
59 | bus_geodata | x | float64
60 | bus_geodata | y | float64
61 | bus_geodata | coords | object
62 | res_bus | vm_pu | float64
63 | res_bus | va_degree | float64
64 | res_bus | p_mw | float64
65 | res_bus | q_mvar | float64
66 | res_line | p_from_mw | float64
67 | res_line | q_from_mvar | float64
68 | res_line | p_to_mw | float64
69 | res_line | q_to_mvar | float64
70 | res_line | pl_mw | float64
71 | res_line | ql_mvar | float64
72 | res_line | i_from_ka | float64
73 | res_line | i_to_ka | float64
74 | res_line | i_ka | float64
75 | res_line | vm_from_pu | float64
76 | res_line | va_from_degree | float64
77 | res_line | vm_to_pu | float64
78 | res_line | va_to_degree | float64
79 | res_line | loading_percent | float64
80 | res_trafo | p_hv_mw | float64
81 | res_trafo | q_hv_mvar | float64
82 | res_trafo | p_lv_mw | float64
83 | res_trafo | q_lv_mvar | float64
84 | res_trafo | pl_mw | float64
85 | res_trafo | ql_mvar | float64
86 | res_trafo | i_hv_ka | float64
87 | res_trafo | i_lv_ka | float64
88 | res_trafo | vm_hv_pu | float64
89 | res_trafo | va_hv_degree | float64
90 | res_trafo | vm_lv_pu | float64
91 | res_trafo | va_lv_degree | float64
92 | res_trafo | loading_percent | float64
93 | res_ext_grid | p_mw | float64
94 | res_ext_grid | q_mvar | float64
95 | res_load | p_mw | float64
96 | res_load | q_mvar | float64

## parameters
| version | format_version | converged | OPF_converged | name | f_hz | sn_mva
0 | 2.14.6 | 2.14.0 | TRUE | FALSE |  | 50 | 1