## bus
| name | vn_kv | type | zone | in_service
0 | bus_LV_2545-5_0_4_node_0 | 0.4 | n |  | TRUE
1 | bus_LV_2545-5_0_4_node_1 | 0.4 | n |  | TRUE
2 | bus_LV_2545-5_0_4_node_2 | 0.4 | n |  | TRUE
3 | bus_LV_2545-5_0_4_node_3 | 0.4 | n |  | TRUE
4 | bus_LV_2545-5_0_4_node_4 | 0.4 | n |  | TRUE
5 | bus_LV_2545-5_0_4_node_5 | 0.4 | n |  | TRUE
6 | bus_LV_2545-5_0_4_node_105 | 0.4 | n |  | TRUE
7 | bus_LV_2545-5_0_4_node_121 | 0.4 | n |  | TRUE
8 | bus_LV_2545-5_0_4_node_138 | 0.4 | n |  | TRUE
9 | bus_LV_2545-5_0_4_node_106 | 0.4 | n |  | TRUE
10 | bus_LV_2545-5_0_4_node_96 | 0.4 | n |  | TRUE
11 | bus_LV_2545-5_0_4_node_140 | 0.4 | n |  | TRUE
12 | bus_LV_2545-5_0_4_node_6 | 0.4 | n |  | TRUE
13 | bus_LV_2545-5_0_4_node_7 | 0.4 | n |  | TRUE
14 | bus_LV_2545-5_0_4_node_8 | 0.4 | n |  | TRUE
15 | bus_LV_2545-5_0_4_node_9 | 0.4 | n |  | TRUE
16 | bus_LV_2545-5_0_4_node_10 | 0.4 | n |  | TRUE
17 | bus_LV_2545-5_0_4_node_61 | 0.4 | n |  | TRUE
18 | bus_LV_2545-5_0_4_node_25 | 0.4 | n |  | TRUE
19 | bus_LV_2545-5_0_4_node_131 | 0.4 | n |  | TRUE
20 | bus_LV_2545-5_0_4_node_23 | 0.4 | n |  | TRUE
21 | bus_LV_2545-5_0_4_node_62 | 0.4 | n |  | TRUE
22 | bus_LV_2545-5_0_4_node_64 | 0.4 | n |  | TRUE
23 | bus_LV_2545-5_0_4_node_11 | 0.4 | n |  | TRUE
24 | bus_LV_2545-5_0_4_node_12 | 0.4 | n |  | TRUE
25 | bus_LV_2545-5_0_4_node_13 | 0.4 | n |  | TRUE
26 | bus_LV_2545-5_0_4_node_14 | 0.4 | n |  | TRUE
27 | bus_LV_2545-5_0_4_node_15 | 0.4 | n |  | TRUE
28 | bus_LV_2545-5_0_4_node_39 | 0.4 | n |  | TRUE
29 | bus_LV_2545-5_0_4_node_65 | 0.4 | n |  | TRUE
30 | bus_LV_2545-5_0_4_node_40 | 0.4 | n |  | TRUE
31 | bus_LV_2545-5_0_4_node_95 | 0.4 | n |  | TRUE
32 | bus_LV_2545-5_0_4_node_60 | 0.4 | n |  | TRUE
33 | bus_LV_2545-5_0_4_node_16 | 0.4 | n |  | TRUE
34 | bus_LV_2545-5_0_4_node_17 | 0.4 | n |  | TRUE
35 | bus_LV_2545-5_0_4_node_18 | 0.4 | n |  | TRUE
36 | bus_LV_2545-5_0_4_node_19 | 0.4 | n |  | TRUE
37 | bus_LV_2545-5_0_4_node_21 | 0.4 | n |  | TRUE
38 | bus_LV_2545-5_0_4_node_123 | 0.4 | n |  | TRUE
39 | bus_LV_2545-5_0_4_node_20 | 0.4 | n |  | TRUE
40 | bus_LV_2545-5_0_4_node_80 | 0.4 | n |  | TRUE
41 | bus_LV_2545-5_0_4_node_146 | 0.4 | n |  | TRUE
42 | bus_LV_2545-5_0_4_node_122 | 0.4 | n |  | TRUE
43 | bus_LV_2545-5_0_4_node_84 | 0.4 | n |  | TRUE
44 | bus_LV_2545-5_0_4_node_119 | 0.4 | n |  | TRUE
45 | bus_LV_2545-5_0_4_node_137 | 0.4 | n |  | TRUE
46 | bus_LV_2545-5_0_4_node_81 | 0.4 | n |  | TRUE
47 | bus_LV_2545-5_0_4_node_22 | 0.4 | n |  | TRUE
48 | bus_LV_2545-5_0_4_node_24 | 0.4 | n |  | TRUE
49 | bus_LV_2545-5_0_4_node_26 | 0.4 | n |  | TRUE
50 | bus_LV_2545-5_0_4_node_53 | 0.4 | n |  | TRUE
51 | bus_LV_2545-5_0_4_node_132 | 0.4 | n |  | TRUE
52 | bus_LV_2545-5_0_4_node_46 | 0.4 | n |  | TRUE
53 | bus_LV_2545-5_0_4_node_30 | 0.4 | n |  | TRUE
54 | bus_LV_2545-5_0_4_node_27 | 0.4 | n |  | TRUE
55 | bus_LV_2545-5_0_4_node_28 | 0.4 | n |  | TRUE
56 | bus_LV_2545-5_0_4_node_29 | 0.4 | n |  | TRUE
57 | bus_LV_2545-5_0_4_node_31 | 0.4 | n |  | TRUE
58 | bus_LV_2545-5_0_4_node_32 | 0.4 | n |  | TRUE
59 | bus_LV_2545-5_0_4_node_33 | 0.4 | n |  | TRUE
60 | bus_LV_2545-5_0_4_node_66 | 0.4 | n |  | TRUE
61 | bus_LV_2545-5_0_4_node_58 | 0.4 | n |  | TRUE
62 | bus_LV_2545-5_0_4_node_135 | 0.4 | n |  | TRUE
63 | bus_LV_2545-5_0_4_node_59 | 0.4 | n |  | TRUE
64 | bus_LV_2545-5_0_4_node_136 | 0.4 | n |  | TRUE
65 | bus_LV_2545-5_0_4_node_34 | 0.4 | n |  | TRUE
66 | bus_LV_2545-5_0_4_node_35 | 0.4 | n |  | TRUE
67 | bus_LV_2545-5_0_4_node_36 | 0.4 | n |  | TRUE
68 | bus_LV_2545-5_0_4_node_37 | 0.4 | n |  | TRUE
69 | bus_LV_2545-5_0_4_node_38 | 0.4 | n |  | TRUE
70 | bus_LV_2545-5_0_4_node_75 | 0.4 | n |  | TRUE
71 | bus_LV_2545-5_0_4_node_56 | 0.4 | n |  | TRUE
72 | bus_LV_2545-5_0_4_node_57 | 0.4 | n |  | TRUE
73 | bus_LV_2545-5_0_4_node_76 | 0.4 | n |  | TRUE
74 | bus_LV_2545-5_0_4_node_77 | 0.4 | n |  | TRUE
75 | bus_LV_2545-5_0_4_node_86 | 0.4 | n |  | TRUE
76 | bus_LV_2545-5_0_4_node_145 | 0.4 | n |  | TRUE
77 | bus_LV_2545-5_0_4_node_41 | 0.4 | n |  | TRUE
78 | bus_LV_2545-5_0_4_node_54 | 0.4 | n |  | TRUE
79 | bus_LV_2545-5_0_4_node_55 | 0.4 | n |  | TRUE
80 | bus_LV_2545-5_0_4_node_42 | 0.4 | n |  | TRUE
81 | bus_LV_2545-5_0_4_node_43 | 0.4 | n |  | TRUE
82 | bus_LV_2545-5_0_4_node_44 | 0.4 | n |  | TRUE
83 | bus_LV_2545-5_0_4_node_45 | 0.4 | n |  | TRUE
84 | bus_LV_2545-5_0_4_node_110 | 0.4 | n |  | TRUE
85 | bus_LV_2545-5_0_4_node_128 | 0.4 | n |  | TRUE
86 | bus_LV_2545-5_0_4_node_109 | 0.4 | n |  | TRUE
87 | bus_LV_2545-5_0_4_node_47 | 0.4 | n |  | TRUE
88 | bus_LV_2545-5_0_4_node_48 | 0.4 | n |  | TRUE
89 | bus_LV_2545-5_0_4_node_49 | 0.4 | n |  | TRUE
90 | bus_LV_2545-5_0_4_node_50 | 0.4 | n |  | TRUE
91 | bus_LV_2545-5_0_4_node_51 | 0.4 | n |  | TRUE
92 | bus_LV_2545-5_0_4_node_52 | 0.4 | n |  | TRUE
93 | bus_LV_2545-5_0_4_node_97 | 0.4 | n |  | TRUE
94 | bus_LV_2545-5_0_4_node_118 | 0.4 | n |  | TRUE
95 | bus_LV_2545-5_0_4_node_98 | 0.4 | n |  | TRUE
96 | bus_LV_2545-5_0_4_node_103 | 0.4 | n |  | TRUE
97 | bus_LV_2545-5_0_4_node_78 | 0.4 | n |  | TRUE
98 | bus_LV_2545-5_0_4_node_79 | 0.4 | n |  | TRUE
99 | bus_LV_2545-5_0_4_node_87 | 0.4 | n |  | TRUE
100 | bus_LV_2545-5_0_4_node_94 | 0.4 | n |  | TRUE
101 | bus_LV_2545-5_0_4_node_63 | 0.4 | n |  | TRUE
102 | bus_LV_2545-5_0_4_node_127 | 0.4 | n |  | TRUE
103 | bus_LV_2545-5_0_4_node_73 | 0.4 | n |  | TRUE
104 | bus_LV_2545-5_0_4_node_111 | 0.4 | n |  | TRUE
105 | bus_LV_2545-5_0_4_node_91 | 0.4 | n |  | TRUE
106 | bus_LV_2545-5_0_4_node_71 | 0.4 | n |  | TRUE
107 | bus_LV_2545-5_0_4_node_112 | 0.4 | n |  | TRUE
108 | bus_LV_2545-5_0_4_node_67 | 0.4 | n |  | TRUE
109 | bus_LV_2545-5_0_4_node_68 | 0.4 | n |  | TRUE
110 | bus_LV_2545-5_0_4_node_69 | 0.4 | n |  | TRUE
111 | bus_LV_2545-5_0_4_node_70 | 0.4 | n |  | TRUE
112 | bus_LV_2545-5_0_4_node_134 | 0.4 | n |  | TRUE
113 | bus_LV_2545-5_0_4_node_120 | 0.4 | n |  | TRUE
114 | bus_LV_2545-5_0_4_node_133 | 0.4 | n |  | TRUE
115 | bus_LV_2545-5_0_4_node_72 | 0.4 | n |  | TRUE
116 | bus_LV_2545-5_0_4_node_74 | 0.4 | n |  | TRUE
117 | bus_LV_2545-5_0_4_node_141 | 0.4 | n |  | TRUE
118 | bus_LV_2545-5_0_4_node_104 | 0.4 | n |  | TRUE
119 | bus_LV_2545-5_0_4_node_102 | 0.4 | n |  | TRUE
120 | bus_LV_2545-5_0_4_node_82 | 0.4 | n |  | TRUE
121 | bus_LV_2545-5_0_4_node_83 | 0.4 | n |  | TRUE
122 | bus_LV_2545-5_0_4_node_88 | 0.4 | n |  | TRUE
123 | bus_LV_2545-5_0_4_node_93 | 0.4 | n |  | TRUE
124 | bus_LV_2545-5_0_4_node_144 | 0.4 | n |  | TRUE
125 | bus_LV_2545-5_0_4_node_89 | 0.4 | n |  | TRUE
126 | bus_LV_2545-5_0_4_node_90 | 0.4 | n |  | TRUE
127 | bus_LV_2545-5_0_4_node_92 | 0.4 | n |  | TRUE
128 | bus_LV_2545-5_0_4_node_126 | 0.4 | n |  | TRUE
129 | bus_LV_2545-5_0_4_node_99 | 0.4 | n |  | TRUE
130 | bus_LV_2545-5_0_4_node_117 | 0.4 | n |  | TRUE
131 | bus_LV_2545-5_0_4_node_142 | 0.4 | n |  | TRUE
132 | bus_LV_2545-5_0_4_node_100 | 0.4 | n |  | TRUE
133 | bus_LV_2545-5_0_4_node_101 | 0.4 | n |  | TRUE
134 | bus_LV_2545-5_0_4_node_107 | 0.4 | n |  | TRUE
135 | bus_LV_2545-5_0_4_node_108 | 0.4 | n |  | TRUE
136 | bus_LV_2545-5_0_4_node_139 | 0.4 | n |  | TRUE
137 | bus_LV_2545-5_0_4_node_113 | 0.4 | n |  | TRUE
138 | bus_LV_2545-5_0_4_node_114 | 0.4 | n |  | TRUE
139 | bus_LV_2545-5_0_4_node_115 | 0.4 | n |  | TRUE
140 | bus_LV_2545-5_0_4_node_116 | 0.4 | n |  | TRUE
141 | bus_LV_2545-5_0_4_node_124 | 0.4 | n |  | TRUE
142 | bus_LV_2545-5_0_4_node_125 | 0.4 | n |  | TRUE
143 | bus_LV_2545-5_0_4_node_129 | 0.4 | n |  | TRUE
144 | bus_MV_292_0_node_74 | 20 | n |  | TRUE

## load
| name | bus | p_mw | q_mvar | const_z_percent | const_i_percent | sn_mva | scaling | in_service | type
0 | LV_2545-5_0_4_load_0 | 0 | 0.0040767 | 0.0010217 | 0 | 0 |  | 1 | TRUE | wye
1 | LV_2545-5_0_4_load_1 | 1 | 0.0034216 | 0.00085753 | 0 | 0 |  | 1 | TRUE | wye
2 | LV_2545-5_0_4_load_3 | 3 | 0.0018683 | 0.00046823 | 0 | 0 |  | 1 | TRUE | wye
3 | LV_2545-5_0_4_load_4 | 4 | 0.0026036 | 0.00065253 | 0 | 0 |  | 1 | TRUE | wye
4 | LV_2545-5_0_4_load_5 | 5 | 0.0022022 | 0.00055193 | 0 | 0 |  | 1 | TRUE | wye
5 | LV_2545-5_0_4_load_105 | 6 | 0.00083491 | 0.00020925 | 0 | 0 |  | 1 | TRUE | wye
6 | LV_2545-5_0_4_load_121 | 7 | 0.0014668 | 0.00036762 | 0 | 0 |  | 1 | TRUE | wye
7 | LV_2545-5_0_4_load_138 | 8 | 0.0014514 | 0.00036375 | 0 | 0 |  | 1 | TRUE | wye
8 | LV_2545-5_0_4_load_140 | 11 | 0.0024669 | 0.00061826 | 0 | 0 |  | 1 | TRUE | wye
9 | LV_2545-5_0_4_load_6 | 12 | 0.0009001 | 0.00022559 | 0 | 0 |  | 1 | TRUE | wye
10 | LV_2545-5_0_4_load_7 | 13 | 0.002355 | 0.00059021 | 0 | 0 |  | 1 | TRUE | wye
11 | LV_2545-5_0_4_load_8 | 14 | 0.0012463 | 0.00031236 | 0 | 0 |  | 1 | TRUE | wye
12 | LV_2545-5_0_4_load_9 | 15 | 0.0026896 | 0.00067407 | 0 | 0 |  | 1 | TRUE | wye
13 | LV_2545-5_0_4_load_10 | 16 | 0.0033534 | 0.00084043 | 0 | 0 |  | 1 | TRUE | wye
14 | LV_2545-5_0_4_load_23 | 20 | 0.0019066 | 0.00047783 | 0 | 0 |  | 1 | TRUE | wye
15 | LV_2545-5_0_4_load_62 | 21 | 0.00056456 | 0.00014149 | 0 | 0 |  | 1 | TRUE | wye
16 | LV_2545-5_0_4_load_11 | 23 | 0.0012709 | 0.00031852 | 0 | 0 |  | 1 | TRUE | wye
17 | LV_2545-5_0_4_load_12 | 24 | 0.0006717 | 0.00016834 | 0 | 0 |  | 1 | TRUE | wye
18 | LV_2545-5_0_4_load_13 | 25 | 0.001523 | 0.00038169 | 0 | 0 |  | 1 | TRUE | wye
19 | LV_2545-5_0_4_load_14 | 26 | 0.00090296 | 0.0002263 | 0 | 0 |  | 1 | TRUE | wye
20 | LV_2545-5_0_4_load_39 | 28 | 0.00091846 | 0.00023019 | 0 | 0 |  | 1 | TRUE | wye
21 | LV_2545-5_0_4_load_65 | 29 | 0.00068838 | 0.00017252 | 0 | 0 |  | 1 | TRUE | wye
22 | LV_2545-5_0_4_load_40 | 30 | 0.002163 | 0.00054209 | 0 | 0 |  | 1 | TRUE | wye
23 | LV_2545-5_0_4_load_95 | 31 | 0.0011105 | 0.00027831 | 0 | 0 |  | 1 | TRUE | wye
24 | LV_2545-5_0_4_load_60 | 32 | 0.0011807 | 0.0002959 | 0 | 0 |  | 1 | TRUE | wye
25 | LV_2545-5_0_4_load_16 | 33 | 0.00072163 | 0.00018086 | 0 | 0 |  | 1 | TRUE | wye
26 | LV_2545-5_0_4_load_18 | 35 | 0.0035006 | 0.00087735 | 0 | 0 |  | 1 | TRUE | wye
27 | LV_2545-5_0_4_load_123 | 38 | 0.0014608 | 0.00036611 | 0 | 0 |  | 1 | TRUE | wye
28 | LV_2545-5_0_4_load_80 | 40 | 0.0032863 | 0.00082362 | 0 | 0 |  | 1 | TRUE | wye
29 | LV_2545-5_0_4_load_146 | 41 | 0.00063195 | 0.00015838 | 0 | 0 |  | 1 | TRUE | wye
30 | LV_2545-5_0_4_load_122 | 42 | 0.0019419 | 0.00048668 | 0 | 0 |  | 1 | TRUE | wye
31 | LV_2545-5_0_4_load_137 | 45 | 0.0036732 | 0.00092059 | 0 | 0 |  | 1 | TRUE | wye
32 | LV_2545-5_0_4_load_22 | 47 | 0.0024396 | 0.00061142 | 0 | 0 |  | 1 | TRUE | wye
33 | LV_2545-5_0_4_load_24 | 48 | 0.0016483 | 0.00041309 | 0 | 0 |  | 1 | TRUE | wye
34 | LV_2545-5_0_4_load_26 | 49 | 0.0017672 | 0.0004429 | 0 | 0 |  | 1 | TRUE | wye
35 | LV_2545-5_0_4_load_53 | 50 | 0.0019969 | 0.00050046 | 0 | 0 |  | 1 | TRUE | wye
36 | LV_2545-5_0_4_load_132 | 51 | 0.0028608 | 0.00071699 | 0 | 0 |  | 1 | TRUE | wye
37 | LV_2545-5_0_4_load_46 | 52 | 0.00091217 | 0.00022861 | 0 | 0 |  | 1 | TRUE | wye
38 | LV_2545-5_0_4_load_30 | 53 | 0.003194 | 0.00080049 | 0 | 0 |  | 1 | TRUE | wye
39 | LV_2545-5_0_4_load_27 | 54 | 0.0042655 | 0.001069 | 0 | 0 |  | 1 | TRUE | wye
40 | LV_2545-5_0_4_load_31 | 57 | 0.0058631 | 0.0014694 | 0 | 0 |  | 1 | TRUE | wye
41 | LV_2545-5_0_4_load_32 | 58 | 0.0020967 | 0.00052548 | 0 | 0 |  | 1 | TRUE | wye
42 | LV_2545-5_0_4_load_33 | 59 | 0.0045045 | 0.0011289 | 0 | 0 |  | 1 | TRUE | wye
43 | LV_2545-5_0_4_load_66 | 60 | 0.00053455 | 0.00013397 | 0 | 0 |  | 1 | TRUE | wye
44 | LV_2545-5_0_4_load_58 | 61 | 0.0014537 | 0.00036433 | 0 | 0 |  | 1 | TRUE | wye
45 | LV_2545-5_0_4_load_135 | 62 | 0.003261 | 0.00081728 | 0 | 0 |  | 1 | TRUE | wye
46 | LV_2545-5_0_4_load_59 | 63 | 0.0013407 | 0.00033601 | 0 | 0 |  | 1 | TRUE | wye
47 | LV_2545-5_0_4_load_136 | 64 | 0.0044425 | 0.0011134 | 0 | 0 |  | 1 | TRUE | wye
48 | LV_2545-5_0_4_load_34 | 65 | 0.0014695 | 0.00036829 | 0 | 0 |  | 1 | TRUE | wye
49 | LV_2545-5_0_4_load_35 | 66 | 0.0031284 | 0.00078405 | 0 | 0 |  | 1 | TRUE | wye
50 | LV_2545-5_0_4_load_36 | 67 | 0.001291 | 0.00032355 | 0 | 0 |  | 1 | TRUE | wye
51 | LV_2545-5_0_4_load_37 | 68 | 0.0017669 | 0.00044283 | 0 | 0 |  | 1 | TRUE | wye
52 | LV_2545-5_0_4_load_56 | 71 | 0.0036246 | 0.00090841 | 0 | 0 |  | 1 | TRUE | wye
53 | LV_2545-5_0_4_load_57 | 72 | 0.0017455 | 0.00043747 | 0 | 0 |  | 1 | TRUE | wye
54 | LV_2545-5_0_4_load_76 | 73 | 0.00078248 | 0.00019611 | 0 | 0 |  | 1 | TRUE | wye
55 | LV_2545-5_0_4_load_77 | 74 | 0.0018694 | 0.00046851 | 0 | 0 |  | 1 | TRUE | wye
56 | LV_2545-5_0_4_load_86 | 75 | 0.0011397 | 0.00028565 | 0 | 0 |  | 1 | TRUE | wye
57 | LV_2545-5_0_4_load_145 | 76 | 0.00097815 | 0.00024515 | 0 | 0 |  | 1 | TRUE | wye
58 | LV_2545-5_0_4_load_54 | 78 | 0.0037208 | 0.00093252 | 0 | 0 |  | 1 | TRUE | wye
59 | LV_2545-5_0_4_load_55 | 79 | 0.0012563 | 0.00031485 | 0 | 0 |  | 1 | TRUE | wye
60 | LV_2545-5_0_4_load_42 | 80 | 0.00045494 | 0.00011402 | 0 | 0 |  | 1 | TRUE | wye
61 | LV_2545-5_0_4_load_43 | 81 | 0.0010961 | 0.00027472 | 0 | 0 |  | 1 | TRUE | wye
62 | LV_2545-5_0_4_load_44 | 82 | 0.0024436 | 0.00061241 | 0 | 0 |  | 1 | TRUE | wye
63 | LV_2545-5_0_4_load_45 | 83 | 0.0017508 | 0.00043878 | 0 | 0 |  | 1 | TRUE | wye
64 | LV_2545-5_0_4_load_110 | 84 | 0.0014847 | 0.00037209 | 0 | 0 |  | 1 | TRUE | wye
65 | LV_2545-5_0_4_load_128 | 85 | 0.00064121 | 0.0001607 | 0 | 0 |  | 1 | TRUE | wye
66 | LV_2545-5_0_4_load_109 | 86 | 0.00039751 | 9.9626e-05 | 0 | 0 |  | 1 | TRUE | wye
67 | LV_2545-5_0_4_load_47 | 87 | 0.0046882 | 0.001175 | 0 | 0 |  | 1 | TRUE | wye
68 | LV_2545-5_0_4_load_50 | 90 | 0.0012436 | 0.00031167 | 0 | 0 |  | 1 | TRUE | wye
69 | LV_2545-5_0_4_load_51 | 91 | 0.0035862 | 0.0008988 | 0 | 0 |  | 1 | TRUE | wye
70 | LV_2545-5_0_4_load_52 | 92 | 0.0028044 | 0.00070284 | 0 | 0 |  | 1 | TRUE | wye
71 | LV_2545-5_0_4_load_97 | 93 | 0.0030173 | 0.00075621 | 0 | 0 |  | 1 | TRUE | wye
72 | LV_2545-5_0_4_load_118 | 94 | 0.002316 | 0.00058044 | 0 | 0 |  | 1 | TRUE | wye
73 | LV_2545-5_0_4_load_98 | 95 | 0.0033336 | 0.00083547 | 0 | 0 |  | 1 | TRUE | wye
74 | LV_2545-5_0_4_load_103 | 96 | 0.0032201 | 0.00080702 | 0 | 0 |  | 1 | TRUE | wye
75 | LV_2545-5_0_4_load_78 | 97 | 0.00058487 | 0.00014658 | 0 | 0 |  | 1 | TRUE | wye
76 | LV_2545-5_0_4_load_79 | 98 | 0.00091118 | 0.00022836 | 0 | 0 |  | 1 | TRUE | wye
77 | LV_2545-5_0_4_load_87 | 99 | 0.0011407 | 0.00028588 | 0 | 0 |  | 1 | TRUE | wye
78 | LV_2545-5_0_4_load_94 | 100 | 0.001099 | 0.00027544 | 0 | 0 |  | 1 | TRUE | wye
79 | LV_2545-5_0_4_load_127 | 102 | 0.0012718 | 0.00031875 | 0 | 0 |  | 1 | TRUE | wye
80 | LV_2545-5_0_4_load_73 | 103 | 0.0012853 | 0.00032212 | 0 | 0 |  | 1 | TRUE | wye
81 | LV_2545-5_0_4_load_111 | 104 | 0.0009802 | 0.00024566 | 0 | 0 |  | 1 | TRUE | wye
82 | LV_2545-5_0_4_load_71 | 106 | 0.001815 | 0.00045487 | 0 | 0 |  | 1 | TRUE | wye
83 | LV_2545-5_0_4_load_112 | 107 | 0.0016212 | 0.00040632 | 0 | 0 |  | 1 | TRUE | wye
84 | LV_2545-5_0_4_load_69 | 110 | 0.0020412 | 0.00051157 | 0 | 0 |  | 1 | TRUE | wye
85 | LV_2545-5_0_4_load_70 | 111 | 0.0037699 | 0.00094482 | 0 | 0 |  | 1 | TRUE | wye
86 | LV_2545-5_0_4_load_134 | 112 | 0.002618 | 0.00065612 | 0 | 0 |  | 1 | TRUE | wye
87 | LV_2545-5_0_4_load_120 | 113 | 0.00074474 | 0.00018665 | 0 | 0 |  | 1 | TRUE | wye
88 | LV_2545-5_0_4_load_133 | 114 | 0.0016738 | 0.00041951 | 0 | 0 |  | 1 | TRUE | wye
89 | LV_2545-5_0_4_load_72 | 115 | 0.0053694 | 0.0013457 | 0 | 0 |  | 1 | TRUE | wye
90 | LV_2545-5_0_4_load_141 | 117 | 0.0088052 | 0.0022068 | 0 | 0 |  | 1 | TRUE | wye
91 | LV_2545-5_0_4_load_104 | 118 | 0.0027232 | 0.0006825 | 0 | 0 |  | 1 | TRUE | wye
92 | LV_2545-5_0_4_load_102 | 119 | 0.0046714 | 0.0011708 | 0 | 0 |  | 1 | TRUE | wye
93 | LV_2545-5_0_4_load_82 | 120 | 0.0032848 | 0.00082326 | 0 | 0 |  | 1 | TRUE | wye
94 | LV_2545-5_0_4_load_83 | 121 | 0.003941 | 0.0009877 | 0 | 0 |  | 1 | TRUE | wye
95 | LV_2545-5_0_4_load_93 | 123 | 0.0013116 | 0.00032871 | 0 | 0 |  | 1 | TRUE | wye
96 | LV_2545-5_0_4_load_144 | 124 | 0.0015067 | 0.00037763 | 0 | 0 |  | 1 | TRUE | wye
97 | LV_2545-5_0_4_load_89 | 125 | 0.0017566 | 0.00044024 | 0 | 0 |  | 1 | TRUE | wye
98 | LV_2545-5_0_4_load_92 | 127 | 0.0013517 | 0.00033878 | 0 | 0 |  | 1 | TRUE | wye
99 | LV_2545-5_0_4_load_126 | 128 | 0.0013605 | 0.00034099 | 0 | 0 |  | 1 | TRUE | wye
100 | LV_2545-5_0_4_load_117 | 130 | 0.0072854 | 0.0018259 | 0 | 0 |  | 1 | TRUE | wye
101 | LV_2545-5_0_4_load_142 | 131 | 0.00084513 | 0.00021181 | 0 | 0 |  | 1 | TRUE | wye
102 | LV_2545-5_0_4_load_100 | 132 | 0.0025514 | 0.00063944 | 0 | 0 |  | 1 | TRUE | wye
103 | LV_2545-5_0_4_load_101 | 133 | 0.002224 | 0.00055739 | 0 | 0 |  | 1 | TRUE | wye
104 | LV_2545-5_0_4_load_107 | 134 | 0.00083243 | 0.00020863 | 0 | 0 |  | 1 | TRUE | wye
105 | LV_2545-5_0_4_load_108 | 135 | 0.0014593 | 0.00036574 | 0 | 0 |  | 1 | TRUE | wye
106 | LV_2545-5_0_4_load_139 | 136 | 0.00144 | 0.0003609 | 0 | 0 |  | 1 | TRUE | wye
107 | LV_2545-5_0_4_load_113 | 137 | 0.0011638 | 0.00029168 | 0 | 0 |  | 1 | TRUE | wye
108 | LV_2545-5_0_4_load_114 | 138 | 0.0047052 | 0.0011792 | 0 | 0 |  | 1 | TRUE | wye
109 | LV_2545-5_0_4_load_115 | 139 | 0.00082377 | 0.00020646 | 0 | 0 |  | 1 | TRUE | wye
110 | LV_2545-5_0_4_load_116 | 140 | 0.00069605 | 0.00017445 | 0 | 0 |  | 1 | TRUE | wye
111 | LV_2545-5_0_4_load_125 | 142 | 0.00043952 | 0.00011015 | 0 | 0 |  | 1 | TRUE | wye
112 | LV_2545-5_0_4_load_129 | 143 | 0.0014667 | 0.00036759 | 0 | 0 |  | 1 | TRUE | wye

## ext_grid
| name | bus | vm_pu | va_degree | slack_weight | in_service
0 |  | 16 | 1 | 0 | 1 | TRUE

## line
| name | std_type | from_bus | to_bus | length_km | r_ohm_per_km | x_ohm_per_km | c_nf_per_km | g_us_per_km | max_i_ka | df | parallel | type | in_service
0 | LV_2545-5_0_4_line_0 | NAYY 4x150 SE | 0 | 1 | 0.013338 | 0.208 | 0.08 | 261 | 0 | 0.27 | 1 | 1 | cs | TRUE
1 | LV_2545-5_0_4_line_1 | NAYY 4x150 SE | 0 | 2 | 0.0075086 | 0.208 | 0.08 | 261 | 0 | 0.27 | 1 | 1 | cs | TRUE
2 | LV_2545-5_0_4_line_2 | NAYY 4x150 SE | 1 | 3 | 0.030758 | 0.208 | 0.08 | 261 | 0 | 0.27 | 1 | 1 | cs | TRUE
3 | LV_2545-5_0_4_line_3 | NAYY 4x150 SE | 2 | 4 | 0.011115 | 0.208 | 0.08 | 261 | 0 | 0.27 | 1 | 1 | cs | TRUE
4 | LV_2545-5_0_4_line_4 | NAYY 4x150 SE | 2 | 5 | 0.036908 | 0.208 | 0.08 | 261 | 0 | 0.27 | 1 | 1 | cs | TRUE
5 | LV_2545-5_0_4_line_5 | NAYY 4x150 SE | 3 | 6 | 0.011334 | 0.208 | 0.08 | 261 | 0 | 0.27 | 1 | 1 | cs | TRUE
6 | LV_2545-5_0_4_line_6 | NAYY 4x150 SE | 4 | 7 | 0.02161 | 0.208 | 0.08 | 261 | 0 | 0.27 | 1 | 1 | cs | TRUE
7 | LV_2545-5_0_4_line_7 | NAYY 4x150 SE | 5 | 8 | 0.0017437 | 0.208 | 0.08 | 261 | 0 | 0.27 | 1 | 1 | cs | TRUE
8 | LV_2545-5_0_4_line_8 | NAYY 4x150 SE | 6 | 9 | 0.027503 | 0.208 | 0.08 | 261 | 0 | 0.27 | 1 | 1 | cs | TRUE
9 | LV_2545-5_0_4_line_9 | NAYY 4x150 SE | 7 | 10 | 0.019281 | 0.208 | 0.08 | 261 | 0 | 0.27 | 1 | 1 | cs | TRUE
10 | LV_2545-5_0_4_line_10 | NAYY 4x150 SE | 8 | 11 | 0.041352 | 0.208 | 0.08 | 261 | 0 | 0.27 | 1 | 1 | cs | TRUE
11 | LV_2545-5_0_4_line_11 | NAYY 4x150 SE | 9 | 134 | 0.006885 | 0.208 | 0.08 | 261 | 0 | 0.27 | 1 | 1 | cs | TRUE
12 | LV_2545-5_0_4_line_12 | NAYY 4x150 SE | 9 | 135 | 0.017635 | 0.208 | 0.08 | 261 | 0 | 0.27 | 1 | 1 | cs | TRUE
13 | LV_2545-5_0_4_line_13 | NAYY 4x150 SE | 10 | 31 | 0.023193 | 0.208 | 0.08 | 261 | 0 | 0.27 | 1 | 3 | cs | TRUE
14 | LV_2545-5_0_4_line_14 | NAYY 4x150 SE | 10 | 27 | 0.016875 | 0.208 | 0.08 | 261 | 0 | 0.27 | 1 | 3 | cs | TRUE
15 | LV_2545-5_0_4_line_15 | NAYY 4x150 SE | 12 | 13 | 0.011615 | 0.208 | 0.08 | 261 | 0 | 0.27 | 1 | 1 | cs | TRUE
16 | LV_2545-5_0_4_line_16 | NAYY 4x150 SE | 12 | 14 | 0.0037483 | 0.208 | 0.08 | 261 | 0 | 0.27 | 1 | 1 | cs | TRUE
17 | LV_2545-5_0_4_line_17 | NAYY 4x150 SE | 13 | 15 | 0.0035228 | 0.208 | 0.08 | 261 | 0 | 0.27 | 1 | 1 | cs | TRUE
18 | LV_2545-5_0_4_line_18 | NAYY 4x150 SE | 14 | 16 | 0.0012491 | 0.208 | 0.08 | 261 | 0 | 0.27 | 1 | 1 | cs | TRUE
19 | LV_2545-5_0_4_line_19 | NAYY 4x150 SE | 16 | 17 | 0.04071 | 0.208 | 0.08 | 261 | 0 | 0.27 | 1 | 3 | cs | TRUE
20 | LV_2545-5_0_4_line_20 | NAYY 4x150 SE | 17 | 21 | 0.02797 | 0.208 | 0.08 | 261 | 0 | 0.27 | 1 | 3 | cs | TRUE
21 | LV_2545-5_0_4_line_21 | NAYY 4x150 SE | 17 | 22 | 0.0404 | 0.208 | 0.08 | 261 | 0 | 0.27 | 1 | 3 | cs | TRUE
22 | LV_2545-5_0_4_line_22 | NAYY 4x150 SE | 18 | 19 | 0.011553 | 0.208 | 0.08 | 261 | 0 | 0.27 | 1 | 1 | cs | TRUE
23 | LV_2545-5_0_4_line_23 | NAYY 4x150 SE | 18 | 20 | 0.015959 | 0.208 | 0.08 | 261 | 0 | 0.27 | 1 | 1 | cs | TRUE
24 | LV_2545-5_0_4_line_24 | NAYY 4x150 SE | 19 | 51 | 0.019767 | 0.208 | 0.08 | 261 | 0 | 0.27 | 1 | 1 | cs | TRUE
25 | LV_2545-5_0_4_line_25 | NAYY 4x150 SE | 19 | 52 | 0.020634 | 0.208 | 0.08 | 261 | 0 | 0.27 | 1 | 1 | cs | TRUE
26 | LV_2545-5_0_4_line_26 | NAYY 4x150 SE | 20 | 47 | 0.0062699 | 0.208 | 0.08 | 261 | 0 | 0.27 | 1 | 1 | cs | TRUE
27 | LV_2545-5_0_4_line_27 | NAYY 4x150 SE | 21 | 100 | 0.006825 | 0.208 | 0.08 | 261 | 0 | 0.27 | 1 | 3 | cs | TRUE
28 | LV_2545-5_0_4_line_28 | NAYY 4x150 SE | 22 | 103 | 0.026807 | 0.208 | 0.08 | 261 | 0 | 0.27 | 1 | 1 | cs | TRUE
29 | LV_2545-5_0_4_line_29 | NAYY 4x150 SE | 22 | 104 | 0.011608 | 0.208 | 0.08 | 261 | 0 | 0.27 | 1 | 1 | cs | TRUE
30 | LV_2545-5_0_4_line_30 | NAYY 4x150 SE | 22 | 101 | 0.042553 | 0.208 | 0.08 | 261 | 0 | 0.27 | 1 | 3 | cs | TRUE
31 | LV_2545-5_0_4_line_31 | NAYY 4x150 SE | 23 | 24 | 0.012278 | 0.208 | 0.08 | 261 | 0 | 0.27 | 1 | 1 | cs | TRUE
32 | LV_2545-5_0_4_line_32 | NAYY 4x150 SE | 23 | 25 | 0.0044343 | 0.208 | 0.08 | 261 | 0 | 0.27 | 1 | 1 | cs | TRUE
33 | LV_2545-5_0_4_line_33 | NAYY 4x150 SE | 24 | 26 | 0.0075656 | 0.208 | 0.08 | 261 | 0 | 0.27 | 1 | 1 | cs | TRUE
34 | LV_2545-5_0_4_line_34 | NAYY 4x150 SE | 25 | 27 | 0.024446 | 0.208 | 0.08 | 261 | 0 | 0.27 | 1 | 1 | cs | TRUE
35 | LV_2545-5_0_4_line_35 | NAYY 4x150 SE | 26 | 28 | 0.00066726 | 0.208 | 0.08 | 261 | 0 | 0.27 | 1 | 1 | cs | TRUE
36 | LV_2545-5_0_4_line_36 | NAYY 4x150 SE | 27 | 29 | 0.021865 | 0.208 | 0.08 | 261 | 0 | 0.27 | 1 | 3 | cs | TRUE
37 | LV_2545-5_0_4_line_37 | NAYY 4x150 SE | 28 | 30 | 0.039664 | 0.208 | 0.08 | 261 | 0 | 0.27 | 1 | 1 | cs | TRUE
38 | LV_2545-5_0_4_line_38 | NAYY 4x150 SE | 29 | 32 | 0.0099551 | 0.208 | 0.08 | 261 | 0 | 0.27 | 1 | 3 | cs | TRUE
39 | LV_2545-5_0_4_line_39 | NAYY 4x150 SE | 30 | 77 | 0.0044377 | 0.208 | 0.08 | 261 | 0 | 0.27 | 1 | 1 | cs | TRUE
40 | LV_2545-5_0_4_line_40 | NAYY 4x150 SE | 31 | 100 | 0.02136 | 0.208 | 0.08 | 261 | 0 | 0.27 | 1 | 3 | cs | TRUE
41 | LV_2545-5_0_4_line_41 | NAYY 4x150 SE | 32 | 63 | 0.019536 | 0.208 | 0.08 | 261 | 0 | 0.27 | 1 | 3 | cs | TRUE
42 | LV_2545-5_0_4_line_42 | NAYY 4x150 SE | 33 | 34 | 0.015975 | 0.208 | 0.08 | 261 | 0 | 0.27 | 1 | 1 | cs | TRUE
43 | LV_2545-5_0_4_line_43 | NAYY 4x150 SE | 33 | 35 | 0.069054 | 0.208 | 0.08 | 261 | 0 | 0.27 | 1 | 1 | cs | TRUE
44 | LV_2545-5_0_4_line_44 | NAYY 4x150 SE | 34 | 36 | 0.018831 | 0.208 | 0.08 | 261 | 0 | 0.27 | 1 | 1 | cs | TRUE
45 | LV_2545-5_0_4_line_45 | NAYY 4x150 SE | 36 | 37 | 0.037786 | 0.208 | 0.08 | 261 | 0 | 0.27 | 1 | 1 | cs | TRUE
46 | LV_2545-5_0_4_line_46 | NAYY 4x150 SE | 36 | 38 | 0.039281 | 0.208 | 0.08 | 261 | 0 | 0.27 | 1 | 1 | cs | TRUE
47 | LV_2545-5_0_4_line_47 | NAYY 4x150 SE | 37 | 41 | 0.048017 | 0.208 | 0.08 | 261 | 0 | 0.27 | 1 | 1 | cs | TRUE
48 | LV_2545-5_0_4_line_48 | NAYY 4x150 SE | 37 | 39 | 0.025536 | 0.208 | 0.08 | 261 | 0 | 0.27 | 1 | 1 | cs | TRUE
49 | LV_2545-5_0_4_line_49 | NAYY 4x150 SE | 38 | 42 | 0.021527 | 0.208 | 0.08 | 261 | 0 | 0.27 | 1 | 1 | cs | TRUE
50 | LV_2545-5_0_4_line_50 | NAYY 4x150 SE | 39 | 40 | 0.0050032 | 0.208 | 0.08 | 261 | 0 | 0.27 | 1 | 1 | cs | TRUE
51 | LV_2545-5_0_4_line_51 | NAYY 4x150 SE | 40 | 46 | 0.034653 | 0.208 | 0.08 | 261 | 0 | 0.27 | 1 | 1 | cs | TRUE
52 | LV_2545-5_0_4_line_52 | NAYY 4x150 SE | 42 | 141 | 0.011754 | 0.208 | 0.08 | 261 | 0 | 0.27 | 1 | 1 | cs | TRUE
53 | LV_2545-5_0_4_line_53 | NAYY 4x150 SE | 43 | 44 | 0.018274 | 0.208 | 0.08 | 261 | 0 | 0.27 | 1 | 1 | cs | TRUE
54 | LV_2545-5_0_4_line_54 | NAYY 4x150 SE | 43 | 45 | 0.0052556 | 0.208 | 0.08 | 261 | 0 | 0.27 | 1 | 1 | cs | TRUE
55 | LV_2545-5_0_4_line_55 | NAYY 4x150 SE | 44 | 113 | 0.0086138 | 0.208 | 0.08 | 261 | 0 | 0.27 | 1 | 1 | cs | TRUE
56 | LV_2545-5_0_4_line_56 | NAYY 4x150 SE | 44 | 120 | 0.0067817 | 0.208 | 0.08 | 261 | 0 | 0.27 | 1 | 1 | cs | TRUE
57 | LV_2545-5_0_4_line_57 | NAYY 4x150 SE | 46 | 120 | 0.018642 | 0.208 | 0.08 | 261 | 0 | 0.27 | 1 | 1 | cs | TRUE
58 | LV_2545-5_0_4_line_58 | NAYY 4x150 SE | 46 | 121 | 0.026622 | 0.208 | 0.08 | 261 | 0 | 0.27 | 1 | 1 | cs | TRUE
59 | LV_2545-5_0_4_line_59 | NAYY 4x150 SE | 47 | 48 | 0.009049 | 0.208 | 0.08 | 261 | 0 | 0.27 | 1 | 1 | cs | TRUE
60 | LV_2545-5_0_4_line_60 | NAYY 4x150 SE | 48 | 49 | 0.011298 | 0.208 | 0.08 | 261 | 0 | 0.27 | 1 | 1 | cs | TRUE
61 | LV_2545-5_0_4_line_61 | NAYY 4x150 SE | 49 | 50 | 0.0014066 | 0.208 | 0.08 | 261 | 0 | 0.27 | 1 | 1 | cs | TRUE
62 | LV_2545-5_0_4_line_62 | NAYY 4x150 SE | 50 | 53 | 0.0073583 | 0.208 | 0.08 | 261 | 0 | 0.27 | 1 | 1 | cs | TRUE
63 | LV_2545-5_0_4_line_63 | NAYY 4x150 SE | 51 | 121 | 0.010033 | 0.208 | 0.08 | 261 | 0 | 0.27 | 1 | 1 | cs | TRUE
64 | LV_2545-5_0_4_line_64 | NAYY 4x150 SE | 52 | 85 | 0.036168 | 0.208 | 0.08 | 261 | 0 | 0.27 | 1 | 1 | cs | TRUE
65 | LV_2545-5_0_4_line_65 | NAYY 4x150 SE | 52 | 82 | 0.05142 | 0.208 | 0.08 | 261 | 0 | 0.27 | 1 | 1 | cs | TRUE
66 | LV_2545-5_0_4_line_66 | NAYY 4x150 SE | 53 | 55 | 0.01876 | 0.208 | 0.08 | 261 | 0 | 0.27 | 1 | 1 | cs | TRUE
67 | LV_2545-5_0_4_line_67 | NAYY 4x150 SE | 54 | 55 | 0.042353 | 0.208 | 0.08 | 261 | 0 | 0.27 | 1 | 2 | cs | TRUE
68 | LV_2545-5_0_4_line_68 | NAYY 4x150 SE | 54 | 56 | 0.0098081 | 0.208 | 0.08 | 261 | 0 | 0.27 | 1 | 3 | cs | TRUE
69 | LV_2545-5_0_4_line_69 | NAYY 4x150 SE | 55 | 57 | 0.018784 | 0.208 | 0.08 | 261 | 0 | 0.27 | 1 | 1 | cs | TRUE
70 | LV_2545-5_0_4_line_70 | NAYY 4x150 SE | 56 | 58 | 0.036439 | 0.208 | 0.08 | 261 | 0 | 0.27 | 1 | 3 | cs | TRUE
71 | LV_2545-5_0_4_line_71 | NAYY 4x150 SE | 56 | 59 | 0.010205 | 0.208 | 0.08 | 261 | 0 | 0.27 | 1 | 1 | cs | TRUE
72 | LV_2545-5_0_4_line_72 | NAYY 4x150 SE | 57 | 60 | 0.019107 | 0.208 | 0.08 | 261 | 0 | 0.27 | 1 | 1 | cs | TRUE
73 | LV_2545-5_0_4_line_73 | NAYY 4x150 SE | 58 | 61 | 0.012139 | 0.208 | 0.08 | 261 | 0 | 0.27 | 1 | 3 | cs | TRUE
74 | LV_2545-5_0_4_line_74 | NAYY 4x150 SE | 59 | 62 | 0.022845 | 0.208 | 0.08 | 261 | 0 | 0.27 | 1 | 1 | cs | TRUE
75 | LV_2545-5_0_4_line_75 | NAYY 4x150 SE | 61 | 63 | 0.0073009 | 0.208 | 0.08 | 261 | 0 | 0.27 | 1 | 3 | cs | TRUE
76 | LV_2545-5_0_4_line_76 | NAYY 4x150 SE | 62 | 64 | 0.031572 | 0.208 | 0.08 | 261 | 0 | 0.27 | 1 | 1 | cs | TRUE
77 | LV_2545-5_0_4_line_77 | NAYY 4x150 SE | 65 | 66 | 0.0098537 | 0.208 | 0.08 | 261 | 0 | 0.27 | 1 | 1 | cs | TRUE
78 | LV_2545-5_0_4_line_78 | NAYY 4x150 SE | 65 | 67 | 0.02658 | 0.208 | 0.08 | 261 | 0 | 0.27 | 1 | 1 | cs | TRUE
79 | LV_2545-5_0_4_line_79 | NAYY 4x150 SE | 66 | 68 | 0.014616 | 0.208 | 0.08 | 261 | 0 | 0.27 | 1 | 1 | cs | TRUE
80 | LV_2545-5_0_4_line_80 | NAYY 4x150 SE | 67 | 69 | 0.0042905 | 0.208 | 0.08 | 261 | 0 | 0.27 | 1 | 1 | cs | TRUE
81 | LV_2545-5_0_4_line_81 | NAYY 4x150 SE | 68 | 70 | 0.016082 | 0.208 | 0.08 | 261 | 0 | 0.27 | 1 | 1 | cs | TRUE
82 | LV_2545-5_0_4_line_82 | NAYY 4x150 SE | 69 | 71 | 0.030783 | 0.208 | 0.08 | 261 | 0 | 0.27 | 1 | 1 | cs | TRUE
83 | LV_2545-5_0_4_line_83 | NAYY 4x150 SE | 69 | 72 | 0.013726 | 0.208 | 0.08 | 261 | 0 | 0.27 | 1 | 1 | cs | TRUE
84 | LV_2545-5_0_4_line_84 | NAYY 4x150 SE | 70 | 73 | 0.0069275 | 0.208 | 0.08 | 261 | 0 | 0.27 | 1 | 1 | cs | TRUE
85 | LV_2545-5_0_4_line_85 | NAYY 4x150 SE | 70 | 74 | 0.039775 | 0.208 | 0.08 | 261 | 0 | 0.27 | 1 | 1 | cs | TRUE
86 | LV_2545-5_0_4_line_86 | NAYY 4x150 SE | 71 | 75 | 0.0045339 | 0.208 | 0.08 | 261 | 0 | 0.27 | 1 | 1 | cs | TRUE
87 | LV_2545-5_0_4_line_87 | NAYY 4x150 SE | 72 | 76 | 0.014151 | 0.208 | 0.08 | 261 | 0 | 0.27 | 1 | 1 | cs | TRUE
88 | LV_2545-5_0_4_line_88 | NAYY 4x150 SE | 73 | 118 | 0.0097721 | 0.208 | 0.08 | 261 | 0 | 0.27 | 1 | 1 | cs | TRUE
89 | LV_2545-5_0_4_line_89 | NAYY 4x150 SE | 75 | 99 | 0.0081689 | 0.208 | 0.08 | 261 | 0 | 0.27 | 1 | 1 | cs | TRUE
90 | LV_2545-5_0_4_line_90 | NAYY 4x150 SE | 77 | 78 | 0.018734 | 0.208 | 0.08 | 261 | 0 | 0.27 | 1 | 1 | cs | TRUE
91 | LV_2545-5_0_4_line_91 | NAYY 4x150 SE | 77 | 79 | 0.028587 | 0.208 | 0.08 | 261 | 0 | 0.27 | 1 | 1 | cs | TRUE
92 | LV_2545-5_0_4_line_92 | NAYY 4x150 SE | 80 | 81 | 0.047618 | 0.208 | 0.08 | 261 | 0 | 0.27 | 1 | 1 | cs | TRUE
93 | LV_2545-5_0_4_line_93 | NAYY 4x150 SE | 80 | 82 | 0.033451 | 0.208 | 0.08 | 261 | 0 | 0.27 | 1 | 1 | cs | TRUE
94 | LV_2545-5_0_4_line_94 | NAYY 4x150 SE | 81 | 83 | 0.03912 | 0.208 | 0.08 | 261 | 0 | 0.27 | 1 | 1 | cs | TRUE
95 | LV_2545-5_0_4_line_95 | NAYY 4x150 SE | 83 | 84 | 0.023517 | 0.208 | 0.08 | 261 | 0 | 0.27 | 1 | 1 | cs | TRUE
96 | LV_2545-5_0_4_line_96 | NAYY 4x150 SE | 84 | 86 | 0.03205 | 0.208 | 0.08 | 261 | 0 | 0.27 | 1 | 1 | cs | TRUE
97 | LV_2545-5_0_4_line_97 | NAYY 4x150 SE | 86 | 98 | 0.021502 | 0.208 | 0.08 | 261 | 0 | 0.27 | 1 | 1 | cs | TRUE
98 | LV_2545-5_0_4_line_98 | NAYY 4x150 SE | 87 | 88 | 0.020216 | 0.208 | 0.08 | 261 | 0 | 0.27 | 1 | 1 | cs | TRUE
99 | LV_2545-5_0_4_line_99 | NAYY 4x150 SE | 87 | 89 | 0.0019723 | 0.208 | 0.08 | 261 | 0 | 0.27 | 1 | 1 | cs | TRUE
100 | LV_2545-5_0_4_line_100 | NAYY 4x150 SE | 88 | 90 | 0.037966 | 0.208 | 0.08 | 261 | 0 | 0.27 | 1 | 1 | cs | TRUE
101 | LV_2545-5_0_4_line_101 | NAYY 4x150 SE | 88 | 91 | 0.019646 | 0.208 | 0.08 | 261 | 0 | 0.27 | 1 | 1 | cs | TRUE
102 | LV_2545-5_0_4_line_102 | NAYY 4x150 SE | 89 | 92 | 0.017065 | 0.208 | 0.08 | 261 | 0 | 0.27 | 1 | 1 | cs | TRUE
103 | LV_2545-5_0_4_line_103 | NAYY 4x150 SE | 90 | 93 | 0.002155 | 0.208 | 0.08 | 261 | 0 | 0.27 | 1 | 1 | cs | TRUE
104 | LV_2545-5_0_4_line_104 | NAYY 4x150 SE | 91 | 94 | 0.02199 | 0.208 | 0.08 | 261 | 0 | 0.27 | 1 | 1 | cs | TRUE
105 | LV_2545-5_0_4_line_105 | NAYY 4x150 SE | 93 | 95 | 0.021659 | 0.208 | 0.08 | 261 | 0 | 0.27 | 1 | 1 | cs | TRUE
106 | LV_2545-5_0_4_line_106 | NAYY 4x150 SE | 94 | 96 | 0.000667 | 0.208 | 0.08 | 261 | 0 | 0.27 | 1 | 1 | cs | TRUE
107 | LV_2545-5_0_4_line_107 | NAYY 4x150 SE | 95 | 129 | 0.0268 | 0.208 | 0.08 | 261 | 0 | 0.27 | 1 | 1 | cs | TRUE
108 | LV_2545-5_0_4_line_108 | NAYY 4x150 SE | 96 | 133 | 0.00045949 | 0.208 | 0.08 | 261 | 0 | 0.27 | 1 | 1 | cs | TRUE
109 | LV_2545-5_0_4_line_109 | NAYY 4x150 SE | 97 | 98 | 0.020679 | 0.208 | 0.08 | 261 | 0 | 0.27 | 1 | 1 | cs | TRUE
110 | LV_2545-5_0_4_line_110 | NAYY 4x150 SE | 99 | 122 | 0.016305 | 0.208 | 0.08 | 261 | 0 | 0.27 | 1 | 1 | cs | TRUE
111 | LV_2545-5_0_4_line_111 | NAYY 4x150 SE | 101 | 102 | 0.014572 | 0.208 | 0.08 | 261 | 0 | 0.27 | 1 | 3 | cs | TRUE
112 | LV_2545-5_0_4_line_112 | NAYY 4x150 SE | 102 | 105 | 0.037699 | 0.208 | 0.08 | 261 | 0 | 0.27 | 1 | 2 | cs | TRUE
113 | LV_2545-5_0_4_line_113 | NAYY 4x150 SE | 103 | 106 | 0.003596 | 0.208 | 0.08 | 261 | 0 | 0.27 | 1 | 1 | cs | TRUE
114 | LV_2545-5_0_4_line_114 | NAYY 4x150 SE | 104 | 107 | 0.010875 | 0.208 | 0.08 | 261 | 0 | 0.27 | 1 | 1 | cs | TRUE
115 | LV_2545-5_0_4_line_115 | NAYY 4x150 SE | 105 | 128 | 0.023638 | 0.208 | 0.08 | 261 | 0 | 0.27 | 1 | 1 | cs | TRUE
116 | LV_2545-5_0_4_line_116 | NAYY 4x150 SE | 105 | 126 | 0.020046 | 0.208 | 0.08 | 261 | 0 | 0.27 | 1 | 1 | cs | TRUE
117 | LV_2545-5_0_4_line_117 | NAYY 4x150 SE | 106 | 115 | 0.029789 | 0.208 | 0.08 | 261 | 0 | 0.27 | 1 | 1 | cs | TRUE
118 | LV_2545-5_0_4_line_118 | NAYY 4x150 SE | 108 | 109 | 0.030878 | 0.208 | 0.08 | 261 | 0 | 0.27 | 1 | 1 | cs | TRUE
119 | LV_2545-5_0_4_line_119 | NAYY 4x150 SE | 108 | 110 | 0.048173 | 0.208 | 0.08 | 261 | 0 | 0.27 | 1 | 1 | cs | TRUE
120 | LV_2545-5_0_4_line_120 | NAYY 4x150 SE | 108 | 111 | 0.028552 | 0.208 | 0.08 | 261 | 0 | 0.27 | 1 | 1 | cs | TRUE
121 | LV_2545-5_0_4_line_121 | NAYY 4x150 SE | 109 | 112 | 0.013056 | 0.208 | 0.08 | 261 | 0 | 0.27 | 1 | 1 | cs | TRUE
122 | LV_2545-5_0_4_line_122 | NAYY 4x150 SE | 111 | 113 | 0.015908 | 0.208 | 0.08 | 261 | 0 | 0.27 | 1 | 1 | cs | TRUE
123 | LV_2545-5_0_4_line_123 | NAYY 4x150 SE | 112 | 114 | 0.022267 | 0.208 | 0.08 | 261 | 0 | 0.27 | 1 | 1 | cs | TRUE
124 | LV_2545-5_0_4_line_124 | NAYY 4x150 SE | 115 | 116 | 0.036489 | 0.208 | 0.08 | 261 | 0 | 0.27 | 1 | 1 | cs | TRUE
125 | LV_2545-5_0_4_line_125 | NAYY 4x150 SE | 116 | 117 | 0.018339 | 0.208 | 0.08 | 261 | 0 | 0.27 | 1 | 1 | cs | TRUE
126 | LV_2545-5_0_4_line_126 | NAYY 4x150 SE | 118 | 119 | 0.0013832 | 0.208 | 0.08 | 261 | 0 | 0.27 | 1 | 1 | cs | TRUE
127 | LV_2545-5_0_4_line_127 | NAYY 4x150 SE | 119 | 132 | 0.024141 | 0.208 | 0.08 | 261 | 0 | 0.27 | 1 | 1 | cs | TRUE
128 | LV_2545-5_0_4_line_128 | NAYY 4x150 SE | 122 | 123 | 0.019264 | 0.208 | 0.08 | 261 | 0 | 0.27 | 1 | 1 | cs | TRUE
129 | LV_2545-5_0_4_line_129 | NAYY 4x150 SE | 123 | 124 | 0.00027754 | 0.208 | 0.08 | 261 | 0 | 0.27 | 1 | 1 | cs | TRUE
130 | LV_2545-5_0_4_line_130 | NAYY 4x150 SE | 125 | 126 | 0.02184 | 0.208 | 0.08 | 261 | 0 | 0.27 | 1 | 1 | cs | TRUE
131 | LV_2545-5_0_4_line_131 | NAYY 4x150 SE | 126 | 127 | 0.013604 | 0.208 | 0.08 | 261 | 0 | 0.27 | 1 | 1 | cs | TRUE
132 | LV_2545-5_0_4_line_132 | NAYY 4x150 SE | 127 | 129 | 0.017125 | 0.208 | 0.08 | 261 | 0 | 0.27 | 1 | 1 | cs | TRUE
133 | LV_2545-5_0_4_line_133 | NAYY 4x150 SE | 128 | 130 | 0.0046153 | 0.208 | 0.08 | 261 | 0 | 0.27 | 1 | 1 | cs | TRUE
134 | LV_2545-5_0_4_line_134 | NAYY 4x150 SE | 129 | 131 | 0.021078 | 0.208 | 0.08 | 261 | 0 | 0.27 | 1 | 1 | cs | TRUE
135 | LV_2545-5_0_4_line_135 | NAYY 4x150 SE | 130 | 139 | 0.013871 | 0.208 | 0.08 | 261 | 0 | 0.27 | 1 | 1 | cs | TRUE
136 | LV_2545-5_0_4_line_136 | NAYY 4x150 SE | 132 | 133 | 0.00028164 | 0.208 | 0.08 | 261 | 0 | 0.27 | 1 | 1 | cs | TRUE
137 | LV_2545-5_0_4_line_137 | NAYY 4x150 SE | 135 | 136 | 0.0065344 | 0.208 | 0.08 | 261 | 0 | 0.27 | 1 | 1 | cs | TRUE
138 | LV_2545-5_0_4_line_138 | NAYY 4x150 SE | 137 | 138 | 0.0052777 | 0.208 | 0.08 | 261 | 0 | 0.27 | 1 | 1 | cs | TRUE
139 | LV_2545-5_0_4_line_139 | NAYY 4x150 SE | 137 | 139 | 0.020065 | 0.208 | 0.08 | 261 | 0 | 0.27 | 1 | 1 | cs | TRUE
140 | LV_2545-5_0_4_line_140 | NAYY 4x150 SE | 138 | 140 | 0.019194 | 0.208 | 0.08 | 261 | 0 | 0.27 | 1 | 1 | cs | TRUE
141 | LV_2545-5_0_4_line_141 | NAYY 4x150 SE | 141 | 142 | 0.038534 | 0.208 | 0.08 | 261 | 0 | 0.27 | 1 | 1 | cs | TRUE
142 | LV_2545-5_0_4_line_142 | NAYY 4x150 SE | 141 | 143 | 0.086643 | 0.208 | 0.08 | 261 | 0 | 0.27 | 1 | 1 | cs | TRUE

## trafo
| name | std_type | hv_bus | lv_bus | sn_mva | vn_hv_kv | vn_lv_kv | vk_percent | vkr_percent | pfe_kw | i0_percent | shift_degree | tap_side | tap_neutral | tap_min | tap_max | tap_step_percent | tap_step_degree | tap_pos | tap_phase_shifter | parallel | df | in_service
0 | LV_2545-5_0_4_trafo_10 | 0.25 MVA 20/0.4 kV | 144 | 16 | 0.25 | 20 | 0.4 | 6 | 1.44 | 0.8 | 0.32 | 150 | hv | 0 | -2 | 2 | 2.5 | 0 | 0 | FALSE | 1 | 1 | TRUE

## line_geodata
| x0 | y0 | x1 | y1 | x2 | y2 | x3 | y3 | x4 | y4 | x5 | y5 | x6 | y6 | x7 | y7 | x8 | y8 | x9 | y9 | x10 | y10 | x11 | y11 | x12 | y12 | x13 | y13 | x14 | y14 | x15 | y15 | x16 | y16
0 | 2612242.0536 | 1231446.2666 | 2612240.4968 | 1231444.7514 | 2612230.7225 | 1231439.3545
1 | 2612243.2882 | 1231453.5513 | 2612243.3846 | 1231450.8277 | 2612242.9279 | 1231448.2807 | 2612242.0536 | 1231446.2666
2 | 2612230.7225 | 1231439.3545 | 2612205.7554 | 1231425.5689 | 2612203.667 | 1231424.7641 | 2612203.667 | 1231424.7641
3 | 2612243.2882 | 1231453.5513 | 2612237.9256 | 1231463.2876
4 | 2612243.2882 | 1231453.5513 | 2612269.7241 | 1231460.7877 | 2612271.4055 | 1231460.6132 | 2612272.8459 | 1231459.8491 | 2612273.7796 | 1231458.717 | 2612275.5279 | 1231454.3422
5 | 2612197.2897 | 1231433.4148 | 2612200.8471 | 1231426.2037 | 2612202.0231 | 1231425.0943 | 2612203.667 | 1231424.7641
6 | 2612237.9256 | 1231463.2876 | 2612227.4999 | 1231482.2166
7 | 2612275.5279 | 1231454.3422 | 2612276.175 | 1231452.723
8 | 2612185.122 | 1231458.0796 | 2612197.2897 | 1231433.4148
9 | 2612218.1981 | 1231499.1051 | 2612227.4999 | 1231482.2166
10 | 2612276.175 | 1231452.723 | 2612310.9374 | 1231430.3267
11 | 2612178.7438 | 1231455.4428 | 2612185.122 | 1231458.0796
12 | 2612185.122 | 1231458.0796 | 2612201.4964 | 1231464.6269
13 | 2612218.1981 | 1231499.1051 | 2612196.0328 | 1231492.277
14 | 2612234.3017 | 1231504.2967 | 2612218.1981 | 1231499.1051
15 | 2612130.1034 | 1231516.1692 | 2612130.1034 | 1231516.1692 | 2612124.6907 | 1231526.446
16 | 2612130.1034 | 1231516.1692 | 2612131.4562 | 1231512.6736
17 | 2612123.049 | 1231529.5629 | 2612124.6907 | 1231526.446
18 | 2612131.907 | 1231511.5087 | 2612131.4562 | 1231512.6736
19 | 2612143.9585 | 1231472.6823 | 2612142.1388 | 1231481.2616 | 2612138.6856 | 1231492.528 | 2612133.3235 | 1231507.8485 | 2612131.907 | 1231511.5087
20 | 2612143.9585 | 1231472.6823 | 2612146.8755 | 1231475.6234 | 2612150.7632 | 1231477.8882 | 2612156.7256 | 1231480.1684 | 2612169.0969 | 1231483.9793
21 | 2612141.0377 | 1231438.1001 | 2612136.013 | 1231447.5622 | 2612132.332 | 1231451.6795 | 2612134.7721 | 1231454.5083 | 2612137.1201 | 1231458.0041 | 2612141.0311 | 1231467.3954 | 2612143.9585 | 1231472.6823
22 | 2612097.3027 | 1231570.7577 | 2612091.1946 | 1231580.5735
23 | 2612097.3027 | 1231570.7577 | 2612099.6476 | 1231572.0077 | 2612111.3959 | 1231578.2467
24 | 2612091.1946 | 1231580.5735 | 2612080.4442 | 1231597.1615
25 | 2612091.1946 | 1231580.5735 | 2612074.1127 | 1231568.9987
26 | 2612116.9334 | 1231581.1874 | 2612111.3959 | 1231578.2467
27 | 2612175.6193 | 1231485.9886 | 2612169.0969 | 1231483.9793
28 | 2612141.0377 | 1231438.1001 | 2612152.1211 | 1231413.692
29 | 2612141.0377 | 1231438.1001 | 2612151.4505 | 1231443.23
30 | 2612141.0377 | 1231438.1001 | 2612136.013 | 1231447.5622 | 2612132.332 | 1231451.6795 | 2612127.5446 | 1231448.6902 | 2612108.539 | 1231440.5579
31 | 2612261.7233 | 1231513.3578 | 2612273.3812 | 1231517.2099
32 | 2612261.7233 | 1231513.3578 | 2612257.5129 | 1231511.9665
33 | 2612273.3812 | 1231517.2099 | 2612280.5648 | 1231519.5837
34 | 2612234.3017 | 1231504.2967 | 2612257.5129 | 1231511.9665
35 | 2612281.1983 | 1231519.793 | 2612280.5648 | 1231519.5837
36 | 2612234.3017 | 1231504.2967 | 2612227.4296 | 1231525.0533
37 | 2612318.8599 | 1231532.2377 | 2612281.1983 | 1231519.793
38 | 2612224.3006 | 1231534.5039 | 2612227.4296 | 1231525.0533
39 | 2612323.0735 | 1231533.63 | 2612318.8599 | 1231532.2377
40 | 2612175.6193 | 1231485.9886 | 2612196.0328 | 1231492.277
41 | 2612224.3006 | 1231534.5039 | 2612221.1808 | 1231543.927 | 2612217.0922 | 1231552.6235
42 | 2612005.874 | 1231691.2902 | 2612010.7217 | 1231690.5661 | 2612014.1079 | 1231689.8392 | 2612016.8588 | 1231688.7441 | 2612020.8844 | 1231686.4174
43 | 2612067.9387 | 1231704.8344 | 2612070.1831 | 1231699.5914 | 2612070.7246 | 1231697.6802 | 2612070.7218 | 1231695.3343 | 2612070.2648 | 1231692.8986 | 2612069.7147 | 1231691.5967 | 2612068.8012 | 1231690.2052 | 2612064.3799 | 1231686.0604 | 2612059.5027 | 1231682.6374 | 2612052.1109 | 1231679.5428 | 2612047.5318 | 1231678.4997 | 2612041.3993 | 1231677.9981 | 2612037.0824 | 1231678.3785 | 2612032.9305 | 1231679.5153 | 2612029.6567 | 1231680.7984 | 2612026.7988 | 1231682.3936 | 2612020.8844 | 1231686.4174
44 | 2612005.874 | 1231691.2902 | 2612003.6171 | 1231695.2769 | 2612000.8944 | 1231693.5927 | 2611991.3647 | 1231688.0035
45 | 2611991.3647 | 1231688.0035 | 2611994.4022 | 1231683.7293 | 2612013.885 | 1231657.6194
46 | 2611991.3647 | 1231688.0035 | 2611958.5415 | 1231666.4241
47 | 2612013.885 | 1231657.6194 | 2612006.2062 | 1231654.0907 | 2611999.6652 | 1231649.6416 | 2611997.4136 | 1231647.18 | 2611996.4255 | 1231645.2658 | 2611996.0971 | 1231642.8748 | 2611996.6315 | 1231640.6968 | 2611999.4268 | 1231636.3998 | 2612001.3553 | 1231633.8244 | 2612002.2217 | 1231632.2363 | 2612002.7562 | 1231630.0582 | 2612002.7048 | 1231625.4887 | 2612002.5042 | 1231623.5649 | 2612001.3201 | 1231621.1834
48 | 2612032.2051 | 1231656.2109 | 2612024.0912 | 1231665.7225 | 2612021.1506 | 1231663.2485 | 2612013.885 | 1231657.6194
49 | 2611940.9947 | 1231653.9726 | 2611950.6041 | 1231661.2058 | 2611958.5415 | 1231666.4241
50 | 2612032.2051 | 1231656.2109 | 2612035.4362 | 1231652.391
51 | 2612057.815 | 1231625.9333 | 2612035.4362 | 1231652.391
52 | 2611931.6036 | 1231646.9037 | 2611940.9947 | 1231653.9726
53 | 2612075.3455 | 1231644.3464 | 2612071.0189 | 1231656.9674 | 2612069.3815 | 1231661.6225
54 | 2612069.3815 | 1231661.6225 | 2612074.2942 | 1231663.4896
55 | 2612075.3455 | 1231644.3464 | 2612081.3136 | 1231650.5576
56 | 2612075.3455 | 1231644.3464 | 2612070.6686 | 1231639.4354
57 | 2612057.815 | 1231625.9333 | 2612060.7166 | 1231628.9854 | 2612070.6686 | 1231639.4354
58 | 2612057.815 | 1231625.9333 | 2612067.5145 | 1231615.0018 | 2612073.2998 | 1231607.4423 | 2612074.7367 | 1231605.4112
59 | 2612116.9334 | 1231581.1874 | 2612123.8152 | 1231584.8421 | 2612124.8818 | 1231585.5071
60 | 2612134.2056 | 1231591.8728 | 2612129.3965 | 1231588.3222 | 2612124.8818 | 1231585.5071
61 | 2612135.3148 | 1231592.7374 | 2612134.5304 | 1231592.1127 | 2612134.2056 | 1231591.8728
62 | 2612135.3148 | 1231592.7374 | 2612141.0703 | 1231597.322
63 | 2612080.4442 | 1231597.1615 | 2612079.0409 | 1231599.3268 | 2612074.7367 | 1231605.4112
64 | 2612074.1127 | 1231568.9987 | 2612068.9454 | 1231533.2017
65 | 2612030.2256 | 1231542.2657 | 2612059.351 | 1231558.9962 | 2612074.1127 | 1231568.9987
66 | 2612155.744 | 1231609.0104 | 2612141.0703 | 1231597.322
67 | 2612155.744 | 1231609.0104 | 2612158.3992 | 1231610.3499 | 2612161.2291 | 1231611.3896 | 2612164.5895 | 1231612.2081 | 2612168.6546 | 1231612.8501 | 2612172.7883 | 1231613.192 | 2612176.6052 | 1231612.9774 | 2612180.9154 | 1231612.208 | 2612185.0827 | 1231610.9824 | 2612196.524 | 1231607.0517
68 | 2612205.7999 | 1231603.8649 | 2612196.524 | 1231607.0517
69 | 2612155.744 | 1231609.0104 | 2612146.2774 | 1231625.2344
70 | 2612205.7999 | 1231603.8649 | 2612200.6768 | 1231591.1134 | 2612200.553 | 1231588.7006 | 2612201.1024 | 1231586.6338 | 2612208.8213 | 1231570.2157
71 | 2612205.7999 | 1231603.8649 | 2612215.5629 | 1231600.8933
72 | 2612136.6481 | 1231641.7373 | 2612146.2774 | 1231625.2344
73 | 2612213.9859 | 1231559.2306 | 2612208.8213 | 1231570.2157
74 | 2612215.5629 | 1231600.8933 | 2612234.2821 | 1231595.1957 | 2612237.3275 | 1231593.9831
75 | 2612213.9859 | 1231559.2306 | 2612217.0922 | 1231552.6235
76 | 2612265.0142 | 1231579.0393 | 2612258.0065 | 1231583.9598 | 2612251.866 | 1231587.3492 | 2612243.9219 | 1231591.3576 | 2612237.3275 | 1231593.9831
77 | 2611991.3075 | 1231302.2763 | 2611983.2003 | 1231299.9987 | 2611981.8139 | 1231299.6375
78 | 2612016.8967 | 1231309.4651 | 2611991.3075 | 1231302.2763
79 | 2611967.67 | 1231295.9526 | 2611981.8139 | 1231299.6375
80 | 2612021.0273 | 1231310.6255 | 2612016.8967 | 1231309.4651
81 | 2611952.1078 | 1231291.8983 | 2611967.67 | 1231295.9526
82 | 2612021.0273 | 1231310.6255 | 2612048.8535 | 1231323.7895
83 | 2612021.0273 | 1231310.6255 | 2612016.799 | 1231323.6835
84 | 2611952.1078 | 1231291.8983 | 2611949.4157 | 1231297.5741 | 2611949.2496 | 1231298.1979
85 | 2611952.1078 | 1231291.8983 | 2611961.9407 | 1231253.3581
86 | 2612052.9519 | 1231325.7283 | 2612048.8535 | 1231323.7895
87 | 2612012.4395 | 1231337.1463 | 2612016.799 | 1231323.6835
88 | 2611949.2496 | 1231298.1979 | 2611946.7358 | 1231307.6412
89 | 2612052.9519 | 1231325.7283 | 2612060.3362 | 1231329.2217
90 | 2612323.0735 | 1231533.63 | 2612340.3297 | 1231540.9228
91 | 2612323.0735 | 1231533.63 | 2612321.1342 | 1231537.6952 | 2612319.9037 | 1231539.5048 | 2612318.4163 | 1231541.0694 | 2612316.2313 | 1231543.0772 | 2612302.5082 | 1231552.7128
92 | 2612003.2386 | 1231487.6072 | 2611989.546 | 1231518.8983 | 2612001.2198 | 1231525.604
93 | 2612030.2256 | 1231542.2657 | 2612001.2198 | 1231525.604
94 | 2612003.0077 | 1231458.2324 | 2612014.0049 | 1231462.4914 | 2612008.3667 | 1231475.8881 | 2612003.2386 | 1231487.6072
95 | 2611981.0783 | 1231449.7396 | 2612003.0077 | 1231458.2324
96 | 2611981.0783 | 1231449.7396 | 2611951.1915 | 1231438.165
97 | 2611951.1915 | 1231438.165 | 2611931.1406 | 1231430.3997
98 | 2611929.0972 | 1231373.9015 | 2611909.0665 | 1231371.1671
99 | 2611907.1123 | 1231370.9003 | 2611909.0665 | 1231371.1671
100 | 2611929.0972 | 1231373.9015 | 2611965.8172 | 1231383.5487
101 | 2611929.0972 | 1231373.9015 | 2611934.1511 | 1231354.9163
102 | 2611907.1123 | 1231370.9003 | 2611900.3655 | 1231386.5755
103 | 2611967.9015 | 1231384.0963 | 2611967.9015 | 1231384.0963 | 2611965.8172 | 1231383.5487
104 | 2611939.8077 | 1231333.6668 | 2611934.1511 | 1231354.9163
105 | 2611967.9015 | 1231384.0963 | 2611988.0712 | 1231391.9879
106 | 2611939.8077 | 1231333.6668 | 2611939.9793 | 1231333.0222
107 | 2612013.029 | 1231401.753 | 2611988.0712 | 1231391.9879
108 | 2611939.9793 | 1231333.0222 | 2611940.0975 | 1231332.5782
109 | 2611911.8573 | 1231422.9316 | 2611931.1406 | 1231430.3997
110 | 2612075.0749 | 1231336.1942 | 2612060.3362 | 1231329.2217
111 | 2612108.539 | 1231440.5579 | 2612095.0608 | 1231435.02
112 | 2612060.1906 | 1231420.6926 | 2612095.0608 | 1231435.02
113 | 2612152.1211 | 1231413.692 | 2612153.6078 | 1231410.4178
114 | 2612161.2058 | 1231448.036 | 2612151.4505 | 1231443.23
115 | 2612060.1906 | 1231420.6926 | 2612050.9712 | 1231442.4584
116 | 2612041.6459 | 1231412.9506 | 2612060.1906 | 1231420.6926
117 | 2612153.6078 | 1231410.4178 | 2612165.9241 | 1231383.2946
118 | 2612119.3523 | 1231709.3523 | 2612113.2348 | 1231694.0418 | 2612112.3412 | 1231690.3155 | 2612112.1192 | 1231687.7802 | 2612112.8395 | 1231683.5903 | 2612114.2626 | 1231680.1022
119 | 2612114.2626 | 1231680.1022 | 2612122.666 | 1231684.6775 | 2612132.5086 | 1231689.0668 | 2612139.9471 | 1231691.4834 | 2612148.9688 | 1231693.6252 | 2612157.8935 | 1231695.0998 | 2612159.5735 | 1231695.273
120 | 2612114.2626 | 1231680.1022 | 2612110.027 | 1231677.681 | 2612106.3672 | 1231675.1499 | 2612101.9453 | 1231671.2942 | 2612096.4957 | 1231666.3579 | 2612092.3356 | 1231662.0285
121 | 2612119.3523 | 1231709.3523 | 2612120.7948 | 1231711.223 | 2612122.3744 | 1231712.7049 | 2612124.8702 | 1231714.2108 | 2612128.9555 | 1231715.998 | 2612130.0464 | 1231716.374
122 | 2612081.3136 | 1231650.5576 | 2612092.3356 | 1231662.0285
123 | 2612151.0977 | 1231723.6307 | 2612130.0464 | 1231716.374
124 | 2612180.5115 | 1231349.8608 | 2612177.0401 | 1231358.8147 | 2612165.9241 | 1231383.2946
125 | 2612180.5115 | 1231349.8608 | 2612196.3799 | 1231359.0545
126 | 2611946.7358 | 1231307.6412 | 2611946.38 | 1231308.9778
127 | 2611940.17 | 1231332.3061 | 2611946.38 | 1231308.9778
128 | 2612075.0749 | 1231336.1942 | 2612092.7648 | 1231343.8211
129 | 2612093.0196 | 1231343.931 | 2612092.7648 | 1231343.8211
130 | 2612041.6459 | 1231412.9506 | 2612050.3665 | 1231392.9273
131 | 2612041.6459 | 1231412.9506 | 2612028.977 | 1231407.9933
132 | 2612013.029 | 1231401.753 | 2612028.977 | 1231407.9933
133 | 2612049.1711 | 1231446.7082 | 2612050.9712 | 1231442.4584
134 | 2612013.029 | 1231401.753 | 2612004.9724 | 1231421.231
135 | 2612049.1711 | 1231446.7082 | 2612043.7609 | 1231459.4809
136 | 2611940.0975 | 1231332.5782 | 2611940.17 | 1231332.3061
137 | 2612207.5638 | 1231467.053 | 2612201.4964 | 1231464.6269
138 | 2612035.935 | 1231477.9567 | 2612033.8766 | 1231482.8164
139 | 2612035.935 | 1231477.9567 | 2612043.7609 | 1231459.4809
140 | 2612026.3903 | 1231500.4904 | 2612033.8766 | 1231482.8164
141 | 2611931.6036 | 1231646.9037 | 2611940.7964 | 1231627.944 | 2611943.8143 | 1231622.1021 | 2611948.9978 | 1231612.5067
142 | 2611931.6036 | 1231646.9037 | 2611862.7354 | 1231594.3285

## bus_geodata
| x | y | coords
0 | 2612242.0536 | 1231446.2666
1 | 2612230.7225 | 1231439.3545
2 | 2612243.2882 | 1231453.5513
3 | 2612203.667 | 1231424.7641
4 | 2612237.9256 | 1231463.2876
5 | 2612275.5279 | 1231454.3422
6 | 2612197.2897 | 1231433.4148
7 | 2612227.4999 | 1231482.2166
8 | 2612276.175 | 1231452.723
9 | 2612185.122 | 1231458.0796
10 | 2612218.1981 | 1231499.1051
11 | 2612310.9374 | 1231430.3267
12 | 2612130.1034 | 1231516.1692
13 | 2612124.6907 | 1231526.446
14 | 2612131.4562 | 1231512.6736
15 | 2612123.049 | 1231529.5629
16 | 2612131.907 | 1231511.5087
17 | 2612143.9585 | 1231472.6823
18 | 2612097.3027 | 1231570.7577
19 | 2612091.1946 | 1231580.5735
20 | 2612111.3959 | 1231578.2467
21 | 2612169.0969 | 1231483.9793
22 | 2612141.0377 | 1231438.1001
23 | 2612261.7233 | 1231513.3578
24 | 2612273.3812 | 1231517.2099
25 | 2612257.5129 | 1231511.9665
26 | 2612280.5648 | 1231519.5837
27 | 2612234.3017 | 1231504.2967
28 | 2612281.1983 | 1231519.793
29 | 2612227.4296 | 1231525.0533
30 | 2612318.8599 | 1231532.2377
31 | 2612196.0328 | 1231492.277
32 | 2612224.3006 | 1231534.5039
33 | 2612020.8844 | 1231686.4174
34 | 2612005.874 | 1231691.2902
35 | 2612067.9387 | 1231704.8344
36 | 2611991.3647 | 1231688.0035
37 | 2612013.885 | 1231657.6194
38 | 2611958.5415 | 1231666.4241
39 | 2612032.2051 | 1231656.2109
40 | 2612035.4362 | 1231652.391
41 | 2612001.3201 | 1231621.1834
42 | 2611940.9947 | 1231653.9726
43 | 2612069.3815 | 1231661.6225
44 | 2612075.3455 | 1231644.3464
45 | 2612074.2943 | 1231663.4896
46 | 2612057.815 | 1231625.9333
47 | 2612116.9334 | 1231581.1874
48 | 2612124.8818 | 1231585.5071
49 | 2612134.2056 | 1231591.8728
50 | 2612135.3148 | 1231592.7374
51 | 2612080.4442 | 1231597.1615
52 | 2612074.1127 | 1231568.9987
53 | 2612141.0703 | 1231597.322
54 | 2612196.524 | 1231607.0517
55 | 2612155.744 | 1231609.0104
56 | 2612205.7999 | 1231603.8649
57 | 2612146.2774 | 1231625.2344
58 | 2612208.8213 | 1231570.2157
59 | 2612215.5629 | 1231600.8933
60 | 2612136.6481 | 1231641.7373
61 | 2612213.9859 | 1231559.2306
62 | 2612237.3275 | 1231593.9831
63 | 2612217.0922 | 1231552.6235
64 | 2612265.0142 | 1231579.0393
65 | 2611991.3075 | 1231302.2763
66 | 2611981.8139 | 1231299.6375
67 | 2612016.8967 | 1231309.4651
68 | 2611967.67 | 1231295.9526
69 | 2612021.0273 | 1231310.6255
70 | 2611952.1078 | 1231291.8983
71 | 2612048.8535 | 1231323.7895
72 | 2612016.799 | 1231323.6835
73 | 2611949.2496 | 1231298.1979
74 | 2611961.9407 | 1231253.3581
75 | 2612052.9519 | 1231325.7283
76 | 2612012.4395 | 1231337.1463
77 | 2612323.0735 | 1231533.63
78 | 2612340.3297 | 1231540.9228
79 | 2612302.5082 | 1231552.7128
80 | 2612001.2198 | 1231525.604
81 | 2612003.2386 | 1231487.6072
82 | 2612030.2256 | 1231542.2657
83 | 2612003.0077 | 1231458.2324
84 | 2611981.0783 | 1231449.7396
85 | 2612068.9454 | 1231533.2017
86 | 2611951.1915 | 1231438.165
87 | 2611909.0665 | 1231371.1671
88 | 2611929.0972 | 1231373.9015
89 | 2611907.1123 | 1231370.9003
90 | 2611965.8172 | 1231383.5487
91 | 2611934.1511 | 1231354.9163
92 | 2611900.3655 | 1231386.5755
93 | 2611967.9015 | 1231384.0963
94 | 2611939.8077 | 1231333.6668
95 | 2611988.0712 | 1231391.9879
96 | 2611939.9793 | 1231333.0222
97 | 2611911.8573 | 1231422.9316
98 | 2611931.1406 | 1231430.3997
99 | 2612060.3362 | 1231329.2217
100 | 2612175.6193 | 1231485.9886
101 | 2612108.539 | 1231440.5579
102 | 2612095.0608 | 1231435.02
103 | 2612152.1211 | 1231413.692
104 | 2612151.4505 | 1231443.23
105 | 2612060.1906 | 1231420.6926
106 | 2612153.6078 | 1231410.4178
107 | 2612161.2058 | 1231448.036
108 | 2612114.2626 | 1231680.1022
109 | 2612119.3523 | 1231709.3523
110 | 2612159.5735 | 1231695.273
111 | 2612092.3356 | 1231662.0285
112 | 2612130.0464 | 1231716.374
113 | 2612081.3136 | 1231650.5576
114 | 2612151.0977 | 1231723.6307
115 | 2612165.9241 | 1231383.2946
116 | 2612180.5115 | 1231349.8608
117 | 2612196.3799 | 1231359.0545
118 | 2611946.7358 | 1231307.6412
119 | 2611946.38 | 1231308.9778
120 | 2612070.6686 | 1231639.4354
121 | 2612074.7367 | 1231605.4112
122 | 2612075.0749 | 1231336.1942
123 | 2612092.7648 | 1231343.8211
124 | 2612093.0196 | 1231343.931
125 | 2612050.3665 | 1231392.9273
126 | 2612041.6459 | 1231412.9506
127 | 2612028.977 | 1231407.9933
128 | 2612050.9712 | 1231442.4584
129 | 2612013.029 | 1231401.753
130 | 2612049.1711 | 1231446.7082
131 | 2612004.9724 | 1231421.231
132 | 2611940.17 | 1231332.3061
133 | 2611940.0975 | 1231332.5782
134 | 2612178.7438 | 1231455.4428
135 | 2612201.4964 | 1231464.6269
136 | 2612207.5638 | 1231467.053
137 | 2612035.935 | 1231477.9567
138 | 2612033.8766 | 1231482.8164
139 | 2612043.7609 | 1231459.4809
140 | 2612026.3903 | 1231500.4904
141 | 2611931.6036 | 1231646.9037
142 | 2611948.9978 | 1231612.5067
143 | 2611862.7354 | 1231594.3285
144 | 2612143.9585 | 1231472.6823

## line_std_types
| c_nf_per_km | r_ohm_per_km | x_ohm_per_km | max_i_ka | type | q_mm2 | alpha | voltage_rating
NAYY 4x50 SE | 210 | 0.642 | 0.083 | 0.142 | cs | 50 | 0.00403 | LV
NAYY 4x120 SE | 264 | 0.225 | 0.08 | 0.242 | cs | 120 | 0.00403 | LV
NAYY 4x150 SE | 261 | 0.208 | 0.08 | 0.27 | cs | 150 | 0.00403 | LV
NA2XS2Y 1x95 RM/25 12/20 kV | 216 | 0.313 | 0.132 | 0.252 | cs | 95 | 0.00403 | MV
NA2XS2Y 1x185 RM/25 12/20 kV | 273 | 0.161 | 0.117 | 0.362 | cs | 185 | 0.00403 | MV
NA2XS2Y 1x240 RM/25 12/20 kV | 304 | 0.122 | 0.112 | 0.421 | cs | 240 | 0.00403 | MV
NA2XS2Y 1x95 RM/25 6/10 kV | 315 | 0.313 | 0.123 | 0.249 | cs | 95 | 0.00403 | MV
NA2XS2Y 1x185 RM/25 6/10 kV | 406 | 0.161 | 0.11 | 0.358 | cs | 185 | 0.00403 | MV
NA2XS2Y 1x240 RM/25 6/10 kV | 456 | 0.122 | 0.105 | 0.416 | cs | 240 | 0.00403 | MV
NA2XS2Y 1x150 RM/25 12/20 kV | 250 | 0.206 | 0.116 | 0.319 | cs | 150 | 0.00403 | MV
NA2XS2Y 1x120 RM/25 12/20 kV | 230 | 0.253 | 0.119 | 0.283 | cs | 120 | 0.00403 | MV
NA2XS2Y 1x70 RM/25 12/20 kV | 190 | 0.443 | 0.132 | 0.22 | cs | 70 | 0.00403 | MV
NA2XS2Y 1x150 RM/25 6/10 kV | 360 | 0.206 | 0.11 | 0.315 | cs | 150 | 0.00403 | MV
NA2XS2Y 1x120 RM/25 6/10 kV | 340 | 0.253 | 0.113 | 0.28 | cs | 120 | 0.00403 | MV
NA2XS2Y 1x70 RM/25 6/10 kV | 280 | 0.443 | 0.123 | 0.217 | cs | 70 | 0.00403 | MV
N2XS(FL)2Y 1x120 RM/35 64/110 kV | 112 | 0.153 | 0.166 | 0.366 | cs | 120 | 0.00393 | HV
N2XS(FL)2Y 1x185 RM/35 64/110 kV | 125 | 0.099 | 0.156 | 0.457 | cs | 185 | 0.00393 | HV
N2XS(FL)2Y 1x240 RM/35 64/110 kV | 135 | 0.075 | 0.149 | 0.526 | cs | 240 | 0.00393 | HV
N2XS(FL)2Y 1x300 RM/35 64/110 kV | 144 | 0.06 | 0.144 | 0.588 | cs | 300 | 0.00393 | HV
15-AL1/3-ST1A 0.4 | 11 | 1.8769 | 0.35 | 0.105 | ol | 16 | 0.00403 | LV
24-AL1/4-ST1A 0.4 | 11.25 | 1.2012 | 0.335 | 0.14 | ol | 24 | 0.00403 | LV
48-AL1/8-ST1A 0.4 | 12.2 | 0.5939 | 0.3 | 0.21 | ol | 48 | 0.00403 | LV
94-AL1/15-ST1A 0.4 | 13.2 | 0.306 | 0.29 | 0.35 | ol | 94 | 0.00403 | LV
34-AL1/6-ST1A 10.0 | 9.7 | 0.8342 | 0.36 | 0.17 | ol | 34 | 0.00403 | MV
48-AL1/8-ST1A 10.0 | 10.1 | 0.5939 | 0.35 | 0.21 | ol | 48 | 0.00403 | MV
70-AL1/11-ST1A 10.0 | 10.4 | 0.4132 | 0.339 | 0.29 | ol | 70 | 0.00403 | MV
94-AL1/15-ST1A 10.0 | 10.75 | 0.306 | 0.33 | 0.35 | ol | 94 | 0.00403 | MV
122-AL1/20-ST1A 10.0 | 11.1 | 0.2376 | 0.323 | 0.41 | ol | 122 | 0.00403 | MV
149-AL1/24-ST1A 10.0 | 11.25 | 0.194 | 0.315 | 0.47 | ol | 149 | 0.00403 | MV
34-AL1/6-ST1A 20.0 | 9.15 | 0.8342 | 0.382 | 0.17 | ol | 34 | 0.00403 | MV
48-AL1/8-ST1A 20.0 | 9.5 | 0.5939 | 0.372 | 0.21 | ol | 48 | 0.00403 | MV
70-AL1/11-ST1A 20.0 | 9.7 | 0.4132 | 0.36 | 0.29 | ol | 70 | 0.00403 | MV
94-AL1/15-ST1A 20.0 | 10 | 0.306 | 0.35 | 0.35 | ol | 94 | 0.00403 | MV
122-AL1/20-ST1A 20.0 | 10.3 | 0.2376 | 0.344 | 0.41 | ol | 122 | 0.00403 | MV
149-AL1/24-ST1A 20.0 | 10.5 | 0.194 | 0.337 | 0.47 | ol | 149 | 0.00403 | MV
184-AL1/30-ST1A 20.0 | 10.75 | 0.1571 | 0.33 | 0.535 | ol | 184 | 0.00403 | MV
243-AL1/39-ST1A 20.0 | 11 | 0.1188 | 0.32 | 0.645 | ol | 243 | 0.00403 | MV
48-AL1/8-ST1A 110.0 | 8 | 0.5939 | 0.46 | 0.21 | ol | 48 | 0.00403 | HV
70-AL1/11-ST1A 110.0 | 8.4 | 0.4132 | 0.45 | 0.29 | ol | 70 | 0.00403 | HV
94-AL1/15-ST1A 110.0 | 8.65 | 0.306 | 0.44 | 0.35 | ol | 94 | 0.00403 | HV
122-AL1/20-ST1A 110.0 | 8.5 | 0.2376 | 0.43 | 0.41 | ol | 122 | 0.00403 | HV
149-AL1/24-ST1A 110.0 | 8.75 | 0.194 | 0.41 | 0.47 | ol | 149 | 0.00403 | HV
184-AL1/30-ST1A 110.0 | 8.8 | 0.1571 | 0.4 | 0.535 | ol | 184 | 0.00403 | HV
243-AL1/39-ST1A 110.0 | 9 | 0.1188 | 0.39 | 0.645 | ol | 243 | 0.00403 | HV
305-AL1/39-ST1A 110.0 | 9.2 | 0.0949 | 0.38 | 0.74 | ol | 305 | 0.00403 | HV
490-AL1/64-ST1A 110.0 | 9.75 | 0.059 | 0.37 | 0.96 | ol | 490 | 0.00403 | HV
679-AL1/86-ST1A 110.0 | 9.95 | 0.042 | 0.36 | 1.15 | ol | 679 | 0.00403 | HV
490-AL1/64-ST1A 220.0 | 10 | 0.059 | 0.285 | 0.96 | ol | 490 | 0.00403 | HV
679-AL1/86-ST1A 220.0 | 11.7 | 0.042 | 0.275 | 1.15 | ol | 679 | 0.00403 | HV
490-AL1/64-ST1A 380.0 | 11 | 0.059 | 0.253 | 0.96 | ol | 490 | 0.00403 | HV
679-AL1/86-ST1A 380.0 | 14.6 | 0.042 | 0.25 | 1.15 | ol | 679 | 0.00403 | HV

## trafo_std_types
| i0_percent | pfe_kw | vkr_percent | sn_mva | vn_lv_kv | vn_hv_kv | vk_percent | shift_degree | vector_group | tap_side | tap_neutral | tap_min | tap_max | tap_step_degree | tap_step_percent | tap_phase_shifter
160 MVA 380/110 kV | 0.06 | 60 | 0.25 | 160 | 110 | 380 | 12.2 | 0 | Yy0 | hv | 0 | -9 | 9 | 0 | 1.5 | FALSE
100 MVA 220/110 kV | 0.06 | 55 | 0.26 | 100 | 110 | 220 | 12 | 0 | Yy0 | hv | 0 | -9 | 9 | 0 | 1.5 | FALSE
63 MVA 110/20 kV | 0.04 | 22 | 0.32 | 63 | 20 | 110 | 18 | 150 | YNd5 | hv | 0 | -9 | 9 | 0 | 1.5 | FALSE
40 MVA 110/20 kV | 0.05 | 18 | 0.34 | 40 | 20 | 110 | 16.2 | 150 | YNd5 | hv | 0 | -9 | 9 | 0 | 1.5 | FALSE
25 MVA 110/20 kV | 0.07 | 14 | 0.41 | 25 | 20 | 110 | 12 | 150 | YNd5 | hv | 0 | -9 | 9 | 0 | 1.5 | FALSE
63 MVA 110/10 kV | 0.04 | 22 | 0.32 | 63 | 10 | 110 | 18 | 150 | YNd5 | hv | 0 | -9 | 9 | 0 | 1.5 | FALSE
40 MVA 110/10 kV | 0.05 | 18 | 0.34 | 40 | 10 | 110 | 16.2 | 150 | YNd5 | hv | 0 | -9 | 9 | 0 | 1.5 | FALSE
25 MVA 110/10 kV | 0.07 | 14 | 0.41 | 25 | 10 | 110 | 12 | 150 | YNd5 | hv | 0 | -9 | 9 | 0 | 1.5 | FALSE
0.25 MVA 20/0.4 kV | 0.32 | 0.8 | 1.44 | 0.25 | 0.4 | 20 | 6 | 150 | Yzn5 | hv | 0 | -2 | 2 | 0 | 2.5 | FALSE
0.4 MVA 20/0.4 kV | 0.3375 | 1.35 | 1.425 | 0.4 | 0.4 | 20 | 6 | 150 | Dyn5 | hv | 0 | -2 | 2 | 0 | 2.5 | FALSE
0.63 MVA 20/0.4 kV | 0.2619 | 1.65 | 1.206 | 0.63 | 0.4 | 20 | 6 | 150 | Dyn5 | hv | 0 | -2 | 2 | 0 | 2.5 | FALSE
0.25 MVA 10/0.4 kV | 0.24 | 0.6 | 1.2 | 0.25 | 0.4 | 10 | 4 | 150 | Dyn5 | hv | 0 | -2 | 2 | 0 | 2.5 | FALSE
0.4 MVA 10/0.4 kV | 0.2375 | 0.95 | 1.325 | 0.4 | 0.4 | 10 | 4 | 150 | Dyn5 | hv | 0 | -2 | 2 | 0 | 2.5 | FALSE
0.63 MVA 10/0.4 kV | 0.1873 | 1.18 | 1.0794 | 0.63 | 0.4 | 10 | 4 | 150 | Dyn5 | hv | 0 | -2 | 2 | 0 | 2.5 | FALSE

## trafo3w_std_types
| sn_hv_mva | sn_mv_mva | sn_lv_mva | vn_hv_kv | vn_mv_kv | vn_lv_kv | vk_hv_percent | vk_mv_percent | vk_lv_percent | vkr_hv_percent | vkr_mv_percent | vkr_lv_percent | pfe_kw | i0_percent | shift_mv_degree | shift_lv_degree | vector_group | tap_side | tap_neutral | tap_min | tap_max | tap_step_percent
63/25/38 MVA 110/20/10 kV | 63 | 25 | 38 | 110 | 20 | 10 | 10.4 | 10.4 | 10.4 | 0.28 | 0.32 | 0.35 | 35 | 0.89 | 0 | 0 | YN0yn0yn0 | hv | 0 | -10 | 10 | 1.2
63/25/38 MVA 110/10/10 kV | 63 | 25 | 38 | 110 | 10 | 10 | 10.4 | 10.4 | 10.4 | 0.28 | 0.32 | 0.35 | 35 | 0.89 | 0 | 0 | YN0yn0yn0 | hv | 0 | -10 | 10 | 1.2

## fuse_std_types
| fuse_type | i_rated_a | t_avg | t_min | t_total | x_avg | x_min | x_total
HV 100A | HV 100A | 100 | 0 | [10.0, 3.64, 0.854, 0.281, 0.1, 0.0531, 0.022, 0.01] | [10.0, 4.267, 1.21, 0.403, 0.1, 0.058, 0.022, 0.01] | 0 | [300.0, 350.0, 450.0, 550.0, 700.0, 850.0, 1200.0, 1752.0] | [600.0, 700.0, 900.0, 1150.0, 1665.0, 2000.0, 3000.0, 4313.0]
HV 10A | HV 10A | 10 | 0 | [10.0, 1675.0, 0.344, 0.156, 0.1, 0.0417, 0.0171, 0.01] | [10.0, 1.3, 0.3, 0.155, 0.1, 0.0555, 0.023, 0.01] | 0 | [30.0, 32.0, 35.0, 37.0, 39.0, 50.0, 70.0, 88.0] | [60.0, 70.0, 80.0, 87.0, 94.0, 110.0, 150.0, 216.0]
HV 125A | HV 125A | 125 | 0 | [10.0, 1.82, 0.344, 0.1, 0.0467, 0.0269, 0.01] | [10.0, 2.478, 0.426, 0.1, 0.0427, 0.0211, 0.01] | 0 | [375.0, 500.0, 700.0, 925.0, 1200.0, 1500.0, 2341.0] | [750.0, 1000.0, 1500.0, 2200.0, 3000.0, 4000.0, 5765.0]
HV 160A | HV 160A | 160 | 0 | [10.0, 4.15, 1.03, 0.198, 0.1, 0.051, 0.0172, 0.01] | [10.0, 2.3, 0.734, 0.274, 0.1, 0.046, 0.0177, 0.01] | 0 | [480.0, 550.0, 700.0, 1000.0, 1260.0, 1600.0, 2500.0, 3227.0] | [960.0, 1300.0, 1700.0, 2200.0, 2996.0, 4000.0, 6000.0, 7946.0]
HV 16A | HV 16A | 16 | 0 | [10.0, 0.352, 0.164, 0.1, 0.0649, 0.0342, 0.01] | [10.0, 2.34, 0.722, 0.181, 0.1, 0.055, 0.0296, 0.01] | 0 | [48.0, 60.0, 65.0, 71.0, 80.0, 100.0, 162.0] | [96.0, 110.0, 125.0, 150.0, 168.0, 200.0, 250.0, 398.0]
HV 200A | HV 200A | 200 | 0 | [10.0, 4.267, 1.21, 0.403, 0.1, 0.058, 0.022, 0.01] | [10.0, 3.73, 1.654, 0.328, 0.1, 0.0531, 0.019, 0.01] | 0 | [600.0, 700.0, 900.0, 1150.0, 1665.0, 2000.0, 3000.0, 4313.0] | [1200.0, 1500.0, 1800.0, 2700.0, 3960.0, 5000.0, 7500.0, 10620.0]
HV 20A | HV 20A | 20 | 0 | [10.0, 1.3, 0.3, 0.155, 0.1, 0.0555, 0.023, 0.01] | [10.0, 1.3, 0.161, 0.1, 0.0611, 0.0399, 0.0141, 0.01] | 0 | [60.0, 70.0, 80.0, 87.0, 94.0, 110.0, 150.0, 216.0] | [120.0, 150.0, 200.0, 223.0, 260.0, 300.0, 450.0, 532.0]
HV 25A | HV 25A | 25 | 0 | [10.0, 2.512, 0.833, 0.299, 0.1, 0.0372, 0.0223, 0.01] | [10.0, 3.125, 0.597, 0.198, 0.1, 0.0378, 0.022, 0.01] | 0 | [75.0, 82.0, 90.0, 100.0, 124.0, 170.0, 200.0, 289.0] | [150.0, 170.0, 210.0, 250.0, 294.0, 400.0, 500.0, 711.0]
HV 31.5A | HV 31.5A | 31.5 | 0 | [10.0, 2.34, 0.722, 0.181, 0.1, 0.055, 0.0296, 0.01] | [10.0, 2.84, 0.368, 0.164, 0.1, 0.0621, 0.0378, 0.0195, 0.01] | 0 | [95.0, 110.0, 125.0, 150.0, 165.0, 200.0, 250.0, 390.0] | [189.0, 220.0, 300.0, 350.0, 393.0, 450.0, 530.0, 700.0, 960.0]
HV 40A | HV 40A | 40 | 0 | [10.0, 1.3, 0.161, 0.1, 0.0611, 0.0399, 0.0141, 0.01] | [10.0, 2.05, 0.369, 0.198, 0.1, 0.051, 0.0298, 0.01] | 0 | [120.0, 150.0, 200.0, 223.0, 260.0, 300.0, 450.0, 532.0] | [240.0, 300.0, 400.0, 450.0, 530.0, 650.0, 800.0, 1311.0]
HV 50A | HV 50A | 50 | 0 | [10.0, 3.215, 0.597, 0.198, 0.1, 0.0378, 0.022, 0.01] | [10.0, 3.64, 0.854, 0.281, 0.1, 0.0531, 0.022, 0.01] | 0 | [150.0, 170.0, 210.0, 250.0, 294.0, 400.0, 500.0, 711.0] | [300.0, 350.0, 450.0, 550.0, 700.0, 850.0, 1200.0, 1752.0]
HV 6.3A | HV 6.3A | 6.3 | 0 | [10.0, 1.39, 0.344, 0.168, 0.1, 0.056, 0.0263, 0.01] | [10.0, 1.711, 0.516, 0.198, 0.1, 0.0634, 0.0303, 0.01] | 0 | [19.0, 19.5, 20.4, 20.8, 22.0, 25.0, 32.0, 48.0] | [38.0, 40.0, 43.0, 48.0, 53.0, 60.0, 75.0, 118.0]
HV 63A | HV 63A | 63 | 0 | [10.0, 2.84, 0.368, 0.164, 0.1, 0.0621, 0.0378, 0.0195, 0.01] | [10.0, 1.82, 0.344, 0.1, 0.0467, 0.0269, 0.01] | 0 | [189.0, 220.0, 300.0, 350.0, 393.0, 450.0, 530.0, 700.0, 961.0] | [378.0, 500.0, 700.0, 934.0, 1200.0, 1500.0, 2366.0]
HV 80A | HV 80A | 80 | 0 | [10.0, 2.05, 0.369, 0.198, 0.1, 0.051, 0.0298, 0.01] | [10.0, 4.15, 1.03, 0.198, 0.1, 0.051, 0.0172, 0.01] | 0 | [240.0, 300.0, 400.0, 450.0, 530.0, 650.0, 800.0, 1311.0] | [480.0, 550.0, 700.0, 1000.0, 1260.0, 1600.0, 2500.0, 3227.0]
Siemens NH-1-100 | Siemens NH-1-100 | 100 | [5400.0, 2000.0, 400.0, 20.0, 1.0, 0.2, 0.012, 0.004] | 0 | 0 | [150.0, 190.0, 250.0, 430.0, 900.0, 1250.0, 2700.0, 3600.0] | 0 | 0
Siemens NH-1-125 | Siemens NH-1-125 | 125 | [4800.0, 120.0, 7.0, 0.1, 0.004] | 0 | 0 | [180.0, 400.0, 740.0, 2000.0, 4250.0] | 0 | 0
Siemens NH-1-16 | Siemens NH-1-16 | 16 | [4000.0, 400.0, 2.0, 0.1, 0.04, 0.01] | 0 | 0 | [26.0, 35.0, 75.0, 150.0, 200.0, 300.0] | 0 | 0
Siemens NH-1-160 | Siemens NH-1-160 | 160 | [4800.0, 120.0, 7.0, 0.1, 0.004] | 0 | 0 | [210.0, 500.0, 900.0, 2300.0, 5000.0] | 0 | 0
Siemens NH-1-25 | Siemens NH-1-25 | 25 | [4000.0, 1000.0, 10.0, 0.2, 0.02, 0.01] | 0 | 0 | [40.0, 50.0, 100.0, 210.0, 400.0, 500.0] | 0 | 0
Siemens NH-1-50 | Siemens NH-1-50 | 50 | [4000.0, 40.0, 4.0, 1.0, 0.02, 0.01] | 0 | 0 | [86.0, 200.0, 300.0, 400.0, 1000.0, 1280.0] | 0 | 0
Siemens NH-1-63 | Siemens NH-1-63 | 63 | [4000.0, 100.0, 10.0, 2.0, 0.04, 0.01] | 0 | 0 | [100.0, 200.0, 300.0, 400.0, 1000.0, 1500.0] | 0 | 0
Siemens NH-1-80 | Siemens NH-1-80 | 80 | [4800.0, 120.0, 7.0, 0.1, 0.01] | 0 | 0 | [150.58, 250.0, 450.0, 1150.0, 2470.0] | 0 | 0
Siemens NH-2-1000 | Siemens NH-2-1000 | 1000 | [4800.0, 120.0, 7.0, 0.1, 0.004] | 0 | 0 | [1900.0, 3500.0, 8400.0, 24000.0, 52000.0] | 0 | 0
Siemens NH-2-200 | Siemens NH-2-200 | 200 | [4800.0, 120.0, 7.0, 0.1, 0.004] | 0 | 0 | [280.0, 650.0, 1200.0, 3000.0, 7000.0] | 0 | 0
Siemens NH-2-224 | Siemens NH-2-224 | 224 | [4800.0, 120.0, 7.0, 0.2, 0.04, 0.004] | 0 | 0 | [400.0, 750.0, 1453.0, 3025.0, 4315.0, 7600.0] | 0 | 0
Siemens NH-2-250 | Siemens NH-2-250 | 250 | [4800.0, 120.0, 7.0, 0.1, 0.004] | 0 | 0 | [450.0, 800.0, 1650.0, 4000.0, 8500.0] | 0 | 0
Siemens NH-2-315 | Siemens NH-2-315 | 315 | [4800.0, 120.0, 7.0, 0.1, 0.004] | 0 | 0 | [550.0, 920.0, 1900.0, 5000.0, 11000.0] | 0 | 0
Siemens NH-2-355 | Siemens NH-2-355 | 355 | [4800.0, 120.0, 6.0, 0.1, 0.004] | 0 | 0 | [650.0, 1116.27, 2350.0, 5840.0, 12790.0] | 0 | 0
Siemens NH-2-400 | Siemens NH-2-400 | 400 | [4800.0, 120.0, 7.0, 0.1, 0.004] | 0 | 0 | [720.0, 1350.0, 2800.0, 6500.0, 15000.0] | 0 | 0
Siemens NH-2-425 | Siemens NH-2-425 | 425 | [4800.0, 120.0, 7.0, 0.1, 0.004] | 0 | 0 | [850.0, 1500.0, 3050.0, 7500.0, 16500.0] | 0 | 0
Siemens NH-2-630 | Siemens NH-2-630 | 630 | [4800.0, 120.0, 7.0, 0.1, 0.004] | 0 | 0 | [1200.0, 2000.0, 4800.0, 12000.0, 26000.0] | 0 | 0

## res_bus
| vm_pu | va_degree | p_mw | q_mvar
0 | 0.98865 | -0.079088 | 0.0040767 | 0.0010217
1 | 0.98846 | -0.080432 | 0.0034216 | 0.00085753
2 | 0.9888 | -0.078019 | 0 | 0
3 | 0.98817 | -0.082457 | 0.0018683 | 0.00046823
4 | 0.98912 | -0.075743 | 0.0026036 | 0.00065253
5 | 0.98847 | -0.080328 | 0.0022022 | 0.00055193
6 | 0.9881 | -0.082987 | 0.00083491 | 0.00020925
7 | 0.98982 | -0.070747 | 0.0014668 | 0.00036762
8 | 0.98846 | -0.080398 | 0.0014514 | 0.00036375
9 | 0.98795 | -0.084038 | 0 | 0
10 | 0.9905 | -0.066007 | 0 | 0
11 | 0.98831 | -0.081441 | 0.0024669 | 0.00061826
12 | 0.99996 | -0.00031213 | 0.0009001 | 0.00022559
13 | 0.99987 | -0.00089711 | 0.002355 | 0.00059021
14 | 0.99999 | -8.9668e-05 | 0.0012463 | 0.00031236
15 | 0.99986 | -0.0009917 | 0.0026896 | 0.00067407
16 | 1 | 0 | -0.24219 | -0.061028
17 | 0.99547 | -0.031325 | 0 | 0
18 | 0.97696 | -0.16171 | 0 | 0
19 | 0.97613 | -0.16762 | 0 | 0
20 | 0.9781 | -0.15357 | 0.0019066 | 0.00047783
21 | 0.9937 | -0.043635 | 0.00056456 | 0.00014149
22 | 0.99352 | -0.044829 | 0 | 0
23 | 0.98914 | -0.075552 | 0.0012709 | 0.00031852
24 | 0.98897 | -0.07676 | 0.0006717 | 0.00016834
25 | 0.98921 | -0.075059 | 0.001523 | 0.00038169
26 | 0.98887 | -0.077453 | 0.00090296 | 0.0002263
27 | 0.98965 | -0.071959 | 0 | 0
28 | 0.98886 | -0.077508 | 0.00091846 | 0.00023019
29 | 0.98868 | -0.078759 | 0.00068838 | 0.00017252
30 | 0.98845 | -0.080402 | 0.002163 | 0.00054209
31 | 0.99193 | -0.05595 | 0.0011105 | 0.00027831
32 | 0.98824 | -0.081836 | 0.0011807 | 0.0002959
33 | 0.97141 | -0.2016 | 0.00072163 | 0.00018086
34 | 0.97151 | -0.20089 | 0 | 0
35 | 0.97106 | -0.20416 | 0.0035006 | 0.00087735
36 | 0.97163 | -0.20004 | 0 | 0
37 | 0.97216 | -0.19623 | 0 | 0
38 | 0.97132 | -0.20225 | 0.0014608 | 0.00036611
39 | 0.97254 | -0.19348 | 0 | 0
40 | 0.97261 | -0.19294 | 0.0032863 | 0.00082362
41 | 0.97211 | -0.19655 | 0.00063195 | 0.00015838
42 | 0.9712 | -0.20313 | 0.0019419 | 0.00048668
43 | 0.97256 | -0.19326 | 0 | 0
44 | 0.97266 | -0.19255 | 0 | 0
45 | 0.97254 | -0.19346 | 0.0036732 | 0.00092059
46 | 0.97329 | -0.18801 | 0 | 0
47 | 0.97856 | -0.15026 | 0.0024396 | 0.00061142
48 | 0.97927 | -0.14525 | 0.0016483 | 0.00041309
49 | 0.98017 | -0.1388 | 0.0017672 | 0.0004429
50 | 0.98029 | -0.13798 | 0.0019969 | 0.00050046
51 | 0.97503 | -0.17552 | 0.0028608 | 0.00071699
52 | 0.97581 | -0.16993 | 0.00091217 | 0.00022861
53 | 0.98092 | -0.1335 | 0.003194 | 0.00080049
54 | 0.98472 | -0.1066 | 0.0042655 | 0.001069
55 | 0.98261 | -0.1215 | 0 | 0
56 | 0.98506 | -0.10417 | 0 | 0
57 | 0.98244 | -0.12274 | 0.0058631 | 0.0014694
58 | 0.98656 | -0.093601 | 0.0020967 | 0.00052548
59 | 0.98488 | -0.10545 | 0.0045045 | 0.0011289
60 | 0.98242 | -0.12285 | 0.00053455 | 0.00013397
61 | 0.98707 | -0.090002 | 0.0014537 | 0.00036433
62 | 0.98463 | -0.10726 | 0.003261 | 0.00081728
63 | 0.98739 | -0.087803 | 0.0013407 | 0.00033601
64 | 0.98443 | -0.1087 | 0.0044425 | 0.0011134
65 | 0.97248 | -0.19362 | 0.0014695 | 0.00036829
66 | 0.97269 | -0.19214 | 0.0031284 | 0.00078405
67 | 0.97199 | -0.1972 | 0.001291 | 0.00032355
68 | 0.97306 | -0.18946 | 0.0017669 | 0.00044283
69 | 0.97192 | -0.19771 | 0 | 0
70 | 0.97351 | -0.18623 | 0 | 0
71 | 0.97152 | -0.20055 | 0.0036246 | 0.00090841
72 | 0.97186 | -0.19811 | 0.0017455 | 0.00043747
73 | 0.97372 | -0.18469 | 0.00078248 | 0.00019611
74 | 0.9734 | -0.18701 | 0.0018694 | 0.00046851
75 | 0.97149 | -0.2008 | 0.0011397 | 0.00028565
76 | 0.97184 | -0.19826 | 0.00097815 | 0.00024515
77 | 0.98842 | -0.080628 | 0 | 0
78 | 0.98832 | -0.081341 | 0.0037208 | 0.00093252
79 | 0.98837 | -0.080996 | 0.0012563 | 0.00031485
80 | 0.9748 | -0.17722 | 0.00045494 | 0.00011402
81 | 0.97437 | -0.18034 | 0.0010961 | 0.00027472
82 | 0.97513 | -0.17487 | 0.0024436 | 0.00061241
83 | 0.97407 | -0.18246 | 0.0017508 | 0.00043878
84 | 0.97396 | -0.18329 | 0.0014847 | 0.00037209
85 | 0.97578 | -0.17018 | 0.00064121 | 0.0001607
86 | 0.97387 | -0.18393 | 0.00039751 | 9.9626e-05
87 | 0.97748 | -0.15782 | 0.0046882 | 0.001175
88 | 0.9777 | -0.15623 | 0 | 0
89 | 0.97747 | -0.15787 | 0 | 0
90 | 0.98051 | -0.13624 | 0.0012436 | 0.00031167
91 | 0.97646 | -0.16508 | 0.0035862 | 0.0008988
92 | 0.9774 | -0.15837 | 0.0028044 | 0.00070284
93 | 0.98067 | -0.13509 | 0.0030173 | 0.00075621
94 | 0.97519 | -0.17418 | 0.002316 | 0.00058044
95 | 0.9824 | -0.12278 | 0.0033336 | 0.00083547
96 | 0.97515 | -0.17444 | 0.0032201 | 0.00080702
97 | 0.9738 | -0.1844 | 0.00058487 | 0.00014658
98 | 0.97382 | -0.18427 | 0.00091118 | 0.00022836
99 | 0.97144 | -0.20114 | 0.0011407 | 0.00028588
100 | 0.99327 | -0.046632 | 0.001099 | 0.00027544
101 | 0.99188 | -0.056245 | 0 | 0
102 | 0.99132 | -0.060162 | 0.0012718 | 0.00031875
103 | 0.99286 | -0.049517 | 0.0012853 | 0.00032212
104 | 0.99348 | -0.045135 | 0.0009802 | 0.00024566
105 | 0.98918 | -0.075161 | 0 | 0
106 | 0.99278 | -0.050099 | 0.001815 | 0.00045487
107 | 0.99346 | -0.045313 | 0.0016212 | 0.00040632
108 | 0.97203 | -0.19715 | 0 | 0
109 | 0.97183 | -0.19855 | 0 | 0
110 | 0.97188 | -0.19819 | 0.0020412 | 0.00051157
111 | 0.97229 | -0.19524 | 0.0037699 | 0.00094482
112 | 0.97175 | -0.19915 | 0.002618 | 0.00065612
113 | 0.97253 | -0.19354 | 0.00074474 | 0.00018665
114 | 0.97169 | -0.19954 | 0.0016738 | 0.00041951
115 | 0.99217 | -0.05438 | 0.0053694 | 0.0013457
116 | 0.99171 | -0.05764 | 0 | 0
117 | 0.99148 | -0.059279 | 0.0088052 | 0.0022068
118 | 0.97404 | -0.18246 | 0.0027232 | 0.0006825
119 | 0.97409 | -0.1821 | 0.0046714 | 0.0011708
120 | 0.97281 | -0.19151 | 0.0032848 | 0.00082326
121 | 0.97451 | -0.17924 | 0.003941 | 0.0009877
122 | 0.97137 | -0.20163 | 0 | 0
123 | 0.97129 | -0.2022 | 0.0013116 | 0.00032871
124 | 0.97129 | -0.20221 | 0.0015067 | 0.00037763
125 | 0.9873 | -0.088283 | 0.0017566 | 0.00044024
126 | 0.98736 | -0.08789 | 0 | 0
127 | 0.98616 | -0.096308 | 0.0013517 | 0.00033878
128 | 0.98863 | -0.079031 | 0.0013605 | 0.00034099
129 | 0.98468 | -0.1067 | 0 | 0
130 | 0.98853 | -0.079723 | 0.0072854 | 0.0018259
131 | 0.98466 | -0.10688 | 0.00084513 | 0.00021181
132 | 0.97512 | -0.1747 | 0.0025514 | 0.00063944
133 | 0.97513 | -0.17461 | 0.002224 | 0.00055739
134 | 0.98794 | -0.084096 | 0.00083243 | 0.00020863
135 | 0.98787 | -0.084561 | 0.0014593 | 0.00036574
136 | 0.98786 | -0.084657 | 0.00144 | 0.0003609
137 | 0.98819 | -0.082118 | 0.0011638 | 0.00029168
138 | 0.98815 | -0.082409 | 0.0047052 | 0.0011792
139 | 0.98838 | -0.080771 | 0.00082377 | 0.00020646
140 | 0.98813 | -0.082546 | 0.00069605 | 0.00017445
141 | 0.97117 | -0.20337 | 0 | 0
142 | 0.97114 | -0.20355 | 0.00043952 | 0.00011015
143 | 0.97098 | -0.20472 | 0.0014667 | 0.00036759
144 | 0.99998 | 149.9947 | 0 | 0

## res_line
| p_from_mw | q_from_mvar | p_to_mw | q_to_mvar | pl_mw | ql_mvar | i_from_ka | i_to_ka | i_ka | vm_from_pu | va_from_degree | vm_to_pu | va_to_degree | loading_percent
0 | 0.0098613 | 0.0024706 | -0.0098594 | -0.0024701 | 1.8334e-06 | 5.3414e-07 | 0.014842 | 0.014842 | 0.014842 | 0.98865 | -0.079088 | 0.98846 | -0.080432 | 5.497
1 | -0.013938 | -0.0034923 | 0.01394 | 0.003493 | 2.0619e-06 | 6.9672e-07 | 0.020978 | 0.020978 | 0.020978 | 0.98865 | -0.079088 | 0.9888 | -0.078019 | 7.7695
2 | 0.0064378 | 0.0016126 | -0.006436 | -0.0016123 | 1.8026e-06 | 2.9916e-07 | 0.0096911 | 0.0096913 | 0.0096913 | 0.98846 | -0.080432 | 0.98817 | -0.082457 | 3.5894
3 | -0.020063 | -0.0050269 | 0.020069 | 0.0050291 | 6.3223e-06 | 2.289e-06 | 0.030191 | 0.030191 | 0.030191 | 0.9888 | -0.078019 | 0.98912 | -0.075743 | 11.182
4 | 0.0061228 | 0.0015338 | -0.0061208 | -0.0015335 | 1.9552e-06 | 2.7874e-07 | 0.0092138 | 0.009214 | 0.009214 | 0.9888 | -0.078019 | 0.98847 | -0.080328 | 3.4126
5 | 0.0045678 | 0.001144 | -0.0045674 | -0.0011441 | 3.3458e-07 | -1.6504e-08 | 0.006878 | 0.006878 | 0.006878 | 0.98817 | -0.082457 | 0.9881 | -0.082987 | 2.5474
6 | -0.022673 | -0.0056817 | 0.022688 | 0.0056874 | 1.5688e-05 | 5.7562e-06 | 0.034108 | 0.034108 | 0.034108 | 0.98912 | -0.075743 | 0.98982 | -0.070747 | 12.6327
7 | 0.0039186 | 0.0009816 | -0.0039186 | -0.00098161 | 3.7861e-08 | -7.7899e-09 | 0.0058988 | 0.0058988 | 0.0058988 | 0.98847 | -0.080328 | 0.98846 | -0.080398 | 2.1847
8 | 0.0037325 | 0.00093481 | -0.003732 | -0.00093495 | 5.4219e-07 | -1.4369e-07 | 0.0056207 | 0.0056208 | 0.0056208 | 0.9881 | -0.082987 | 0.98795 | -0.084038 | 2.0818
9 | -0.024155 | -0.0060551 | 0.024171 | 0.0060609 | 1.5865e-05 | 5.8539e-06 | 0.036313 | 0.036313 | 0.036313 | 0.98982 | -0.070747 | 0.9905 | -0.066007 | 13.4494
10 | 0.0024672 | 0.00061786 | -0.0024669 | -0.00061826 | 3.5594e-07 | -3.9309e-07 | 0.003714 | 0.0037141 | 0.0037141 | 0.98846 | -0.080398 | 0.98831 | -0.081441 | 1.3756
11 | 0.00083244 | 0.00020854 | -0.00083243 | -0.00020863 | 6.7535e-09 | -8.5564e-08 | 0.0012538 | 0.0012538 | 0.0012538 | 0.98795 | -0.084038 | 0.98794 | -0.084096 | 0.46437
12 | 0.0028995 | 0.00072641 | -0.0028993 | -0.00072656 | 2.0987e-07 | -1.4508e-07 | 0.0043671 | 0.0043672 | 0.0043672 | 0.98795 | -0.084038 | 0.98787 | -0.084561 | 1.6175
13 | -0.1291 | -0.032493 | 0.12928 | 0.032562 | 0.00018155 | 6.8928e-05 | 0.19399 | 0.19399 | 0.19399 | 0.9905 | -0.066007 | 0.99193 | -0.05595 | 23.9495
14 | 0.10493 | 0.026432 | -0.10484 | -0.026399 | 8.7266e-05 | 3.2913e-05 | 0.15768 | 0.15768 | 0.15768 | 0.9905 | -0.066007 | 0.98965 | -0.071959 | 19.4664
15 | 0.005045 | 0.0012643 | -0.0050446 | -0.0012643 | 4.0849e-07 | 4.7565e-09 | 0.0075073 | 0.0075074 | 0.0075074 | 0.99996 | -0.00031213 | 0.99987 | -0.00089711 | 2.7805
16 | -0.0059451 | -0.0014898 | 0.0059453 | 0.0014899 | 1.8305e-07 | 2.1234e-08 | 0.0088468 | 0.0088467 | 0.0088468 | 0.99996 | -0.00031213 | 0.99999 | -8.9668e-05 | 3.2766
17 | 0.0026896 | 0.00067404 | -0.0026896 | -0.00067407 | 3.522e-08 | -3.2658e-08 | 0.0040027 | 0.0040027 | 0.0040027 | 0.99987 | -0.00089711 | 0.99986 | -0.0009917 | 1.4825
18 | -0.0071916 | -0.0018022 | 0.0071917 | 0.0018022 | 8.9258e-08 | 1.7943e-08 | 0.010701 | 0.010701 | 0.010701 | 0.99999 | -8.9668e-05 | 1 | 0 | 3.9635
19 | 0.2342 | 0.059225 | -0.23317 | -0.058831 | 0.0010295 | 0.00039437 | 0.34868 | 0.34868 | 0.34868 | 1 | 0 | 0.99547 | -0.031325 | 43.0472
20 | 0.13251 | 0.033429 | -0.13228 | -0.033342 | 0.00022842 | 8.6765e-05 | 0.19815 | 0.19815 | 0.19815 | 0.99547 | -0.031325 | 0.9937 | -0.043635 | 24.4627
21 | 0.10067 | 0.025402 | -0.10047 | -0.02533 | 0.00019042 | 7.1667e-05 | 0.15053 | 0.15054 | 0.15054 | 0.99547 | -0.031325 | 0.99352 | -0.044829 | 18.5846
22 | 0.04893 | 0.012276 | -0.04889 | -0.012261 | 4.0045e-05 | 1.5258e-05 | 0.074531 | 0.074531 | 0.074531 | 0.97696 | -0.16171 | 0.97613 | -0.16762 | 27.6041
23 | -0.04893 | -0.012276 | 0.048986 | 0.012297 | 5.5319e-05 | 2.1076e-05 | 0.074531 | 0.074531 | 0.074531 | 0.97696 | -0.16171 | 0.9781 | -0.15357 | 27.6041
24 | 0.038197 | 0.0095827 | -0.038155 | -0.0095669 | 4.1824e-05 | 1.5839e-05 | 0.05823 | 0.05823 | 0.05823 | 0.97613 | -0.16762 | 0.97503 | -0.17552 | 21.5668
25 | 0.010694 | 0.0026783 | -0.01069 | -0.0026772 | 3.4213e-06 | 1.058e-06 | 0.016301 | 0.016301 | 0.016301 | 0.97613 | -0.16762 | 0.97581 | -0.16993 | 6.0374
26 | -0.050892 | -0.012775 | 0.050916 | 0.012784 | 2.3457e-05 | 8.9434e-06 | 0.077431 | 0.077431 | 0.077431 | 0.9781 | -0.15357 | 0.97856 | -0.15026 | 28.6783
27 | 0.13171 | 0.033201 | -0.13166 | -0.03318 | 5.5262e-05 | 2.099e-05 | 0.1973 | 0.1973 | 0.1973 | 0.9937 | -0.043635 | 0.99327 | -0.046632 | 24.3583
28 | 0.017302 | 0.0043383 | -0.01729 | -0.0043344 | 1.1233e-05 | 3.9734e-06 | 0.025914 | 0.025914 | 0.025914 | 0.99352 | -0.044829 | 0.99286 | -0.049517 | 9.5977
29 | 0.0026016 | 0.00065175 | -0.0026015 | -0.00065186 | 1.0997e-07 | -1.0802e-07 | 0.0038963 | 0.0038964 | 0.0038964 | 0.99352 | -0.044829 | 0.99348 | -0.045135 | 1.4431
30 | 0.080572 | 0.02034 | -0.080443 | -0.020292 | 0.000129 | 4.7965e-05 | 0.12073 | 0.12073 | 0.12073 | 0.99352 | -0.044829 | 0.99188 | -0.056245 | 14.9045
31 | 0.0096391 | 0.0024152 | -0.0096375 | -0.0024147 | 1.6109e-06 | 4.6201e-07 | 0.0145 | 0.014501 | 0.014501 | 0.98914 | -0.075552 | 0.98897 | -0.07676 | 5.3706
32 | -0.01091 | -0.0027337 | 0.010911 | 0.0027339 | 7.4534e-07 | 2.2975e-07 | 0.016412 | 0.016412 | 0.016412 | 0.98914 | -0.075552 | 0.98921 | -0.075059 | 6.0787
33 | 0.0089658 | 0.0022464 | -0.008965 | -0.0022461 | 8.591e-07 | 2.3336e-07 | 0.01349 | 0.01349 | 0.01349 | 0.98897 | -0.07676 | 0.98887 | -0.077453 | 4.9963
34 | -0.012434 | -0.0031156 | 0.012439 | 0.0031173 | 5.336e-06 | 1.7384e-06 | 0.018703 | 0.018703 | 0.018703 | 0.98921 | -0.075059 | 0.98965 | -0.071959 | 6.9271
35 | 0.008062 | 0.0020198 | -0.008062 | -0.0020198 | 6.1275e-08 | 1.5007e-08 | 0.012131 | 0.012131 | 0.012131 | 0.98887 | -0.077453 | 0.98886 | -0.077508 | 4.493
36 | 0.0924 | 0.023282 | -0.092312 | -0.023249 | 8.7837e-05 | 3.2941e-05 | 0.13897 | 0.13897 | 0.13897 | 0.98965 | -0.071959 | 0.98868 | -0.078759 | 17.1574
37 | 0.0071435 | 0.0017896 | -0.0071406 | -0.001789 | 2.8598e-06 | 5.913e-07 | 0.010749 | 0.010749 | 0.010749 | 0.98886 | -0.077508 | 0.98845 | -0.080402 | 3.9812
38 | 0.091623 | 0.023076 | -0.091584 | -0.023061 | 3.9399e-05 | 1.4771e-05 | 0.13794 | 0.13794 | 0.13794 | 0.98868 | -0.078759 | 0.98824 | -0.081836 | 17.0295
39 | 0.0049777 | 0.0012469 | -0.0049775 | -0.0012469 | 1.5548e-07 | 2.9192e-09 | 0.0074932 | 0.0074932 | 0.0074932 | 0.98845 | -0.080402 | 0.98842 | -0.080628 | 2.7753
40 | -0.13039 | -0.03284 | 0.13056 | 0.032905 | 0.00017008 | 6.4587e-05 | 0.19566 | 0.19566 | 0.19566 | 0.99193 | -0.05595 | 0.99327 | -0.046632 | 24.1551
41 | 0.090403 | 0.022765 | -0.090328 | -0.022737 | 7.5336e-05 | 2.8225e-05 | 0.13616 | 0.13616 | 0.13616 | 0.98824 | -0.081836 | 0.98739 | -0.087803 | 16.8101
42 | -0.0042235 | -0.0010578 | 0.0042239 | 0.0010578 | 4.1721e-07 | -3.7327e-08 | 0.0064694 | 0.0064693 | 0.0064694 | 0.97141 | -0.2016 | 0.97151 | -0.20089 | 2.3961
43 | 0.0035019 | 0.00087697 | -0.0035006 | -0.00087735 | 1.2399e-06 | -3.777e-07 | 0.005364 | 0.0053643 | 0.0053643 | 0.97141 | -0.2016 | 0.97106 | -0.20416 | 1.9868
44 | -0.0042239 | -0.0010578 | 0.0042244 | 0.0010577 | 4.9177e-07 | -4.4055e-08 | 0.0064693 | 0.0064692 | 0.0064693 | 0.97151 | -0.20089 | 0.97163 | -0.20004 | 2.396
45 | -0.0095358 | -0.0023868 | 0.0095408 | 0.0023882 | 5.0277e-06 | 1.4655e-06 | 0.014603 | 0.014602 | 0.014603 | 0.97163 | -0.20004 | 0.97216 | -0.19623 | 5.4084
46 | 0.0053113 | 0.001329 | -0.0053097 | -0.0013289 | 1.6215e-06 | 1.373e-07 | 0.0081334 | 0.0081336 | 0.0081336 | 0.97163 | -0.20004 | 0.97132 | -0.20225 | 3.0124
47 | 0.00063198 | 0.0001578 | -0.00063195 | -0.00015838 | 2.8031e-08 | -5.8455e-07 | 0.00096712 | 0.00096733 | 0.00096733 | 0.97216 | -0.19623 | 0.97211 | -0.19655 | 0.35827
48 | -0.010173 | -0.002546 | 0.010177 | 0.0025472 | 3.8627e-06 | 1.1689e-06 | 0.01557 | 0.015569 | 0.01557 | 0.97216 | -0.19623 | 0.97254 | -0.19348 | 5.7665
49 | 0.0038489 | 0.00096278 | -0.0038484 | -0.00096286 | 4.6691e-07 | -8.6833e-08 | 0.0058957 | 0.0058958 | 0.0058958 | 0.97132 | -0.20225 | 0.9712 | -0.20313 | 2.1836
50 | -0.010177 | -0.0025472 | 0.010177 | 0.0025474 | 7.568e-07 | 2.2899e-07 | 0.015569 | 0.015569 | 0.015569 | 0.97254 | -0.19348 | 0.97261 | -0.19294 | 5.7665
51 | -0.013464 | -0.003371 | 0.013473 | 0.0033741 | 9.1735e-06 | 3.0979e-06 | 0.020597 | 0.020597 | 0.020597 | 0.97261 | -0.19294 | 0.97329 | -0.18801 | 7.6286
52 | 0.0019065 | 0.00047618 | -0.0019065 | -0.0004763 | 6.2561e-08 | -1.2139e-07 | 0.0029205 | 0.0029206 | 0.0029206 | 0.9712 | -0.20313 | 0.97117 | -0.20337 | 1.0817
53 | -0.0036733 | -0.00092057 | 0.0036737 | 0.00092048 | 3.6016e-07 | -8.8266e-08 | 0.0056201 | 0.00562 | 0.0056201 | 0.97256 | -0.19326 | 0.97266 | -0.19255 | 2.0815
54 | 0.0036733 | 0.00092057 | -0.0036732 | -0.00092059 | 1.0358e-07 | -2.5376e-08 | 0.0056201 | 0.0056201 | 0.0056201 | 0.97256 | -0.19326 | 0.97254 | -0.19346 | 2.0815
55 | 0.010855 | 0.0027193 | -0.010853 | -0.0027189 | 1.4821e-06 | 4.6315e-07 | 0.016606 | 0.016606 | 0.016606 | 0.97266 | -0.19255 | 0.97253 | -0.19354 | 6.1502
56 | -0.014528 | -0.0036398 | 0.01453 | 0.0036405 | 2.0904e-06 | 7.1981e-07 | 0.022226 | 0.022226 | 0.022226 | 0.97266 | -0.19255 | 0.97281 | -0.19151 | 8.2317
57 | 0.017824 | 0.0044669 | -0.017815 | -0.0044638 | 8.6379e-06 | 3.0907e-06 | 0.02725 | 0.02725 | 0.02725 | 0.97329 | -0.18801 | 0.97281 | -0.19151 | 10.0926
58 | -0.031297 | -0.007841 | 0.031335 | 0.0078553 | 3.803e-05 | 1.4296e-05 | 0.047847 | 0.047847 | 0.047847 | 0.97329 | -0.18801 | 0.97451 | -0.17924 | 17.7211
59 | -0.053355 | -0.013395 | 0.053392 | 0.01341 | 3.7176e-05 | 1.4185e-05 | 0.081141 | 0.081141 | 0.081141 | 0.97856 | -0.15026 | 0.97927 | -0.14525 | 30.0522
60 | -0.055041 | -0.013823 | 0.05509 | 0.013842 | 4.9327e-05 | 1.883e-05 | 0.083646 | 0.083646 | 0.083646 | 0.97927 | -0.14525 | 0.98017 | -0.1388 | 30.9798
61 | -0.056857 | -0.014284 | 0.056864 | 0.014287 | 6.5411e-06 | 2.4981e-06 | 0.086328 | 0.086328 | 0.086328 | 0.98017 | -0.1388 | 0.98029 | -0.13798 | 31.9735
62 | -0.058861 | -0.014787 | 0.058897 | 0.014801 | 3.6664e-05 | 1.4009e-05 | 0.089359 | 0.089359 | 0.089359 | 0.98029 | -0.13798 | 0.98092 | -0.1335 | 33.0961
63 | 0.035294 | 0.0088499 | -0.035276 | -0.008843 | 1.8165e-05 | 6.8613e-06 | 0.053864 | 0.053864 | 0.053864 | 0.97503 | -0.17552 | 0.97451 | -0.17924 | 19.9498
64 | 0.00064124 | 0.00016026 | -0.00064121 | -0.0001607 | 2.1575e-08 | -4.4351e-07 | 0.00097766 | 0.00097782 | 0.00097782 | 0.97581 | -0.16993 | 0.97578 | -0.17018 | 0.36216
65 | 0.0091369 | 0.0022883 | -0.0091306 | -0.0022866 | 6.2283e-06 | 1.7536e-06 | 0.013932 | 0.013932 | 0.013932 | 0.97581 | -0.16993 | 0.97513 | -0.17487 | 5.1602
66 | -0.062091 | -0.015602 | 0.062195 | 0.015642 | 0.00010389 | 3.9719e-05 | 0.094205 | 0.094204 | 0.094205 | 0.98092 | -0.1335 | 0.98261 | -0.1215 | 34.8906
67 | 0.068737 | 0.017299 | -0.068594 | -0.017245 | 0.00014263 | 5.3784e-05 | 0.10389 | 0.10389 | 0.10389 | 0.98472 | -0.1066 | 0.98261 | -0.1215 | 19.2397
68 | -0.073002 | -0.018368 | 0.073027 | 0.018377 | 2.4838e-05 | 9.1785e-06 | 0.11034 | 0.11034 | 0.11034 | 0.98472 | -0.1066 | 0.98506 | -0.10417 | 13.6222
69 | 0.0063988 | 0.0016034 | -0.0063977 | -0.0016032 | 1.1005e-06 | 1.8539e-07 | 0.0096898 | 0.0096899 | 0.0096899 | 0.98261 | -0.1215 | 0.98244 | -0.12274 | 3.5889
70 | -0.08524 | -0.021438 | 0.085366 | 0.021485 | 0.00012571 | 4.6957e-05 | 0.12879 | 0.12879 | 0.12879 | 0.98506 | -0.10417 | 0.98656 | -0.093601 | 15.8997
71 | 0.012213 | 0.0030607 | -0.012211 | -0.00306 | 2.1674e-06 | 7.0371e-07 | 0.018449 | 0.018449 | 0.018449 | 0.98506 | -0.10417 | 0.98488 | -0.10545 | 6.8328
72 | 0.00053456 | 0.00013373 | -0.00053455 | -0.00013397 | 7.8148e-09 | -2.3893e-07 | 0.00080956 | 0.00080965 | 0.00080965 | 0.98244 | -0.12274 | 0.98242 | -0.12285 | 0.29987
73 | -0.087462 | -0.02201 | 0.087506 | 0.022027 | 4.3959e-05 | 1.6442e-05 | 0.13195 | 0.13195 | 0.13195 | 0.98656 | -0.093601 | 0.98707 | -0.090002 | 16.2901
74 | 0.0077063 | 0.0019311 | -0.0077044 | -0.0019306 | 1.9325e-06 | 4.5261e-07 | 0.011643 | 0.011643 | 0.011643 | 0.98488 | -0.10545 | 0.98463 | -0.10726 | 4.3123
75 | -0.08896 | -0.022391 | 0.088987 | 0.022401 | 2.7325e-05 | 1.023e-05 | 0.13414 | 0.13414 | 0.13414 | 0.98707 | -0.090002 | 0.98739 | -0.087803 | 16.5606
76 | 0.0044434 | 0.0011133 | -0.0044425 | -0.0011134 | 8.8836e-07 | -5.9815e-08 | 0.0067149 | 0.0067151 | 0.0067151 | 0.98463 | -0.10726 | 0.98443 | -0.1087 | 2.4871
77 | -0.014219 | -0.0035634 | 0.014222 | 0.0035644 | 2.9105e-06 | 9.9715e-07 | 0.021757 | 0.021757 | 0.021757 | 0.97248 | -0.19362 | 0.97269 | -0.19214 | 8.058
78 | 0.012749 | 0.0031952 | -0.012743 | -0.0031931 | 6.3121e-06 | 2.0981e-06 | 0.019508 | 0.019508 | 0.019508 | 0.97248 | -0.19362 | 0.97199 | -0.1972 | 7.2253
79 | -0.01735 | -0.0043485 | 0.017357 | 0.0043508 | 6.4253e-06 | 2.2898e-06 | 0.026542 | 0.026542 | 0.026542 | 0.97269 | -0.19214 | 0.97306 | -0.18946 | 9.8305
80 | 0.011452 | 0.0028695 | -0.011451 | -0.0028692 | 8.2291e-07 | 2.6333e-07 | 0.017532 | 0.017532 | 0.017532 | 0.97199 | -0.1972 | 0.97192 | -0.19771 | 6.4933
81 | -0.019124 | -0.0047936 | 0.019132 | 0.0047967 | 8.5822e-06 | 3.101e-06 | 0.029244 | 0.029244 | 0.029244 | 0.97306 | -0.18946 | 0.97351 | -0.18623 | 10.8312
82 | 0.0087275 | 0.0021869 | -0.0087241 | -0.002186 | 3.4295e-06 | 9.3771e-07 | 0.013362 | 0.013362 | 0.013362 | 0.97192 | -0.19771 | 0.97152 | -0.20055 | 4.9489
83 | 0.0027238 | 0.00068233 | -0.0027237 | -0.00068245 | 1.4894e-07 | -1.128e-07 | 0.0041701 | 0.0041702 | 0.0041702 | 0.97192 | -0.19771 | 0.97186 | -0.19811 | 1.5445
84 | -0.021002 | -0.0052648 | 0.021006 | 0.0052664 | 4.4547e-06 | 1.6272e-06 | 0.032102 | 0.032102 | 0.032102 | 0.97351 | -0.18623 | 0.97372 | -0.18469 | 11.8895
85 | 0.0018696 | 0.00046809 | -0.0018694 | -0.00046851 | 2.0267e-07 | -4.1653e-07 | 0.0028575 | 0.0028577 | 0.0028577 | 0.97351 | -0.18623 | 0.9734 | -0.18701 | 1.0584
86 | 0.0050995 | 0.0012776 | -0.0050993 | -0.0012775 | 1.7258e-07 | 1.0239e-08 | 0.0078104 | 0.0078104 | 0.0078104 | 0.97152 | -0.20055 | 0.97149 | -0.2008 | 2.8927
87 | 0.00097817 | 0.00024498 | -0.00097815 | -0.00024515 | 1.9806e-08 | -1.6773e-07 | 0.0014976 | 0.0014977 | 0.0014977 | 0.97186 | -0.19811 | 0.97184 | -0.19826 | 0.5547
88 | -0.021789 | -0.0054625 | 0.021795 | 0.005465 | 6.7608e-06 | 2.4787e-06 | 0.033298 | 0.033297 | 0.033298 | 0.97372 | -0.18469 | 0.97404 | -0.18246 | 12.3324
89 | 0.0039596 | 0.0009919 | -0.0039594 | -0.00099193 | 1.8748e-07 | -2.9032e-08 | 0.0060647 | 0.0060647 | 0.0060647 | 0.97149 | -0.2008 | 0.97144 | -0.20114 | 2.2462
90 | 0.0037212 | 0.00093242 | -0.0037208 | -0.00093252 | 3.6686e-07 | -9.8993e-08 | 0.005602 | 0.005602 | 0.005602 | 0.98842 | -0.080628 | 0.98832 | -0.081341 | 2.0748
91 | 0.0012563 | 0.00031451 | -0.0012563 | -0.00031485 | 6.3807e-08 | -3.4184e-07 | 0.0018912 | 0.0018914 | 0.0018914 | 0.98842 | -0.080628 | 0.98837 | -0.080996 | 0.70051
92 | 0.00623 | 0.0015597 | -0.0062273 | -0.0015593 | 2.687e-06 | 4.401e-07 | 0.0095094 | 0.0095096 | 0.0095096 | 0.9748 | -0.17722 | 0.97437 | -0.18034 | 3.5221
93 | -0.0066849 | -0.0016737 | 0.0066871 | 0.0016742 | 2.1732e-06 | 4.1871e-07 | 0.010204 | 0.010204 | 0.010204 | 0.9748 | -0.17722 | 0.97513 | -0.17487 | 3.7792
94 | 0.0051311 | 0.0012846 | -0.0051296 | -0.0012845 | 1.4988e-06 | 8.9346e-08 | 0.0078356 | 0.0078358 | 0.0078358 | 0.97437 | -0.18034 | 0.97407 | -0.18246 | 2.9021
95 | 0.0033789 | 0.0008457 | -0.0033785 | -0.00084584 | 3.9091e-07 | -1.4234e-07 | 0.0051613 | 0.0051614 | 0.0051614 | 0.97407 | -0.18246 | 0.97396 | -0.18329 | 1.9116
96 | 0.0018938 | 0.00047374 | -0.0018936 | -0.00047408 | 1.674e-07 | -3.3444e-07 | 0.0028931 | 0.0028932 | 0.0028932 | 0.97396 | -0.18329 | 0.97387 | -0.18393 | 1.0716
97 | 0.0014961 | 0.00037445 | -0.0014961 | -0.00037469 | 7.0108e-08 | -2.4056e-07 | 0.0022858 | 0.0022859 | 0.0022859 | 0.97387 | -0.18393 | 0.97382 | -0.18427 | 0.84664
98 | -0.0074928 | -0.0018777 | 0.0074944 | 0.001878 | 1.6412e-06 | 3.7777e-07 | 0.011406 | 0.011406 | 0.011406 | 0.97748 | -0.15782 | 0.9777 | -0.15623 | 4.2245
99 | 0.0028046 | 0.00070269 | -0.0028046 | -0.0007027 | 2.2433e-08 | -1.6095e-08 | 0.0042694 | 0.0042694 | 0.0042694 | 0.97748 | -0.15782 | 0.97747 | -0.15787 | 1.5813
100 | -0.050719 | -0.012731 | 0.05086 | 0.012785 | 0.00014119 | 5.3827e-05 | 0.077199 | 0.077199 | 0.077199 | 0.9777 | -0.15623 | 0.98051 | -0.13624 | 28.5923
101 | 0.043224 | 0.010853 | -0.043171 | -0.010833 | 5.3067e-05 | 2.0164e-05 | 0.065793 | 0.065793 | 0.065793 | 0.9777 | -0.15623 | 0.97646 | -0.16508 | 24.3678
102 | 0.0028046 | 0.0007027 | -0.0028044 | -0.00070284 | 1.9411e-07 | -1.3924e-07 | 0.0042694 | 0.0042695 | 0.0042695 | 0.97747 | -0.15787 | 0.9774 | -0.15837 | 1.5813
103 | -0.052104 | -0.013097 | 0.052112 | 0.0131 | 8.4109e-06 | 3.2078e-06 | 0.079086 | 0.079086 | 0.079086 | 0.98051 | -0.13624 | 0.98067 | -0.13509 | 29.2912
104 | 0.039585 | 0.0099341 | -0.039535 | -0.0099152 | 4.9939e-05 | 1.8933e-05 | 0.060328 | 0.060328 | 0.060328 | 0.97646 | -0.16508 | 0.97519 | -0.17418 | 22.3438
105 | -0.055129 | -0.013856 | 0.055224 | 0.013892 | 9.4601e-05 | 3.6111e-05 | 0.083665 | 0.083664 | 0.083665 | 0.98067 | -0.13509 | 0.9824 | -0.12278 | 30.9869
106 | 0.037219 | 0.0093348 | -0.037218 | -0.0093342 | 1.3425e-06 | 5.0803e-07 | 0.056794 | 0.056794 | 0.056794 | 0.97519 | -0.17418 | 0.97515 | -0.17444 | 21.0349
107 | -0.058558 | -0.014728 | 0.058689 | 0.014778 | 0.00013161 | 5.0281e-05 | 0.088714 | 0.088714 | 0.088714 | 0.9824 | -0.12278 | 0.98468 | -0.1067 | 32.8569
108 | 0.033998 | 0.0085272 | -0.033997 | -0.0085269 | 7.7174e-07 | 2.9109e-07 | 0.051881 | 0.051881 | 0.051881 | 0.97515 | -0.17444 | 0.97513 | -0.17461 | 19.2151
109 | -0.00058487 | -0.00014658 | 0.00058488 | 0.00014633 | 1.0305e-08 | -2.533e-07 | 0.00089371 | 0.00089362 | 0.00089371 | 0.9738 | -0.1844 | 0.97382 | -0.18427 | 0.33101
110 | 0.0028187 | 0.00070605 | -0.0028185 | -0.00070618 | 1.8965e-07 | -1.289e-07 | 0.0043175 | 0.0043175 | 0.0043175 | 0.97144 | -0.20114 | 0.97137 | -0.20163 | 1.5991
111 | 0.080443 | 0.020292 | -0.080399 | -0.020276 | 4.4174e-05 | 1.6426e-05 | 0.12073 | 0.12073 | 0.12073 | 0.99188 | -0.056245 | 0.99132 | -0.060162 | 14.9045
112 | 0.079127 | 0.019957 | -0.078961 | -0.019894 | 0.00016605 | 6.2896e-05 | 0.11882 | 0.11882 | 0.11882 | 0.99132 | -0.060162 | 0.98918 | -0.075161 | 22.0032
113 | 0.016005 | 0.0040122 | -0.016004 | -0.0040118 | 1.2911e-06 | 4.5009e-07 | 0.023988 | 0.023988 | 0.023988 | 0.99286 | -0.049517 | 0.99278 | -0.050099 | 8.8843
114 | 0.0016213 | 0.0004062 | -0.0016212 | -0.00040632 | 4.0014e-08 | -1.2542e-07 | 0.0024283 | 0.0024283 | 0.0024283 | 0.99348 | -0.045135 | 0.99346 | -0.045313 | 0.89938
115 | 0.016047 | 0.0040224 | -0.016039 | -0.0040194 | 8.5956e-06 | 3.0027e-06 | 0.02414 | 0.02414 | 0.02414 | 0.98918 | -0.075161 | 0.98863 | -0.079031 | 8.9409
116 | 0.062913 | 0.015872 | -0.062801 | -0.015829 | 0.00011213 | 4.2868e-05 | 0.094677 | 0.094677 | 0.094677 | 0.98918 | -0.075161 | 0.98736 | -0.08789 | 35.0657
117 | 0.014189 | 0.0035569 | -0.014181 | -0.0035541 | 8.4074e-06 | 2.8487e-06 | 0.021267 | 0.021267 | 0.021267 | 0.99278 | -0.050099 | 0.99217 | -0.05438 | 7.8768
118 | 0.0042931 | 0.0010753 | -0.0042923 | -0.0010754 | 8.3217e-07 | -6.2609e-08 | 0.0065718 | 0.0065719 | 0.0065719 | 0.97203 | -0.19715 | 0.97183 | -0.19855 | 2.434
119 | 0.0020415 | 0.00051109 | -0.0020412 | -0.00051157 | 2.9358e-07 | -4.8413e-07 | 0.003125 | 0.0031252 | 0.0031252 | 0.97203 | -0.19715 | 0.97188 | -0.19819 | 1.1575
120 | -0.0063346 | -0.0015864 | 0.0063363 | 0.0015867 | 1.6752e-06 | 2.9031e-07 | 0.0096968 | 0.0096967 | 0.0096968 | 0.97203 | -0.19715 | 0.97229 | -0.19524 | 3.5914
121 | 0.0042923 | 0.0010754 | -0.0042919 | -0.0010754 | 3.5188e-07 | -2.6423e-08 | 0.0065719 | 0.006572 | 0.006572 | 0.97183 | -0.19855 | 0.97175 | -0.19915 | 2.4341
122 | -0.010106 | -0.0025315 | 0.010108 | 0.0025322 | 2.3745e-06 | 7.1591e-07 | 0.015466 | 0.015466 | 0.015466 | 0.97229 | -0.19524 | 0.97253 | -0.19354 | 5.7282
123 | 0.0016739 | 0.00041927 | -0.0016738 | -0.00041951 | 9.1289e-08 | -2.4073e-07 | 0.0025632 | 0.0025633 | 0.0025633 | 0.97175 | -0.19915 | 0.97169 | -0.19954 | 0.94936
124 | 0.0088112 | 0.0022084 | -0.0088072 | -0.0022073 | 3.9761e-06 | 1.0583e-06 | 0.013215 | 0.013215 | 0.013215 | 0.99217 | -0.05438 | 0.99171 | -0.05764 | 4.8944
125 | 0.0088072 | 0.0022073 | -0.0088052 | -0.0022068 | 1.9984e-06 | 5.3206e-07 | 0.013215 | 0.013215 | 0.013215 | 0.99171 | -0.05764 | 0.99148 | -0.059279 | 4.8944
126 | -0.024519 | -0.0061475 | 0.02452 | 0.006148 | 1.211e-06 | 4.4855e-07 | 0.037458 | 0.037458 | 0.037458 | 0.97404 | -0.18246 | 0.97409 | -0.1821 | 13.8732
127 | -0.029191 | -0.0073187 | 0.029221 | 0.0073299 | 2.9956e-05 | 1.1221e-05 | 0.044594 | 0.044594 | 0.044594 | 0.97409 | -0.1821 | 0.97512 | -0.1747 | 16.5162
128 | 0.0028185 | 0.00070618 | -0.0028183 | -0.00070633 | 2.2408e-07 | -1.5226e-07 | 0.0043175 | 0.0043176 | 0.0043176 | 0.97137 | -0.20163 | 0.97129 | -0.2022 | 1.5991
129 | 0.0015067 | 0.00037762 | -0.0015067 | -0.00037763 | 9.2305e-10 | -3.0801e-09 | 0.0023083 | 0.0023083 | 0.0023083 | 0.97129 | -0.2022 | 0.97129 | -0.20221 | 0.85494
130 | -0.0017566 | -0.00044024 | 0.0017567 | 0.00043999 | 9.5513e-08 | -2.4257e-07 | 0.0026474 | 0.0026473 | 0.0026474 | 0.9873 | -0.088283 | 0.98736 | -0.08789 | 0.98052
131 | 0.061045 | 0.015389 | -0.060973 | -0.015361 | 7.1898e-05 | 2.7479e-05 | 0.09203 | 0.09203 | 0.09203 | 0.98736 | -0.08789 | 0.98616 | -0.096308 | 34.0853
132 | 0.059621 | 0.015023 | -0.059534 | -0.014989 | 8.6541e-05 | 3.3067e-05 | 0.089991 | 0.089991 | 0.089991 | 0.98616 | -0.096308 | 0.98468 | -0.1067 | 33.3299
133 | 0.014678 | 0.0036784 | -0.014677 | -0.0036779 | 1.4056e-06 | 4.8146e-07 | 0.022092 | 0.022093 | 0.022093 | 0.98863 | -0.079031 | 0.98853 | -0.079723 | 8.1824
134 | 0.00084515 | 0.00021155 | -0.00084513 | -0.00021181 | 2.1453e-08 | -2.5987e-07 | 0.0012771 | 0.0012772 | 0.0012772 | 0.98468 | -0.1067 | 0.98466 | -0.10688 | 0.47302
135 | 0.0073914 | 0.001852 | -0.0073903 | -0.0018518 | 1.0715e-06 | 2.3429e-07 | 0.011126 | 0.011126 | 0.011126 | 0.98853 | -0.079723 | 0.98838 | -0.080771 | 4.1207
136 | -0.031773 | -0.0079694 | 0.031773 | 0.0079695 | 4.1316e-07 | 1.554e-07 | 0.048487 | 0.048487 | 0.048487 | 0.97512 | -0.1747 | 0.97513 | -0.17461 | 17.9581
137 | 0.00144 | 0.00036082 | -0.00144 | -0.0003609 | 1.9184e-08 | -7.6281e-08 | 0.002169 | 0.0021691 | 0.0021691 | 0.98787 | -0.084561 | 0.98786 | -0.084657 | 0.80336
138 | 0.0054015 | 0.0013535 | -0.0054013 | -0.0013534 | 2.1786e-07 | 1.618e-08 | 0.0081334 | 0.0081334 | 0.0081334 | 0.98819 | -0.082118 | 0.98815 | -0.082409 | 3.0124
139 | -0.0065653 | -0.0016451 | 0.0065665 | 0.0016453 | 1.2236e-06 | 2.1352e-07 | 0.0098859 | 0.0098858 | 0.0098859 | 0.98819 | -0.082118 | 0.98838 | -0.080771 | 3.6614
140 | 0.00069607 | 0.00017421 | -0.00069605 | -0.00017445 | 1.3158e-08 | -2.4082e-07 | 0.0010481 | 0.0010482 | 0.0010482 | 0.98815 | -0.082409 | 0.98813 | -0.082546 | 0.38821
141 | 0.00043953 | 0.00010968 | -0.00043952 | -0.00011015 | 1.0902e-08 | -4.726e-07 | 0.00067327 | 0.00067344 | 0.00067344 | 0.97117 | -0.20337 | 0.97114 | -0.20355 | 0.24942
142 | 0.001467 | 0.00036662 | -0.0014667 | -0.00036759 | 2.7309e-07 | -9.6685e-07 | 0.0022473 | 0.0022477 | 0.0022477 | 0.97117 | -0.20337 | 0.97098 | -0.20472 | 0.83247

## res_trafo
| p_hv_mw | q_hv_mvar | p_lv_mw | q_lv_mvar | pl_mw | ql_mvar | i_hv_ka | i_lv_ka | vm_hv_pu | va_hv_degree | vm_lv_pu | va_lv_degree | loading_percent
0 | 2.5187e-16 | 8.8016e-16 | 0.00079998 | 7.4552e-08 | 0.00079998 | 7.4552e-08 | 2.6429e-17 | 0.0011547 | 0.99998 | 149.9947 | 1 | 0 | 0.31999

## res_ext_grid
| p_mw | q_mvar
0 | 0.24555 | 0.061868

## res_load
| p_mw | q_mvar
0 | 0.0040767 | 0.0010217
1 | 0.0034216 | 0.00085753
2 | 0.0018683 | 0.00046823
3 | 0.0026036 | 0.00065253
4 | 0.0022022 | 0.00055193
5 | 0.00083491 | 0.00020925
6 | 0.0014668 | 0.00036762
7 | 0.0014514 | 0.00036375
8 | 0.0024669 | 0.00061826
9 | 0.0009001 | 0.00022559
10 | 0.002355 | 0.00059021
11 | 0.0012463 | 0.00031236
12 | 0.0026896 | 0.00067407
13 | 0.0033534 | 0.00084043
14 | 0.0019066 | 0.00047783
15 | 0.00056456 | 0.00014149
16 | 0.0012709 | 0.00031852
17 | 0.0006717 | 0.00016834
18 | 0.001523 | 0.00038169
19 | 0.00090296 | 0.0002263
20 | 0.00091846 | 0.00023019
21 | 0.00068838 | 0.00017252
22 | 0.002163 | 0.00054209
23 | 0.0011105 | 0.00027831
24 | 0.0011807 | 0.0002959
25 | 0.00072163 | 0.00018086
26 | 0.0035006 | 0.00087735
27 | 0.0014608 | 0.00036611
28 | 0.0032863 | 0.00082362
29 | 0.00063195 | 0.00015838
30 | 0.0019419 | 0.00048668
31 | 0.0036732 | 0.00092059
32 | 0.0024396 | 0.00061142
33 | 0.0016483 | 0.00041309
34 | 0.0017672 | 0.0004429
35 | 0.0019969 | 0.00050046
36 | 0.0028608 | 0.00071699
37 | 0.00091217 | 0.00022861
38 | 0.003194 | 0.00080049
39 | 0.0042655 | 0.001069
40 | 0.0058631 | 0.0014694
41 | 0.0020967 | 0.00052548
42 | 0.0045045 | 0.0011289
43 | 0.00053455 | 0.00013397
44 | 0.0014537 | 0.00036433
45 | 0.003261 | 0.00081728
46 | 0.0013407 | 0.00033601
47 | 0.0044425 | 0.0011134
48 | 0.0014695 | 0.00036829
49 | 0.0031284 | 0.00078405
50 | 0.001291 | 0.00032355
51 | 0.0017669 | 0.00044283
52 | 0.0036246 | 0.00090841
53 | 0.0017455 | 0.00043747
54 | 0.00078248 | 0.00019611
55 | 0.0018694 | 0.00046851
56 | 0.0011397 | 0.00028565
57 | 0.00097815 | 0.00024515
58 | 0.0037208 | 0.00093252
59 | 0.0012563 | 0.00031485
60 | 0.00045494 | 0.00011402
61 | 0.0010961 | 0.00027472
62 | 0.0024436 | 0.00061241
63 | 0.0017508 | 0.00043878
64 | 0.0014847 | 0.00037209
65 | 0.00064121 | 0.0001607
66 | 0.00039751 | 9.9626e-05
67 | 0.0046882 | 0.001175
68 | 0.0012436 | 0.00031167
69 | 0.0035862 | 0.0008988
70 | 0.0028044 | 0.00070284
71 | 0.0030173 | 0.00075621
72 | 0.002316 | 0.00058044
73 | 0.0033336 | 0.00083547
74 | 0.0032201 | 0.00080702
75 | 0.00058487 | 0.00014658
76 | 0.00091118 | 0.00022836
77 | 0.0011407 | 0.00028588
78 | 0.001099 | 0.00027544
79 | 0.0012718 | 0.00031875
80 | 0.0012853 | 0.00032212
81 | 0.0009802 | 0.00024566
82 | 0.001815 | 0.00045487
83 | 0.0016212 | 0.00040632
84 | 0.0020412 | 0.00051157
85 | 0.0037699 | 0.00094482
86 | 0.002618 | 0.00065612
87 | 0.00074474 | 0.00018665
88 | 0.0016738 | 0.00041951
89 | 0.0053694 | 0.0013457
90 | 0.0088052 | 0.0022068
91 | 0.0027232 | 0.0006825
92 | 0.0046714 | 0.0011708
93 | 0.0032848 | 0.00082326
94 | 0.003941 | 0.0009877
95 | 0.0013116 | 0.00032871
96 | 0.0015067 | 0.00037763
97 | 0.0017566 | 0.00044024
98 | 0.0013517 | 0.00033878
99 | 0.0013605 | 0.00034099
100 | 0.0072854 | 0.0018259
101 | 0.00084513 | 0.00021181
102 | 0.0025514 | 0.00063944
103 | 0.002224 | 0.00055739
104 | 0.00083243 | 0.00020863
105 | 0.0014593 | 0.00036574
106 | 0.00144 | 0.0003609
107 | 0.0011638 | 0.00029168
108 | 0.0047052 | 0.0011792
109 | 0.00082377 | 0.00020646
110 | 0.00069605 | 0.00017445
111 | 0.00043952 | 0.00011015
112 | 0.0014667 | 0.00036759

## dtypes
| element | column | dtype
0 | bus | name | object
1 | bus | vn_kv | float64
2 | bus | type | object
3 | bus | zone | object
4 | bus | in_service | bool
5 | load | name | object
6 | load | bus | uint32
7 | load | p_mw | float64
8 | load | q_mvar | float64
9 | load | const_z_percent | float64
10 | load | const_i_percent | float64
11 | load | sn_mva | float64
12 | load | scaling | float64
13 | load | in_service | bool
14 | load | type | object
15 | ext_grid | name | object
16 | ext_grid | bus | uint32
17 | ext_grid | vm_pu | float64
18 | ext_grid | va_degree | float64
19 | ext_grid | slack_weight | float64
20 | ext_grid | in_service | bool
21 | line | name | object
22 | line | std_type | object
23 | line | from_bus | uint32
24 | line | to_bus | uint32
25 | line | length_km | float64
26 | line | r_ohm_per_km | float64
27 | line | x_ohm_per_km | float64
28 | line | c_nf_per_km | float64
29 | line | g_us_per_km | float64
30 | line | max_i_ka | float64
31 | line | df | float64
32 | line | parallel | uint32
33 | line | type | object
34 | line | in_service | bool
35 | trafo | name | object
36 | trafo | std_type | object
37 | trafo | hv_bus | uint32
38 | trafo | lv_bus | uint32
39 | trafo | sn_mva | float64
40 | trafo | vn_hv_kv | float64
41 | trafo | vn_lv_kv | float64
42 | trafo | vk_percent | float64
43 | trafo | vkr_percent | float64
44 | trafo | pfe_kw | float64
45 | trafo | i0_percent | float64
46 | trafo | shift_degree | float64
47 | trafo | tap_side | object
48 | trafo | tap_neutral | int32
49 | trafo | tap_min | int32
50 | trafo | tap_max | int32
51 | trafo | tap_step_percent | float64
52 | trafo | tap_step_degree | float64
53 | trafo | tap_pos | int32
54 | trafo | tap_phase_shifter | bool
55 | trafo | parallel | uint32
56 | trafo | df | float64
57 | trafo | in_service | bool
58 | line_geodata | coords | object
59 | bus_geodata | x | float64
60 | bus_geodata | y | float64
61 | bus_geodata | coords | object
62 | res_bus | vm_pu | float64
63 | res_bus | va_degree | float64
64 | res_bus | p_mw | float64
65 | res_bus | q_mvar | float64
66 | res_line | p_from_mw | float64
67 | res_line | q_from_mvar | float64
68 | res_line | p_to_mw | float64
69 | res_line | q_to_mvar | float64
70 | res_line | pl_mw | float64
71 | res_line | ql_mvar | float64
72 | res_line | i_from_ka | float64
73 | res_line | i_to_ka | float64
74 | res_line | i_ka | float64
75 | res_line | vm_from_pu | float64
76 | res_line | va_from_degree | float64
77 | res_line | vm_to_pu | float64
78 | res_line | va_to_degree | float64
79 | res_line | loading_percent | float64
80 | res_trafo | p_hv_mw | float64
81 | res_trafo | q_hv_mvar | float64
82 | res_trafo | p_lv_mw | float64
83 | res_trafo | q_lv_mvar | float64
84 | res_trafo | pl_mw | float64
85 | res_trafo | ql_mvar | float64
86 | res_trafo | i_hv_ka | float64
87 | res_trafo | i_lv_ka | float64
88 | res_trafo | vm_hv_pu | float64
89 | res_trafo | va_hv_degree | float64
90 | res_trafo | vm_lv_pu | float64
91 | res_trafo | va_lv_degree | float64
92 | res_trafo | loading_percent | float64
93 | res_ext_grid | p_mw | float64
94 | res_ext_grid | q_mvar | float64
95 | res_load | p_mw | float64
96 | res_load | q_mvar | float64

## parameters
| version | format_version | converged | OPF_converged | name | f_hz | sn_mva
0 | 2.14.6 | 2.14.0 | TRUE | FALSE |  | 50 | 1