## bus
| name | vn_kv | type | zone | in_service
0 | bus_LV_2961-1_0_3_node_0 | 0.4 | n |  | TRUE
1 | bus_LV_2961-1_0_3_node_1 | 0.4 | n |  | TRUE
2 | bus_LV_2961-1_0_3_node_2 | 0.4 | n |  | TRUE
3 | bus_LV_2961-1_0_3_node_3 | 0.4 | n |  | TRUE
4 | bus_LV_2961-1_0_3_node_197 | 0.4 | n |  | TRUE
5 | bus_LV_2961-1_0_3_node_4 | 0.4 | n |  | TRUE
6 | bus_LV_2961-1_0_3_node_9 | 0.4 | n |  | TRUE
7 | bus_LV_2961-1_0_3_node_196 | 0.4 | n |  | TRUE
8 | bus_LV_2961-1_0_3_node_7 | 0.4 | n |  | TRUE
9 | bus_LV_2961-1_0_3_node_5 | 0.4 | n |  | TRUE
10 | bus_LV_2961-1_0_3_node_6 | 0.4 | n |  | TRUE
11 | bus_LV_2961-1_0_3_node_8 | 0.4 | n |  | TRUE
12 | bus_LV_2961-1_0_3_node_48 | 0.4 | n |  | TRUE
13 | bus_LV_2961-1_0_3_node_49 | 0.4 | n |  | TRUE
14 | bus_LV_2961-1_0_3_node_10 | 0.4 | n |  | TRUE
15 | bus_LV_2961-1_0_3_node_11 | 0.4 | n |  | TRUE
16 | bus_LV_2961-1_0_3_node_12 | 0.4 | n |  | TRUE
17 | bus_LV_2961-1_0_3_node_13 | 0.4 | n |  | TRUE
18 | bus_LV_2961-1_0_3_node_14 | 0.4 | n |  | TRUE
19 | bus_LV_2961-1_0_3_node_172 | 0.4 | n |  | TRUE
20 | bus_LV_2961-1_0_3_node_188 | 0.4 | n |  | TRUE
21 | bus_LV_2961-1_0_3_node_15 | 0.4 | n |  | TRUE
22 | bus_LV_2961-1_0_3_node_180 | 0.4 | n |  | TRUE
23 | bus_LV_2961-1_0_3_node_199 | 0.4 | n |  | TRUE
24 | bus_LV_2961-1_0_3_node_189 | 0.4 | n |  | TRUE
25 | bus_LV_2961-1_0_3_node_181 | 0.4 | n |  | TRUE
26 | bus_LV_2961-1_0_3_node_165 | 0.4 | n |  | TRUE
27 | bus_LV_2961-1_0_3_node_141 | 0.4 | n |  | TRUE
28 | bus_LV_2961-1_0_3_node_16 | 0.4 | n |  | TRUE
29 | bus_LV_2961-1_0_3_node_17 | 0.4 | n |  | TRUE
30 | bus_LV_2961-1_0_3_node_18 | 0.4 | n |  | TRUE
31 | bus_LV_2961-1_0_3_node_19 | 0.4 | n |  | TRUE
32 | bus_LV_2961-1_0_3_node_21 | 0.4 | n |  | TRUE
33 | bus_LV_2961-1_0_3_node_22 | 0.4 | n |  | TRUE
34 | bus_LV_2961-1_0_3_node_20 | 0.4 | n |  | TRUE
35 | bus_LV_2961-1_0_3_node_151 | 0.4 | n |  | TRUE
36 | bus_LV_2961-1_0_3_node_146 | 0.4 | n |  | TRUE
37 | bus_LV_2961-1_0_3_node_162 | 0.4 | n |  | TRUE
38 | bus_LV_2961-1_0_3_node_159 | 0.4 | n |  | TRUE
39 | bus_LV_2961-1_0_3_node_179 | 0.4 | n |  | TRUE
40 | bus_LV_2961-1_0_3_node_177 | 0.4 | n |  | TRUE
41 | bus_LV_2961-1_0_3_node_171 | 0.4 | n |  | TRUE
42 | bus_LV_2961-1_0_3_node_160 | 0.4 | n |  | TRUE
43 | bus_LV_2961-1_0_3_node_145 | 0.4 | n |  | TRUE
44 | bus_LV_2961-1_0_3_node_178 | 0.4 | n |  | TRUE
45 | bus_LV_2961-1_0_3_node_23 | 0.4 | n |  | TRUE
46 | bus_LV_2961-1_0_3_node_25 | 0.4 | n |  | TRUE
47 | bus_LV_2961-1_0_3_node_24 | 0.4 | n |  | TRUE
48 | bus_LV_2961-1_0_3_node_26 | 0.4 | n |  | TRUE
49 | bus_LV_2961-1_0_3_node_27 | 0.4 | n |  | TRUE
50 | bus_LV_2961-1_0_3_node_28 | 0.4 | n |  | TRUE
51 | bus_LV_2961-1_0_3_node_29 | 0.4 | n |  | TRUE
52 | bus_LV_2961-1_0_3_node_30 | 0.4 | n |  | TRUE
53 | bus_LV_2961-1_0_3_node_31 | 0.4 | n |  | TRUE
54 | bus_LV_2961-1_0_3_node_111 | 0.4 | n |  | TRUE
55 | bus_LV_2961-1_0_3_node_183 | 0.4 | n |  | TRUE
56 | bus_LV_2961-1_0_3_node_193 | 0.4 | n |  | TRUE
57 | bus_LV_2961-1_0_3_node_97 | 0.4 | n |  | TRUE
58 | bus_LV_2961-1_0_3_node_210 | 0.4 | n |  | TRUE
59 | bus_LV_2961-1_0_3_node_209 | 0.4 | n |  | TRUE
60 | bus_LV_2961-1_0_3_node_109 | 0.4 | n |  | TRUE
61 | bus_LV_2961-1_0_3_node_187 | 0.4 | n |  | TRUE
62 | bus_LV_2961-1_0_3_node_158 | 0.4 | n |  | TRUE
63 | bus_LV_2961-1_0_3_node_108 | 0.4 | n |  | TRUE
64 | bus_LV_2961-1_0_3_node_191 | 0.4 | n |  | TRUE
65 | bus_LV_2961-1_0_3_node_95 | 0.4 | n |  | TRUE
66 | bus_LV_2961-1_0_3_node_211 | 0.4 | n |  | TRUE
67 | bus_LV_2961-1_0_3_node_131 | 0.4 | n |  | TRUE
68 | bus_LV_2961-1_0_3_node_59 | 0.4 | n |  | TRUE
69 | bus_LV_2961-1_0_3_node_57 | 0.4 | n |  | TRUE
70 | bus_LV_2961-1_0_3_node_38 | 0.4 | n |  | TRUE
71 | bus_LV_2961-1_0_3_node_39 | 0.4 | n |  | TRUE
72 | bus_LV_2961-1_0_3_node_40 | 0.4 | n |  | TRUE
73 | bus_LV_2961-1_0_3_node_70 | 0.4 | n |  | TRUE
74 | bus_LV_2961-1_0_3_node_43 | 0.4 | n |  | TRUE
75 | bus_LV_2961-1_0_3_node_41 | 0.4 | n |  | TRUE
76 | bus_LV_2961-1_0_3_node_42 | 0.4 | n |  | TRUE
77 | bus_LV_2961-1_0_3_node_72 | 0.4 | n |  | TRUE
78 | bus_LV_2961-1_0_3_node_71 | 0.4 | n |  | TRUE
79 | bus_LV_2961-1_0_3_node_50 | 0.4 | n |  | TRUE
80 | bus_LV_2961-1_0_3_node_51 | 0.4 | n |  | TRUE
81 | bus_LV_2961-1_0_3_node_61 | 0.4 | n |  | TRUE
82 | bus_LV_2961-1_0_3_node_62 | 0.4 | n |  | TRUE
83 | bus_LV_2961-1_0_3_node_58 | 0.4 | n |  | TRUE
84 | bus_LV_2961-1_0_3_node_60 | 0.4 | n |  | TRUE
85 | bus_LV_2961-1_0_3_node_81 | 0.4 | n |  | TRUE
86 | bus_LV_2961-1_0_3_node_80 | 0.4 | n |  | TRUE
87 | bus_LV_2961-1_0_3_node_63 | 0.4 | n |  | TRUE
88 | bus_LV_2961-1_0_3_node_89 | 0.4 | n |  | TRUE
89 | bus_LV_2961-1_0_3_node_83 | 0.4 | n |  | TRUE
90 | bus_LV_2961-1_0_3_node_82 | 0.4 | n |  | TRUE
91 | bus_LV_2961-1_0_3_node_93 | 0.4 | n |  | TRUE
92 | bus_LV_2961-1_0_3_node_94 | 0.4 | n |  | TRUE
93 | bus_LV_2961-1_0_3_node_96 | 0.4 | n |  | TRUE
94 | bus_LV_2961-1_0_3_node_137 | 0.4 | n |  | TRUE
95 | bus_LV_2961-1_0_3_node_207 | 0.4 | n |  | TRUE
96 | bus_LV_2961-1_0_3_node_136 | 0.4 | n |  | TRUE
97 | bus_LV_2961-1_0_3_node_98 | 0.4 | n |  | TRUE
98 | bus_LV_2961-1_0_3_node_99 | 0.4 | n |  | TRUE
99 | bus_LV_2961-1_0_3_node_100 | 0.4 | n |  | TRUE
100 | bus_LV_2961-1_0_3_node_101 | 0.4 | n |  | TRUE
101 | bus_LV_2961-1_0_3_node_102 | 0.4 | n |  | TRUE
102 | bus_LV_2961-1_0_3_node_182 | 0.4 | n |  | TRUE
103 | bus_LV_2961-1_0_3_node_103 | 0.4 | n |  | TRUE
104 | bus_LV_2961-1_0_3_node_104 | 0.4 | n |  | TRUE
105 | bus_LV_2961-1_0_3_node_105 | 0.4 | n |  | TRUE
106 | bus_LV_2961-1_0_3_node_106 | 0.4 | n |  | TRUE
107 | bus_LV_2961-1_0_3_node_107 | 0.4 | n |  | TRUE
108 | bus_LV_2961-1_0_3_node_140 | 0.4 | n |  | TRUE
109 | bus_LV_2961-1_0_3_node_110 | 0.4 | n |  | TRUE
110 | bus_LV_2961-1_0_3_node_112 | 0.4 | n |  | TRUE
111 | bus_LV_2961-1_0_3_node_143 | 0.4 | n |  | TRUE
112 | bus_LV_2961-1_0_3_node_142 | 0.4 | n |  | TRUE
113 | bus_LV_2961-1_0_3_node_113 | 0.4 | n |  | TRUE
114 | bus_LV_2961-1_0_3_node_114 | 0.4 | n |  | TRUE
115 | bus_LV_2961-1_0_3_node_115 | 0.4 | n |  | TRUE
116 | bus_LV_2961-1_0_3_node_116 | 0.4 | n |  | TRUE
117 | bus_LV_2961-1_0_3_node_117 | 0.4 | n |  | TRUE
118 | bus_LV_2961-1_0_3_node_118 | 0.4 | n |  | TRUE
119 | bus_LV_2961-1_0_3_node_144 | 0.4 | n |  | TRUE
120 | bus_LV_2961-1_0_3_node_203 | 0.4 | n |  | TRUE
121 | bus_LV_2961-1_0_3_node_174 | 0.4 | n |  | TRUE
122 | bus_LV_2961-1_0_3_node_175 | 0.4 | n |  | TRUE
123 | bus_LV_2961-1_0_3_node_119 | 0.4 | n |  | TRUE
124 | bus_LV_2961-1_0_3_node_120 | 0.4 | n |  | TRUE
125 | bus_LV_2961-1_0_3_node_121 | 0.4 | n |  | TRUE
126 | bus_LV_2961-1_0_3_node_122 | 0.4 | n |  | TRUE
127 | bus_LV_2961-1_0_3_node_123 | 0.4 | n |  | TRUE
128 | bus_LV_2961-1_0_3_node_124 | 0.4 | n |  | TRUE
129 | bus_LV_2961-1_0_3_node_138 | 0.4 | n |  | TRUE
130 | bus_LV_2961-1_0_3_node_132 | 0.4 | n |  | TRUE
131 | bus_LV_2961-1_0_3_node_135 | 0.4 | n |  | TRUE
132 | bus_LV_2961-1_0_3_node_139 | 0.4 | n |  | TRUE
133 | bus_LV_2961-1_0_3_node_133 | 0.4 | n |  | TRUE
134 | bus_LV_2961-1_0_3_node_125 | 0.4 | n |  | TRUE
135 | bus_LV_2961-1_0_3_node_126 | 0.4 | n |  | TRUE
136 | bus_LV_2961-1_0_3_node_127 | 0.4 | n |  | TRUE
137 | bus_LV_2961-1_0_3_node_128 | 0.4 | n |  | TRUE
138 | bus_LV_2961-1_0_3_node_129 | 0.4 | n |  | TRUE
139 | bus_LV_2961-1_0_3_node_130 | 0.4 | n |  | TRUE
140 | bus_LV_2961-1_0_3_node_169 | 0.4 | n |  | TRUE
141 | bus_LV_2961-1_0_3_node_195 | 0.4 | n |  | TRUE
142 | bus_LV_2961-1_0_3_node_167 | 0.4 | n |  | TRUE
143 | bus_LV_2961-1_0_3_node_194 | 0.4 | n |  | TRUE
144 | bus_LV_2961-1_0_3_node_134 | 0.4 | n |  | TRUE
145 | bus_LV_2961-1_0_3_node_213 | 0.4 | n |  | TRUE
146 | bus_LV_2961-1_0_3_node_205 | 0.4 | n |  | TRUE
147 | bus_LV_2961-1_0_3_node_176 | 0.4 | n |  | TRUE
148 | bus_LV_2961-1_0_3_node_147 | 0.4 | n |  | TRUE
149 | bus_LV_2961-1_0_3_node_148 | 0.4 | n |  | TRUE
150 | bus_LV_2961-1_0_3_node_149 | 0.4 | n |  | TRUE
151 | bus_LV_2961-1_0_3_node_150 | 0.4 | n |  | TRUE
152 | bus_LV_2961-1_0_3_node_198 | 0.4 | n |  | TRUE
153 | bus_LV_2961-1_0_3_node_170 | 0.4 | n |  | TRUE
154 | bus_LV_2961-1_0_3_node_208 | 0.4 | n |  | TRUE
155 | bus_LV_2961-1_0_3_node_168 | 0.4 | n |  | TRUE
156 | bus_LV_2961-1_0_3_node_152 | 0.4 | n |  | TRUE
157 | bus_LV_2961-1_0_3_node_153 | 0.4 | n |  | TRUE
158 | bus_LV_2961-1_0_3_node_155 | 0.4 | n |  | TRUE
159 | bus_LV_2961-1_0_3_node_156 | 0.4 | n |  | TRUE
160 | bus_LV_2961-1_0_3_node_157 | 0.4 | n |  | TRUE
161 | bus_LV_2961-1_0_3_node_163 | 0.4 | n |  | TRUE
162 | bus_LV_2961-1_0_3_node_184 | 0.4 | n |  | TRUE
163 | bus_LV_2961-1_0_3_node_164 | 0.4 | n |  | TRUE
164 | bus_LV_2961-1_0_3_node_185 | 0.4 | n |  | TRUE
165 | bus_LV_2961-1_0_3_node_186 | 0.4 | n |  | TRUE
166 | bus_LV_2961-1_0_3_node_166 | 0.4 | n |  | TRUE
167 | bus_LV_2961-1_0_3_node_216 | 0.4 | n |  | TRUE
168 | bus_LV_2961-1_0_3_node_214 | 0.4 | n |  | TRUE
169 | bus_LV_2961-1_0_3_node_173 | 0.4 | n |  | TRUE
170 | bus_LV_2961-1_0_3_node_200 | 0.4 | n |  | TRUE
171 | bus_LV_2961-1_0_3_node_201 | 0.4 | n |  | TRUE
172 | bus_LV_2961-1_0_3_node_192 | 0.4 | n |  | TRUE
173 | bus_LV_2961-1_0_3_node_190 | 0.4 | n |  | TRUE
174 | bus_LV_2961-1_0_3_node_202 | 0.4 | n |  | TRUE
175 | bus_LV_2961-1_0_3_node_206 | 0.4 | n |  | TRUE
176 | bus_LV_2961-1_0_3_node_212 | 0.4 | n |  | TRUE
177 | bus_MV_402_0_node_12 | 20 | n |  | TRUE

## load
| name | bus | p_mw | q_mvar | const_z_percent | const_i_percent | sn_mva | scaling | in_service | type
0 | LV_2961-1_0_3_load_0 | 0 | 0.0048369 | 0.0012122 | 0 | 0 |  | 1 | TRUE | wye
1 | LV_2961-1_0_3_load_1 | 1 | 0.0014721 | 0.00036895 | 0 | 0 |  | 1 | TRUE | wye
2 | LV_2961-1_0_3_load_2 | 2 | 0.0033414 | 0.00083743 | 0 | 0 |  | 1 | TRUE | wye
3 | LV_2961-1_0_3_load_3 | 3 | 0.00027228 | 6.824e-05 | 0 | 0 |  | 1 | TRUE | wye
4 | LV_2961-1_0_3_load_4 | 5 | 0.00038809 | 9.7264e-05 | 0 | 0 |  | 1 | TRUE | wye
5 | LV_2961-1_0_3_load_5 | 9 | 0.0011639 | 0.0002917 | 0 | 0 |  | 1 | TRUE | wye
6 | LV_2961-1_0_3_load_48 | 12 | 0.00020644 | 5.1739e-05 | 0 | 0 |  | 1 | TRUE | wye
7 | LV_2961-1_0_3_load_10 | 14 | 0.0017004 | 0.00042615 | 0 | 0 |  | 1 | TRUE | wye
8 | LV_2961-1_0_3_load_13 | 17 | 0.00056986 | 0.00014282 | 0 | 0 |  | 1 | TRUE | wye
9 | LV_2961-1_0_3_load_14 | 18 | 0.00053895 | 0.00013507 | 0 | 0 |  | 1 | TRUE | wye
10 | LV_2961-1_0_3_load_172 | 19 | 0.00040337 | 0.00010109 | 0 | 0 |  | 1 | TRUE | wye
11 | LV_2961-1_0_3_load_188 | 20 | 0.0016202 | 0.00040606 | 0 | 0 |  | 1 | TRUE | wye
12 | LV_2961-1_0_3_load_199 | 23 | 0.0010584 | 0.00026527 | 0 | 0 |  | 1 | TRUE | wye
13 | LV_2961-1_0_3_load_189 | 24 | 0.0006294 | 0.00015774 | 0 | 0 |  | 1 | TRUE | wye
14 | LV_2961-1_0_3_load_181 | 25 | 0.0027682 | 0.00069379 | 0 | 0 |  | 1 | TRUE | wye
15 | LV_2961-1_0_3_load_165 | 26 | 0.0011352 | 0.0002845 | 0 | 0 |  | 1 | TRUE | wye
16 | LV_2961-1_0_3_load_141 | 27 | 0.0007918 | 0.00019844 | 0 | 0 |  | 1 | TRUE | wye
17 | LV_2961-1_0_3_load_16 | 28 | 0.004192 | 0.0010506 | 0 | 0 |  | 1 | TRUE | wye
18 | LV_2961-1_0_3_load_17 | 29 | 0.0032326 | 0.00081017 | 0 | 0 |  | 1 | TRUE | wye
19 | LV_2961-1_0_3_load_19 | 31 | 0.0020178 | 0.00050572 | 0 | 0 |  | 1 | TRUE | wye
20 | LV_2961-1_0_3_load_146 | 36 | 0.00056973 | 0.00014279 | 0 | 0 |  | 1 | TRUE | wye
21 | LV_2961-1_0_3_load_162 | 37 | 0.0014541 | 0.00036444 | 0 | 0 |  | 1 | TRUE | wye
22 | LV_2961-1_0_3_load_159 | 38 | 0.00093023 | 0.00023314 | 0 | 0 |  | 1 | TRUE | wye
23 | LV_2961-1_0_3_load_179 | 39 | 0.0012561 | 0.00031482 | 0 | 0 |  | 1 | TRUE | wye
24 | LV_2961-1_0_3_load_177 | 40 | 0.0018638 | 0.00046711 | 0 | 0 |  | 1 | TRUE | wye
25 | LV_2961-1_0_3_load_171 | 41 | 0.0011155 | 0.00027956 | 0 | 0 |  | 1 | TRUE | wye
26 | LV_2961-1_0_3_load_160 | 42 | 0.0010609 | 0.00026589 | 0 | 0 |  | 1 | TRUE | wye
27 | LV_2961-1_0_3_load_145 | 43 | 0.0011161 | 0.00027973 | 0 | 0 |  | 1 | TRUE | wye
28 | LV_2961-1_0_3_load_178 | 44 | 0.0021519 | 0.00053931 | 0 | 0 |  | 1 | TRUE | wye
29 | LV_2961-1_0_3_load_23 | 45 | 0.0012799 | 0.00032077 | 0 | 0 |  | 1 | TRUE | wye
30 | LV_2961-1_0_3_load_28 | 50 | 0.0011817 | 0.00029616 | 0 | 0 |  | 1 | TRUE | wye
31 | LV_2961-1_0_3_load_29 | 51 | 0.00043936 | 0.00011011 | 0 | 0 |  | 1 | TRUE | wye
32 | LV_2961-1_0_3_load_31 | 53 | 0.0024583 | 0.00061612 | 0 | 0 |  | 1 | TRUE | wye
33 | LV_2961-1_0_3_load_183 | 55 | 0.0016063 | 0.00040257 | 0 | 0 |  | 1 | TRUE | wye
34 | LV_2961-1_0_3_load_193 | 56 | 0.00056422 | 0.00014141 | 0 | 0 |  | 1 | TRUE | wye
35 | LV_2961-1_0_3_load_210 | 58 | 0.0014839 | 0.0003719 | 0 | 0 |  | 1 | TRUE | wye
36 | LV_2961-1_0_3_load_209 | 59 | 0.0020575 | 0.00051567 | 0 | 0 |  | 1 | TRUE | wye
37 | LV_2961-1_0_3_load_109 | 60 | 0.0017017 | 0.00042649 | 0 | 0 |  | 1 | TRUE | wye
38 | LV_2961-1_0_3_load_187 | 61 | 0.0016151 | 0.00040479 | 0 | 0 |  | 1 | TRUE | wye
39 | LV_2961-1_0_3_load_108 | 63 | 0.00028724 | 7.1988e-05 | 0 | 0 |  | 1 | TRUE | wye
40 | LV_2961-1_0_3_load_191 | 64 | 0.0013375 | 0.0003352 | 0 | 0 |  | 1 | TRUE | wye
41 | LV_2961-1_0_3_load_95 | 65 | 0.0015865 | 0.00039762 | 0 | 0 |  | 1 | TRUE | wye
42 | LV_2961-1_0_3_load_211 | 66 | 0.0017462 | 0.00043765 | 0 | 0 |  | 1 | TRUE | wye
43 | LV_2961-1_0_3_load_131 | 67 | 0.0019477 | 0.00048815 | 0 | 0 |  | 1 | TRUE | wye
44 | LV_2961-1_0_3_load_59 | 68 | 0.00013191 | 3.3061e-05 | 0 | 0 |  | 1 | TRUE | wye
45 | LV_2961-1_0_3_load_57 | 69 | 0.00054559 | 0.00013674 | 0 | 0 |  | 1 | TRUE | wye
46 | LV_2961-1_0_3_load_38 | 70 | 0.0033019 | 0.00082753 | 0 | 0 |  | 1 | TRUE | wye
47 | LV_2961-1_0_3_load_39 | 71 | 0.0022486 | 0.00056355 | 0 | 0 |  | 1 | TRUE | wye
48 | LV_2961-1_0_3_load_40 | 72 | 0.0031007 | 0.0007771 | 0 | 0 |  | 1 | TRUE | wye
49 | LV_2961-1_0_3_load_70 | 73 | 0.0012819 | 0.00032129 | 0 | 0 |  | 1 | TRUE | wye
50 | LV_2961-1_0_3_load_41 | 75 | 0.0019139 | 0.00047968 | 0 | 0 |  | 1 | TRUE | wye
51 | LV_2961-1_0_3_load_42 | 76 | 0.0011128 | 0.0002789 | 0 | 0 |  | 1 | TRUE | wye
52 | LV_2961-1_0_3_load_72 | 77 | 0.0017936 | 0.00044953 | 0 | 0 |  | 1 | TRUE | wye
53 | LV_2961-1_0_3_load_71 | 78 | 0.0018765 | 0.00047029 | 0 | 0 |  | 1 | TRUE | wye
54 | LV_2961-1_0_3_load_50 | 79 | 0.00060243 | 0.00015098 | 0 | 0 |  | 1 | TRUE | wye
55 | LV_2961-1_0_3_load_51 | 80 | 0.0033586 | 0.00084175 | 0 | 0 |  | 1 | TRUE | wye
56 | LV_2961-1_0_3_load_61 | 81 | 0.00025492 | 6.389e-05 | 0 | 0 |  | 1 | TRUE | wye
57 | LV_2961-1_0_3_load_62 | 82 | 0.00035931 | 9.0052e-05 | 0 | 0 |  | 1 | TRUE | wye
58 | LV_2961-1_0_3_load_58 | 83 | 0.00035394 | 8.8706e-05 | 0 | 0 |  | 1 | TRUE | wye
59 | LV_2961-1_0_3_load_60 | 84 | 0.00036037 | 9.0317e-05 | 0 | 0 |  | 1 | TRUE | wye
60 | LV_2961-1_0_3_load_81 | 85 | 0.0001761 | 4.4136e-05 | 0 | 0 |  | 1 | TRUE | wye
61 | LV_2961-1_0_3_load_80 | 86 | 0.00041338 | 0.0001036 | 0 | 0 |  | 1 | TRUE | wye
62 | LV_2961-1_0_3_load_63 | 87 | 0.00053093 | 0.00013306 | 0 | 0 |  | 1 | TRUE | wye
63 | LV_2961-1_0_3_load_89 | 88 | 0.00017461 | 4.3762e-05 | 0 | 0 |  | 1 | TRUE | wye
64 | LV_2961-1_0_3_load_83 | 89 | 0.0011507 | 0.00028839 | 0 | 0 |  | 1 | TRUE | wye
65 | LV_2961-1_0_3_load_82 | 90 | 0.00016978 | 4.2551e-05 | 0 | 0 |  | 1 | TRUE | wye
66 | LV_2961-1_0_3_load_93 | 91 | 0.0017383 | 0.00043565 | 0 | 0 |  | 1 | TRUE | wye
67 | LV_2961-1_0_3_load_94 | 92 | 0.00049837 | 0.0001249 | 0 | 0 |  | 1 | TRUE | wye
68 | LV_2961-1_0_3_load_96 | 93 | 0.0011259 | 0.00028219 | 0 | 0 |  | 1 | TRUE | wye
69 | LV_2961-1_0_3_load_207 | 95 | 0.00091116 | 0.00022836 | 0 | 0 |  | 1 | TRUE | wye
70 | LV_2961-1_0_3_load_136 | 96 | 0.0010844 | 0.00027177 | 0 | 0 |  | 1 | TRUE | wye
71 | LV_2961-1_0_3_load_98 | 97 | 0.0015004 | 0.00037604 | 0 | 0 |  | 1 | TRUE | wye
72 | LV_2961-1_0_3_load_101 | 100 | 0.0013111 | 0.0003286 | 0 | 0 |  | 1 | TRUE | wye
73 | LV_2961-1_0_3_load_102 | 101 | 0.0014802 | 0.00037098 | 0 | 0 |  | 1 | TRUE | wye
74 | LV_2961-1_0_3_load_182 | 102 | 0.003152 | 0.00078997 | 0 | 0 |  | 1 | TRUE | wye
75 | LV_2961-1_0_3_load_103 | 103 | 0.0020786 | 0.00052094 | 0 | 0 |  | 1 | TRUE | wye
76 | LV_2961-1_0_3_load_104 | 104 | 0.0010849 | 0.00027191 | 0 | 0 |  | 1 | TRUE | wye
77 | LV_2961-1_0_3_load_106 | 106 | 0.0006107 | 0.00015306 | 0 | 0 |  | 1 | TRUE | wye
78 | LV_2961-1_0_3_load_107 | 107 | 0.00029874 | 7.4871e-05 | 0 | 0 |  | 1 | TRUE | wye
79 | LV_2961-1_0_3_load_140 | 108 | 0.0011754 | 0.00029459 | 0 | 0 |  | 1 | TRUE | wye
80 | LV_2961-1_0_3_load_110 | 109 | 0.0014813 | 0.00037125 | 0 | 0 |  | 1 | TRUE | wye
81 | LV_2961-1_0_3_load_112 | 110 | 0.00044624 | 0.00011184 | 0 | 0 |  | 1 | TRUE | wye
82 | LV_2961-1_0_3_load_143 | 111 | 0.0014303 | 0.00035847 | 0 | 0 |  | 1 | TRUE | wye
83 | LV_2961-1_0_3_load_142 | 112 | 0.0011023 | 0.00027625 | 0 | 0 |  | 1 | TRUE | wye
84 | LV_2961-1_0_3_load_113 | 113 | 0.00071406 | 0.00017896 | 0 | 0 |  | 1 | TRUE | wye
85 | LV_2961-1_0_3_load_114 | 114 | 0.0013599 | 0.00034082 | 0 | 0 |  | 1 | TRUE | wye
86 | LV_2961-1_0_3_load_117 | 117 | 0.0011066 | 0.00027733 | 0 | 0 |  | 1 | TRUE | wye
87 | LV_2961-1_0_3_load_118 | 118 | 0.00033123 | 8.3014e-05 | 0 | 0 |  | 1 | TRUE | wye
88 | LV_2961-1_0_3_load_144 | 119 | 0.002163 | 0.00054211 | 0 | 0 |  | 1 | TRUE | wye
89 | LV_2961-1_0_3_load_203 | 120 | 0.00030267 | 7.5856e-05 | 0 | 0 |  | 1 | TRUE | wye
90 | LV_2961-1_0_3_load_174 | 121 | 0.00082135 | 0.00020585 | 0 | 0 |  | 1 | TRUE | wye
91 | LV_2961-1_0_3_load_175 | 122 | 0.002081 | 0.00052155 | 0 | 0 |  | 1 | TRUE | wye
92 | LV_2961-1_0_3_load_119 | 123 | 0.0013214 | 0.00033118 | 0 | 0 |  | 1 | TRUE | wye
93 | LV_2961-1_0_3_load_120 | 124 | 0.00092324 | 0.00023138 | 0 | 0 |  | 1 | TRUE | wye
94 | LV_2961-1_0_3_load_122 | 126 | 0.00033248 | 8.3328e-05 | 0 | 0 |  | 1 | TRUE | wye
95 | LV_2961-1_0_3_load_123 | 127 | 0.0003112 | 7.7994e-05 | 0 | 0 |  | 1 | TRUE | wye
96 | LV_2961-1_0_3_load_124 | 128 | 0.0027076 | 0.00067858 | 0 | 0 |  | 1 | TRUE | wye
97 | LV_2961-1_0_3_load_138 | 129 | 0.00059587 | 0.00014934 | 0 | 0 |  | 1 | TRUE | wye
98 | LV_2961-1_0_3_load_132 | 130 | 0.0007846 | 0.00019664 | 0 | 0 |  | 1 | TRUE | wye
99 | LV_2961-1_0_3_load_135 | 131 | 0.00030916 | 7.7482e-05 | 0 | 0 |  | 1 | TRUE | wye
100 | LV_2961-1_0_3_load_139 | 132 | 0.00091775 | 0.00023001 | 0 | 0 |  | 1 | TRUE | wye
101 | LV_2961-1_0_3_load_133 | 133 | 0.0010055 | 0.000252 | 0 | 0 |  | 1 | TRUE | wye
102 | LV_2961-1_0_3_load_125 | 134 | 0.0007932 | 0.00019879 | 0 | 0 |  | 1 | TRUE | wye
103 | LV_2961-1_0_3_load_126 | 135 | 0.0018376 | 0.00046055 | 0 | 0 |  | 1 | TRUE | wye
104 | LV_2961-1_0_3_load_127 | 136 | 0.0018779 | 0.00047065 | 0 | 0 |  | 1 | TRUE | wye
105 | LV_2961-1_0_3_load_129 | 138 | 0.00073599 | 0.00018446 | 0 | 0 |  | 1 | TRUE | wye
106 | LV_2961-1_0_3_load_130 | 139 | 0.0029693 | 0.00074418 | 0 | 0 |  | 1 | TRUE | wye
107 | LV_2961-1_0_3_load_169 | 140 | 0.0013277 | 0.00033274 | 0 | 0 |  | 1 | TRUE | wye
108 | LV_2961-1_0_3_load_195 | 141 | 0.00099699 | 0.00024987 | 0 | 0 |  | 1 | TRUE | wye
109 | LV_2961-1_0_3_load_167 | 142 | 0.00035198 | 8.8214e-05 | 0 | 0 |  | 1 | TRUE | wye
110 | LV_2961-1_0_3_load_194 | 143 | 0.0022097 | 0.00055381 | 0 | 0 |  | 1 | TRUE | wye
111 | LV_2961-1_0_3_load_213 | 145 | 0.00059081 | 0.00014807 | 0 | 0 |  | 1 | TRUE | wye
112 | LV_2961-1_0_3_load_205 | 146 | 0.00059411 | 0.0001489 | 0 | 0 |  | 1 | TRUE | wye
113 | LV_2961-1_0_3_load_176 | 147 | 0.00070095 | 0.00017567 | 0 | 0 |  | 1 | TRUE | wye
114 | LV_2961-1_0_3_load_147 | 148 | 0.00057813 | 0.00014489 | 0 | 0 |  | 1 | TRUE | wye
115 | LV_2961-1_0_3_load_149 | 150 | 0.00046078 | 0.00011548 | 0 | 0 |  | 1 | TRUE | wye
116 | LV_2961-1_0_3_load_150 | 151 | 0.0011378 | 0.00028516 | 0 | 0 |  | 1 | TRUE | wye
117 | LV_2961-1_0_3_load_198 | 152 | 0.0013198 | 0.00033078 | 0 | 0 |  | 1 | TRUE | wye
118 | LV_2961-1_0_3_load_168 | 155 | 0.00043604 | 0.00010928 | 0 | 0 |  | 1 | TRUE | wye
119 | LV_2961-1_0_3_load_152 | 156 | 0.00076465 | 0.00019164 | 0 | 0 |  | 1 | TRUE | wye
120 | LV_2961-1_0_3_load_155 | 158 | 0.0021416 | 0.00053674 | 0 | 0 |  | 1 | TRUE | wye
121 | LV_2961-1_0_3_load_156 | 159 | 0.0012193 | 0.00030558 | 0 | 0 |  | 1 | TRUE | wye
122 | LV_2961-1_0_3_load_157 | 160 | 0.0029027 | 0.00072748 | 0 | 0 |  | 1 | TRUE | wye
123 | LV_2961-1_0_3_load_163 | 161 | 0.00066553 | 0.0001668 | 0 | 0 |  | 1 | TRUE | wye
124 | LV_2961-1_0_3_load_184 | 162 | 0.0022057 | 0.0005528 | 0 | 0 |  | 1 | TRUE | wye
125 | LV_2961-1_0_3_load_164 | 163 | 0.0016861 | 0.00042259 | 0 | 0 |  | 1 | TRUE | wye
126 | LV_2961-1_0_3_load_186 | 165 | 0.0014905 | 0.00037354 | 0 | 0 |  | 1 | TRUE | wye
127 | LV_2961-1_0_3_load_166 | 166 | 0.00031744 | 7.9559e-05 | 0 | 0 |  | 1 | TRUE | wye
128 | LV_2961-1_0_3_load_216 | 167 | 0.00047604 | 0.00011931 | 0 | 0 |  | 1 | TRUE | wye
129 | LV_2961-1_0_3_load_214 | 168 | 0.00036743 | 9.2086e-05 | 0 | 0 |  | 1 | TRUE | wye
130 | LV_2961-1_0_3_load_173 | 169 | 0.00063956 | 0.00016029 | 0 | 0 |  | 1 | TRUE | wye
131 | LV_2961-1_0_3_load_200 | 170 | 0.00086722 | 0.00021735 | 0 | 0 |  | 1 | TRUE | wye
132 | LV_2961-1_0_3_load_201 | 171 | 0.0025932 | 0.00064992 | 0 | 0 |  | 1 | TRUE | wye
133 | LV_2961-1_0_3_load_192 | 172 | 0.00070857 | 0.00017759 | 0 | 0 |  | 1 | TRUE | wye
134 | LV_2961-1_0_3_load_190 | 173 | 0.0003478 | 8.7168e-05 | 0 | 0 |  | 1 | TRUE | wye
135 | LV_2961-1_0_3_load_202 | 174 | 0.0013377 | 0.00033526 | 0 | 0 |  | 1 | TRUE | wye
136 | LV_2961-1_0_3_load_206 | 175 | 0.0012821 | 0.00032132 | 0 | 0 |  | 1 | TRUE | wye
137 | LV_2961-1_0_3_load_212 | 176 | 0.0053887 | 0.0013505 | 0 | 0 |  | 1 | TRUE | wye

## ext_grid
| name | bus | vm_pu | va_degree | slack_weight | in_service
0 |  | 172 | 1 | 0 | 1 | TRUE

## line
| name | std_type | from_bus | to_bus | length_km | r_ohm_per_km | x_ohm_per_km | c_nf_per_km | g_us_per_km | max_i_ka | df | parallel | type | in_service
0 | LV_2961-1_0_3_line_0 | NAYY 4x150 SE | 0 | 1 | 0.0035812 | 0.208 | 0.08 | 261 | 0 | 0.27 | 1 | 1 | cs | TRUE
1 | LV_2961-1_0_3_line_1 | NAYY 4x150 SE | 0 | 2 | 0.020734 | 0.208 | 0.08 | 261 | 0 | 0.27 | 1 | 1 | cs | TRUE
2 | LV_2961-1_0_3_line_2 | NAYY 4x150 SE | 1 | 3 | 0.029006 | 0.208 | 0.08 | 261 | 0 | 0.27 | 1 | 1 | cs | TRUE
3 | LV_2961-1_0_3_line_3 | NAYY 4x150 SE | 3 | 4 | 0.010261 | 0.208 | 0.08 | 261 | 0 | 0.27 | 1 | 1 | cs | TRUE
4 | LV_2961-1_0_3_line_4 | NAYY 4x150 SE | 4 | 6 | 0.013106 | 0.208 | 0.08 | 261 | 0 | 0.27 | 1 | 1 | cs | TRUE
5 | LV_2961-1_0_3_line_5 | NAYY 4x150 SE | 4 | 7 | 0.012567 | 0.208 | 0.08 | 261 | 0 | 0.27 | 1 | 2 | cs | TRUE
6 | LV_2961-1_0_3_line_6 | NAYY 4x150 SE | 5 | 6 | 0.016624 | 0.208 | 0.08 | 261 | 0 | 0.27 | 1 | 1 | cs | TRUE
7 | LV_2961-1_0_3_line_7 | NAYY 4x150 SE | 6 | 8 | 0.028535 | 0.208 | 0.08 | 261 | 0 | 0.27 | 1 | 1 | cs | TRUE
8 | LV_2961-1_0_3_line_8 | NAYY 4x150 SE | 7 | 152 | 0.027792 | 0.208 | 0.08 | 261 | 0 | 0.27 | 1 | 2 | cs | TRUE
9 | LV_2961-1_0_3_line_9 | NAYY 4x150 SE | 8 | 9 | 0.052245 | 0.208 | 0.08 | 261 | 0 | 0.27 | 1 | 1 | cs | TRUE
10 | LV_2961-1_0_3_line_10 | NAYY 4x150 SE | 9 | 10 | 0.039101 | 0.208 | 0.08 | 261 | 0 | 0.27 | 1 | 1 | cs | TRUE
11 | LV_2961-1_0_3_line_11 | NAYY 4x150 SE | 10 | 11 | 0.017998 | 0.208 | 0.08 | 261 | 0 | 0.27 | 1 | 1 | cs | TRUE
12 | LV_2961-1_0_3_line_12 | NAYY 4x150 SE | 11 | 12 | 0.064468 | 0.208 | 0.08 | 261 | 0 | 0.27 | 1 | 1 | cs | TRUE
13 | LV_2961-1_0_3_line_13 | NAYY 4x150 SE | 12 | 13 | 0.013019 | 0.208 | 0.08 | 261 | 0 | 0.27 | 1 | 1 | cs | TRUE
14 | LV_2961-1_0_3_line_14 | NAYY 4x150 SE | 13 | 79 | 0.0019608 | 0.208 | 0.08 | 261 | 0 | 0.27 | 1 | 1 | cs | TRUE
15 | LV_2961-1_0_3_line_15 | NAYY 4x150 SE | 13 | 80 | 0.016218 | 0.208 | 0.08 | 261 | 0 | 0.27 | 1 | 1 | cs | TRUE
16 | LV_2961-1_0_3_line_16 | NAYY 4x150 SE | 14 | 15 | 0.02147 | 0.208 | 0.08 | 261 | 0 | 0.27 | 1 | 1 | cs | TRUE
17 | LV_2961-1_0_3_line_17 | NAYY 4x150 SE | 14 | 16 | 0.0097672 | 0.208 | 0.08 | 261 | 0 | 0.27 | 1 | 1 | cs | TRUE
18 | LV_2961-1_0_3_line_18 | NAYY 4x150 SE | 15 | 17 | 0.0091213 | 0.208 | 0.08 | 261 | 0 | 0.27 | 1 | 1 | cs | TRUE
19 | LV_2961-1_0_3_line_19 | NAYY 4x150 SE | 16 | 18 | 0.019785 | 0.208 | 0.08 | 261 | 0 | 0.27 | 1 | 1 | cs | TRUE
20 | LV_2961-1_0_3_line_20 | NAYY 4x150 SE | 17 | 19 | 0.00049001 | 0.208 | 0.08 | 261 | 0 | 0.27 | 1 | 1 | cs | TRUE
21 | LV_2961-1_0_3_line_21 | NAYY 4x150 SE | 18 | 20 | 0.0026702 | 0.208 | 0.08 | 261 | 0 | 0.27 | 1 | 1 | cs | TRUE
22 | LV_2961-1_0_3_line_22 | NAYY 4x150 SE | 20 | 24 | 0.031845 | 0.208 | 0.08 | 261 | 0 | 0.27 | 1 | 1 | cs | TRUE
23 | LV_2961-1_0_3_line_23 | NAYY 4x150 SE | 21 | 22 | 0.012307 | 0.208 | 0.08 | 261 | 0 | 0.27 | 1 | 1 | cs | TRUE
24 | LV_2961-1_0_3_line_24 | NAYY 4x150 SE | 21 | 23 | 0.0052382 | 0.208 | 0.08 | 261 | 0 | 0.27 | 1 | 1 | cs | TRUE
25 | LV_2961-1_0_3_line_25 | NAYY 4x150 SE | 22 | 25 | 0.02156 | 0.208 | 0.08 | 261 | 0 | 0.27 | 1 | 1 | cs | TRUE
26 | LV_2961-1_0_3_line_26 | NAYY 4x150 SE | 22 | 26 | 0.016038 | 0.208 | 0.08 | 261 | 0 | 0.27 | 1 | 1 | cs | TRUE
27 | LV_2961-1_0_3_line_27 | NAYY 4x150 SE | 23 | 27 | 0.016863 | 0.208 | 0.08 | 261 | 0 | 0.27 | 1 | 1 | cs | TRUE
28 | LV_2961-1_0_3_line_28 | NAYY 4x150 SE | 24 | 172 | 0.022633 | 0.208 | 0.08 | 261 | 0 | 0.27 | 1 | 1 | cs | TRUE
29 | LV_2961-1_0_3_line_29 | NAYY 4x150 SE | 25 | 170 | 0.0017434 | 0.208 | 0.08 | 261 | 0 | 0.27 | 1 | 1 | cs | TRUE
30 | LV_2961-1_0_3_line_30 | NAYY 4x150 SE | 26 | 163 | 0.010177 | 0.208 | 0.08 | 261 | 0 | 0.27 | 1 | 1 | cs | TRUE
31 | LV_2961-1_0_3_line_31 | NAYY 4x150 SE | 27 | 108 | 0.00075082 | 0.208 | 0.08 | 261 | 0 | 0.27 | 1 | 1 | cs | TRUE
32 | LV_2961-1_0_3_line_32 | NAYY 4x150 SE | 28 | 29 | 0.0058322 | 0.208 | 0.08 | 261 | 0 | 0.27 | 1 | 1 | cs | TRUE
33 | LV_2961-1_0_3_line_33 | NAYY 4x150 SE | 28 | 30 | 0.054962 | 0.208 | 0.08 | 261 | 0 | 0.27 | 1 | 1 | cs | TRUE
34 | LV_2961-1_0_3_line_34 | NAYY 4x150 SE | 29 | 31 | 0.027753 | 0.208 | 0.08 | 261 | 0 | 0.27 | 1 | 1 | cs | TRUE
35 | LV_2961-1_0_3_line_35 | NAYY 4x150 SE | 30 | 32 | 0.0563 | 0.208 | 0.08 | 261 | 0 | 0.27 | 1 | 1 | cs | TRUE
36 | LV_2961-1_0_3_line_36 | NAYY 4x150 SE | 31 | 33 | 0.0030912 | 0.208 | 0.08 | 261 | 0 | 0.27 | 1 | 1 | cs | TRUE
37 | LV_2961-1_0_3_line_37 | NAYY 4x150 SE | 32 | 37 | 0.040678 | 0.208 | 0.08 | 261 | 0 | 0.27 | 1 | 1 | cs | TRUE
38 | LV_2961-1_0_3_line_38 | NAYY 4x150 SE | 32 | 38 | 0.01147 | 0.208 | 0.08 | 261 | 0 | 0.27 | 1 | 1 | cs | TRUE
39 | LV_2961-1_0_3_line_39 | NAYY 4x150 SE | 33 | 39 | 0.024339 | 0.208 | 0.08 | 261 | 0 | 0.27 | 1 | 1 | cs | TRUE
40 | LV_2961-1_0_3_line_40 | NAYY 4x150 SE | 33 | 40 | 0.013239 | 0.208 | 0.08 | 261 | 0 | 0.27 | 1 | 1 | cs | TRUE
41 | LV_2961-1_0_3_line_41 | NAYY 4x150 SE | 34 | 35 | 0.016539 | 0.208 | 0.08 | 261 | 0 | 0.27 | 1 | 1 | cs | TRUE
42 | LV_2961-1_0_3_line_42 | NAYY 4x150 SE | 34 | 36 | 0.02958 | 0.208 | 0.08 | 261 | 0 | 0.27 | 1 | 1 | cs | TRUE
43 | LV_2961-1_0_3_line_43 | NAYY 4x150 SE | 35 | 41 | 0.020323 | 0.208 | 0.08 | 261 | 0 | 0.27 | 1 | 1 | cs | TRUE
44 | LV_2961-1_0_3_line_44 | NAYY 4x150 SE | 35 | 42 | 0.016375 | 0.208 | 0.08 | 261 | 0 | 0.27 | 1 | 1 | cs | TRUE
45 | LV_2961-1_0_3_line_45 | NAYY 4x150 SE | 36 | 43 | 0.011362 | 0.208 | 0.08 | 261 | 0 | 0.27 | 1 | 1 | cs | TRUE
46 | LV_2961-1_0_3_line_46 | NAYY 4x150 SE | 38 | 42 | 0.0055675 | 0.208 | 0.08 | 261 | 0 | 0.27 | 1 | 1 | cs | TRUE
47 | LV_2961-1_0_3_line_47 | NAYY 4x150 SE | 40 | 44 | 0.012379 | 0.208 | 0.08 | 261 | 0 | 0.27 | 1 | 1 | cs | TRUE
48 | LV_2961-1_0_3_line_48 | NAYY 4x150 SE | 43 | 101 | 0.00061047 | 0.208 | 0.08 | 261 | 0 | 0.27 | 1 | 1 | cs | TRUE
49 | LV_2961-1_0_3_line_49 | NAYY 4x150 SE | 44 | 159 | 0.011671 | 0.208 | 0.08 | 261 | 0 | 0.27 | 1 | 1 | cs | TRUE
50 | LV_2961-1_0_3_line_50 | NAYY 4x150 SE | 45 | 46 | 0.027749 | 0.208 | 0.08 | 261 | 0 | 0.27 | 1 | 1 | cs | TRUE
51 | LV_2961-1_0_3_line_51 | NAYY 4x150 SE | 46 | 51 | 0.0059211 | 0.208 | 0.08 | 261 | 0 | 0.27 | 1 | 2 | cs | TRUE
52 | LV_2961-1_0_3_line_52 | NAYY 4x150 SE | 46 | 52 | 0.013839 | 0.208 | 0.08 | 261 | 0 | 0.27 | 1 | 1 | cs | TRUE
53 | LV_2961-1_0_3_line_53 | NAYY 4x150 SE | 46 | 53 | 0.016798 | 0.208 | 0.08 | 261 | 0 | 0.27 | 1 | 2 | cs | TRUE
54 | LV_2961-1_0_3_line_54 | NAYY 4x150 SE | 47 | 48 | 0.036962 | 0.208 | 0.08 | 261 | 0 | 0.27 | 1 | 2 | cs | TRUE
55 | LV_2961-1_0_3_line_55 | NAYY 4x150 SE | 47 | 49 | 0.022082 | 0.208 | 0.08 | 261 | 0 | 0.27 | 1 | 2 | cs | TRUE
56 | LV_2961-1_0_3_line_56 | NAYY 4x150 SE | 47 | 50 | 0.025566 | 0.208 | 0.08 | 261 | 0 | 0.27 | 1 | 2 | cs | TRUE
57 | LV_2961-1_0_3_line_57 | NAYY 4x150 SE | 48 | 51 | 0.011117 | 0.208 | 0.08 | 261 | 0 | 0.27 | 1 | 2 | cs | TRUE
58 | LV_2961-1_0_3_line_58 | NAYY 4x150 SE | 48 | 54 | 0.003716 | 0.208 | 0.08 | 261 | 0 | 0.27 | 1 | 1 | cs | TRUE
59 | LV_2961-1_0_3_line_59 | NAYY 4x150 SE | 49 | 55 | 0.027603 | 0.208 | 0.08 | 261 | 0 | 0.27 | 1 | 1 | cs | TRUE
60 | LV_2961-1_0_3_line_60 | NAYY 4x150 SE | 50 | 56 | 0.017842 | 0.208 | 0.08 | 261 | 0 | 0.27 | 1 | 2 | cs | TRUE
61 | LV_2961-1_0_3_line_61 | NAYY 4x150 SE | 52 | 57 | 0.009259 | 0.208 | 0.08 | 261 | 0 | 0.27 | 1 | 1 | cs | TRUE
62 | LV_2961-1_0_3_line_62 | NAYY 4x150 SE | 52 | 58 | 0.015665 | 0.208 | 0.08 | 261 | 0 | 0.27 | 1 | 1 | cs | TRUE
63 | LV_2961-1_0_3_line_63 | NAYY 4x150 SE | 53 | 59 | 0.010545 | 0.208 | 0.08 | 261 | 0 | 0.27 | 1 | 2 | cs | TRUE
64 | LV_2961-1_0_3_line_64 | NAYY 4x150 SE | 54 | 60 | 0.017406 | 0.208 | 0.08 | 261 | 0 | 0.27 | 1 | 1 | cs | TRUE
65 | LV_2961-1_0_3_line_65 | NAYY 4x150 SE | 55 | 63 | 0.011195 | 0.208 | 0.08 | 261 | 0 | 0.27 | 1 | 1 | cs | TRUE
66 | LV_2961-1_0_3_line_66 | NAYY 4x150 SE | 56 | 64 | 0.0029483 | 0.208 | 0.08 | 261 | 0 | 0.27 | 1 | 2 | cs | TRUE
67 | LV_2961-1_0_3_line_67 | NAYY 4x150 SE | 57 | 65 | 0.019786 | 0.208 | 0.08 | 261 | 0 | 0.27 | 1 | 1 | cs | TRUE
68 | LV_2961-1_0_3_line_68 | NAYY 4x150 SE | 58 | 66 | 0.045971 | 0.208 | 0.08 | 261 | 0 | 0.27 | 1 | 1 | cs | TRUE
69 | LV_2961-1_0_3_line_69 | NAYY 4x150 SE | 59 | 67 | 0.007157 | 0.208 | 0.08 | 261 | 0 | 0.27 | 1 | 2 | cs | TRUE
70 | LV_2961-1_0_3_line_70 | NAYY 4x150 SE | 60 | 109 | 0.011863 | 0.208 | 0.08 | 261 | 0 | 0.27 | 1 | 1 | cs | TRUE
71 | LV_2961-1_0_3_line_71 | NAYY 4x150 SE | 61 | 62 | 0.012029 | 0.208 | 0.08 | 261 | 0 | 0.27 | 1 | 1 | cs | TRUE
72 | LV_2961-1_0_3_line_72 | NAYY 4x150 SE | 62 | 119 | 0.015873 | 0.208 | 0.08 | 261 | 0 | 0.27 | 1 | 1 | cs | TRUE
73 | LV_2961-1_0_3_line_73 | NAYY 4x150 SE | 63 | 105 | 0.0070796 | 0.208 | 0.08 | 261 | 0 | 0.27 | 1 | 1 | cs | TRUE
74 | LV_2961-1_0_3_line_74 | NAYY 4x150 SE | 64 | 173 | 0.0077489 | 0.208 | 0.08 | 261 | 0 | 0.27 | 1 | 2 | cs | TRUE
75 | LV_2961-1_0_3_line_75 | NAYY 4x150 SE | 65 | 91 | 0.012004 | 0.208 | 0.08 | 261 | 0 | 0.27 | 1 | 1 | cs | TRUE
76 | LV_2961-1_0_3_line_76 | NAYY 4x150 SE | 66 | 176 | 0.0072773 | 0.208 | 0.08 | 261 | 0 | 0.27 | 1 | 1 | cs | TRUE
77 | LV_2961-1_0_3_line_77 | NAYY 4x150 SE | 67 | 137 | 0.0086343 | 0.208 | 0.08 | 261 | 0 | 0.27 | 1 | 2 | cs | TRUE
78 | LV_2961-1_0_3_line_78 | NAYY 4x150 SE | 68 | 69 | 0.02428 | 0.208 | 0.08 | 261 | 0 | 0.27 | 1 | 1 | cs | TRUE
79 | LV_2961-1_0_3_line_79 | NAYY 4x150 SE | 69 | 83 | 0.0097828 | 0.208 | 0.08 | 261 | 0 | 0.27 | 1 | 1 | cs | TRUE
80 | LV_2961-1_0_3_line_80 | NAYY 4x150 SE | 70 | 71 | 0.009382 | 0.208 | 0.08 | 261 | 0 | 0.27 | 1 | 1 | cs | TRUE
81 | LV_2961-1_0_3_line_81 | NAYY 4x150 SE | 71 | 72 | 0.0075354 | 0.208 | 0.08 | 261 | 0 | 0.27 | 1 | 1 | cs | TRUE
82 | LV_2961-1_0_3_line_82 | NAYY 4x150 SE | 72 | 73 | 0.001576 | 0.208 | 0.08 | 261 | 0 | 0.27 | 1 | 1 | cs | TRUE
83 | LV_2961-1_0_3_line_83 | NAYY 4x150 SE | 73 | 74 | 0.052003 | 0.208 | 0.08 | 261 | 0 | 0.27 | 1 | 1 | cs | TRUE
84 | LV_2961-1_0_3_line_84 | NAYY 4x150 SE | 74 | 77 | 0.0079203 | 0.208 | 0.08 | 261 | 0 | 0.27 | 1 | 1 | cs | TRUE
85 | LV_2961-1_0_3_line_85 | NAYY 4x150 SE | 74 | 76 | 0.040273 | 0.208 | 0.08 | 261 | 0 | 0.27 | 1 | 1 | cs | TRUE
86 | LV_2961-1_0_3_line_86 | NAYY 4x150 SE | 75 | 76 | 0.0035402 | 0.208 | 0.08 | 261 | 0 | 0.27 | 1 | 1 | cs | TRUE
87 | LV_2961-1_0_3_line_87 | NAYY 4x150 SE | 77 | 78 | 0.025674 | 0.208 | 0.08 | 261 | 0 | 0.27 | 1 | 1 | cs | TRUE
88 | LV_2961-1_0_3_line_88 | NAYY 4x150 SE | 78 | 80 | 0.023457 | 0.208 | 0.08 | 261 | 0 | 0.27 | 1 | 1 | cs | TRUE
89 | LV_2961-1_0_3_line_89 | NAYY 4x150 SE | 79 | 81 | 0.031996 | 0.208 | 0.08 | 261 | 0 | 0.27 | 1 | 1 | cs | TRUE
90 | LV_2961-1_0_3_line_90 | NAYY 4x150 SE | 81 | 82 | 0.039917 | 0.208 | 0.08 | 261 | 0 | 0.27 | 1 | 1 | cs | TRUE
91 | LV_2961-1_0_3_line_91 | NAYY 4x150 SE | 82 | 87 | 0.0087723 | 0.208 | 0.08 | 261 | 0 | 0.27 | 1 | 1 | cs | TRUE
92 | LV_2961-1_0_3_line_92 | NAYY 4x150 SE | 83 | 84 | 0.02139 | 0.208 | 0.08 | 261 | 0 | 0.27 | 1 | 1 | cs | TRUE
93 | LV_2961-1_0_3_line_93 | NAYY 4x150 SE | 84 | 85 | 0.014091 | 0.208 | 0.08 | 261 | 0 | 0.27 | 1 | 1 | cs | TRUE
94 | LV_2961-1_0_3_line_94 | NAYY 4x150 SE | 85 | 86 | 0.0035882 | 0.208 | 0.08 | 261 | 0 | 0.27 | 1 | 1 | cs | TRUE
95 | LV_2961-1_0_3_line_95 | NAYY 4x150 SE | 86 | 90 | 0.0062849 | 0.208 | 0.08 | 261 | 0 | 0.27 | 1 | 1 | cs | TRUE
96 | LV_2961-1_0_3_line_96 | NAYY 4x150 SE | 87 | 88 | 0.0035054 | 0.208 | 0.08 | 261 | 0 | 0.27 | 1 | 1 | cs | TRUE
97 | LV_2961-1_0_3_line_97 | NAYY 4x150 SE | 88 | 89 | 0.0039052 | 0.208 | 0.08 | 261 | 0 | 0.27 | 1 | 1 | cs | TRUE
98 | LV_2961-1_0_3_line_98 | NAYY 4x150 SE | 89 | 90 | 0.0036939 | 0.208 | 0.08 | 261 | 0 | 0.27 | 1 | 1 | cs | TRUE
99 | LV_2961-1_0_3_line_99 | NAYY 4x150 SE | 91 | 92 | 0.0091121 | 0.208 | 0.08 | 261 | 0 | 0.27 | 1 | 1 | cs | TRUE
100 | LV_2961-1_0_3_line_100 | NAYY 4x150 SE | 92 | 93 | 0.019044 | 0.208 | 0.08 | 261 | 0 | 0.27 | 1 | 1 | cs | TRUE
101 | LV_2961-1_0_3_line_101 | NAYY 4x150 SE | 93 | 94 | 0.011629 | 0.208 | 0.08 | 261 | 0 | 0.27 | 1 | 1 | cs | TRUE
102 | LV_2961-1_0_3_line_102 | NAYY 4x150 SE | 94 | 95 | 0.012402 | 0.208 | 0.08 | 261 | 0 | 0.27 | 1 | 1 | cs | TRUE
103 | LV_2961-1_0_3_line_103 | NAYY 4x150 SE | 94 | 96 | 0.025636 | 0.208 | 0.08 | 261 | 0 | 0.27 | 1 | 1 | cs | TRUE
104 | LV_2961-1_0_3_line_104 | NAYY 4x150 SE | 95 | 147 | 0.00036501 | 0.208 | 0.08 | 261 | 0 | 0.27 | 1 | 1 | cs | TRUE
105 | LV_2961-1_0_3_line_105 | NAYY 4x150 SE | 96 | 131 | 0.0016381 | 0.208 | 0.08 | 261 | 0 | 0.27 | 1 | 1 | cs | TRUE
106 | LV_2961-1_0_3_line_106 | NAYY 4x150 SE | 97 | 98 | 0.02812 | 0.208 | 0.08 | 261 | 0 | 0.27 | 1 | 1 | cs | TRUE
107 | LV_2961-1_0_3_line_107 | NAYY 4x150 SE | 97 | 99 | 0.017208 | 0.208 | 0.08 | 261 | 0 | 0.27 | 1 | 1 | cs | TRUE
108 | LV_2961-1_0_3_line_108 | NAYY 4x150 SE | 98 | 100 | 0.048942 | 0.208 | 0.08 | 261 | 0 | 0.27 | 1 | 1 | cs | TRUE
109 | LV_2961-1_0_3_line_109 | NAYY 4x150 SE | 99 | 101 | 0.022944 | 0.208 | 0.08 | 261 | 0 | 0.27 | 1 | 1 | cs | TRUE
110 | LV_2961-1_0_3_line_110 | NAYY 4x150 SE | 100 | 102 | 0.034026 | 0.208 | 0.08 | 261 | 0 | 0.27 | 1 | 1 | cs | TRUE
111 | LV_2961-1_0_3_line_111 | NAYY 4x150 SE | 103 | 104 | 0.015132 | 0.208 | 0.08 | 261 | 0 | 0.27 | 1 | 1 | cs | TRUE
112 | LV_2961-1_0_3_line_112 | NAYY 4x150 SE | 103 | 105 | 0.039596 | 0.208 | 0.08 | 261 | 0 | 0.27 | 1 | 1 | cs | TRUE
113 | LV_2961-1_0_3_line_113 | NAYY 4x150 SE | 104 | 106 | 0.010031 | 0.208 | 0.08 | 261 | 0 | 0.27 | 1 | 1 | cs | TRUE
114 | LV_2961-1_0_3_line_114 | NAYY 4x150 SE | 105 | 107 | 0.011293 | 0.208 | 0.08 | 261 | 0 | 0.27 | 1 | 1 | cs | TRUE
115 | LV_2961-1_0_3_line_115 | NAYY 4x150 SE | 107 | 108 | 0.016767 | 0.208 | 0.08 | 261 | 0 | 0.27 | 1 | 1 | cs | TRUE
116 | LV_2961-1_0_3_line_116 | NAYY 4x150 SE | 109 | 110 | 0.016791 | 0.208 | 0.08 | 261 | 0 | 0.27 | 1 | 1 | cs | TRUE
117 | LV_2961-1_0_3_line_117 | NAYY 4x150 SE | 110 | 111 | 0.020221 | 0.208 | 0.08 | 261 | 0 | 0.27 | 1 | 1 | cs | TRUE
118 | LV_2961-1_0_3_line_118 | NAYY 4x150 SE | 111 | 112 | 0.021871 | 0.208 | 0.08 | 261 | 0 | 0.27 | 1 | 1 | cs | TRUE
119 | LV_2961-1_0_3_line_119 | NAYY 4x150 SE | 112 | 116 | 0.022271 | 0.208 | 0.08 | 261 | 0 | 0.27 | 1 | 1 | cs | TRUE
120 | LV_2961-1_0_3_line_120 | NAYY 4x150 SE | 113 | 114 | 0.012665 | 0.208 | 0.08 | 261 | 0 | 0.27 | 1 | 1 | cs | TRUE
121 | LV_2961-1_0_3_line_121 | NAYY 4x150 SE | 113 | 115 | 0.031631 | 0.208 | 0.08 | 261 | 0 | 0.27 | 1 | 1 | cs | TRUE
122 | LV_2961-1_0_3_line_122 | NAYY 4x150 SE | 114 | 116 | 0.0051047 | 0.208 | 0.08 | 261 | 0 | 0.27 | 1 | 1 | cs | TRUE
123 | LV_2961-1_0_3_line_123 | NAYY 4x150 SE | 115 | 117 | 0.021508 | 0.208 | 0.08 | 261 | 0 | 0.27 | 1 | 1 | cs | TRUE
124 | LV_2961-1_0_3_line_124 | NAYY 4x150 SE | 115 | 118 | 0.0254 | 0.208 | 0.08 | 261 | 0 | 0.27 | 1 | 1 | cs | TRUE
125 | LV_2961-1_0_3_line_125 | NAYY 4x150 SE | 116 | 119 | 0.016104 | 0.208 | 0.08 | 261 | 0 | 0.27 | 1 | 1 | cs | TRUE
126 | LV_2961-1_0_3_line_126 | NAYY 4x150 SE | 118 | 120 | 0.013342 | 0.208 | 0.08 | 261 | 0 | 0.27 | 1 | 1 | cs | TRUE
127 | LV_2961-1_0_3_line_127 | NAYY 4x150 SE | 121 | 122 | 0.021453 | 0.208 | 0.08 | 261 | 0 | 0.27 | 1 | 1 | cs | TRUE
128 | LV_2961-1_0_3_line_128 | NAYY 4x150 SE | 122 | 147 | 0.011705 | 0.208 | 0.08 | 261 | 0 | 0.27 | 1 | 1 | cs | TRUE
129 | LV_2961-1_0_3_line_129 | NAYY 4x150 SE | 123 | 124 | 0.0042619 | 0.208 | 0.08 | 261 | 0 | 0.27 | 1 | 1 | cs | TRUE
130 | LV_2961-1_0_3_line_130 | NAYY 4x150 SE | 123 | 125 | 0.02596 | 0.208 | 0.08 | 261 | 0 | 0.27 | 1 | 1 | cs | TRUE
131 | LV_2961-1_0_3_line_131 | NAYY 4x150 SE | 124 | 126 | 0.013097 | 0.208 | 0.08 | 261 | 0 | 0.27 | 1 | 1 | cs | TRUE
132 | LV_2961-1_0_3_line_132 | NAYY 4x150 SE | 125 | 127 | 0.036246 | 0.208 | 0.08 | 261 | 0 | 0.27 | 1 | 1 | cs | TRUE
133 | LV_2961-1_0_3_line_133 | NAYY 4x150 SE | 125 | 128 | 0.0078593 | 0.208 | 0.08 | 261 | 0 | 0.27 | 1 | 1 | cs | TRUE
134 | LV_2961-1_0_3_line_134 | NAYY 4x150 SE | 126 | 129 | 0.0099613 | 0.208 | 0.08 | 261 | 0 | 0.27 | 1 | 1 | cs | TRUE
135 | LV_2961-1_0_3_line_135 | NAYY 4x150 SE | 127 | 130 | 0.012212 | 0.208 | 0.08 | 261 | 0 | 0.27 | 1 | 1 | cs | TRUE
136 | LV_2961-1_0_3_line_136 | NAYY 4x150 SE | 128 | 131 | 0.010033 | 0.208 | 0.08 | 261 | 0 | 0.27 | 1 | 1 | cs | TRUE
137 | LV_2961-1_0_3_line_137 | NAYY 4x150 SE | 129 | 132 | 0.012349 | 0.208 | 0.08 | 261 | 0 | 0.27 | 1 | 1 | cs | TRUE
138 | LV_2961-1_0_3_line_138 | NAYY 4x150 SE | 130 | 133 | 0.0059244 | 0.208 | 0.08 | 261 | 0 | 0.27 | 1 | 1 | cs | TRUE
139 | LV_2961-1_0_3_line_139 | NAYY 4x150 SE | 133 | 144 | 0.029513 | 0.208 | 0.08 | 261 | 0 | 0.27 | 1 | 1 | cs | TRUE
140 | LV_2961-1_0_3_line_140 | NAYY 4x150 SE | 134 | 135 | 0.021032 | 0.208 | 0.08 | 261 | 0 | 0.27 | 1 | 2 | cs | TRUE
141 | LV_2961-1_0_3_line_141 | NAYY 4x150 SE | 134 | 136 | 0.005148 | 0.208 | 0.08 | 261 | 0 | 0.27 | 1 | 2 | cs | TRUE
142 | LV_2961-1_0_3_line_142 | NAYY 4x150 SE | 135 | 137 | 0.01717 | 0.208 | 0.08 | 261 | 0 | 0.27 | 1 | 2 | cs | TRUE
143 | LV_2961-1_0_3_line_143 | NAYY 4x150 SE | 136 | 138 | 0.0099241 | 0.208 | 0.08 | 261 | 0 | 0.27 | 1 | 2 | cs | TRUE
144 | LV_2961-1_0_3_line_144 | NAYY 4x150 SE | 137 | 139 | 0.027853 | 0.208 | 0.08 | 261 | 0 | 0.27 | 1 | 1 | cs | TRUE
145 | LV_2961-1_0_3_line_145 | NAYY 4x150 SE | 138 | 140 | 0.0026239 | 0.208 | 0.08 | 261 | 0 | 0.27 | 1 | 2 | cs | TRUE
146 | LV_2961-1_0_3_line_146 | NAYY 4x150 SE | 139 | 141 | 0.014522 | 0.208 | 0.08 | 261 | 0 | 0.27 | 1 | 1 | cs | TRUE
147 | LV_2961-1_0_3_line_147 | NAYY 4x150 SE | 140 | 142 | 0.011488 | 0.208 | 0.08 | 261 | 0 | 0.27 | 1 | 2 | cs | TRUE
148 | LV_2961-1_0_3_line_148 | NAYY 4x150 SE | 141 | 143 | 0.00085523 | 0.208 | 0.08 | 261 | 0 | 0.27 | 1 | 1 | cs | TRUE
149 | LV_2961-1_0_3_line_149 | NAYY 4x150 SE | 142 | 166 | 0.0085693 | 0.208 | 0.08 | 261 | 0 | 0.27 | 1 | 2 | cs | TRUE
150 | LV_2961-1_0_3_line_150 | NAYY 4x150 SE | 144 | 145 | 0.028584 | 0.208 | 0.08 | 261 | 0 | 0.27 | 1 | 1 | cs | TRUE
151 | LV_2961-1_0_3_line_151 | NAYY 4x150 SE | 145 | 146 | 0.037286 | 0.208 | 0.08 | 261 | 0 | 0.27 | 1 | 1 | cs | TRUE
152 | LV_2961-1_0_3_line_152 | NAYY 4x150 SE | 148 | 149 | 0.010367 | 0.208 | 0.08 | 261 | 0 | 0.27 | 1 | 1 | cs | TRUE
153 | LV_2961-1_0_3_line_153 | NAYY 4x150 SE | 149 | 150 | 0.013013 | 0.208 | 0.08 | 261 | 0 | 0.27 | 1 | 2 | cs | TRUE
154 | LV_2961-1_0_3_line_154 | NAYY 4x150 SE | 149 | 151 | 0.021782 | 0.208 | 0.08 | 261 | 0 | 0.27 | 1 | 2 | cs | TRUE
155 | LV_2961-1_0_3_line_155 | NAYY 4x150 SE | 150 | 152 | 0.0043108 | 0.208 | 0.08 | 261 | 0 | 0.27 | 1 | 2 | cs | TRUE
156 | LV_2961-1_0_3_line_156 | NAYY 4x150 SE | 151 | 153 | 0.012843 | 0.208 | 0.08 | 261 | 0 | 0.27 | 1 | 2 | cs | TRUE
157 | LV_2961-1_0_3_line_157 | NAYY 4x150 SE | 153 | 154 | 0.008989 | 0.208 | 0.08 | 261 | 0 | 0.27 | 1 | 1 | cs | TRUE
158 | LV_2961-1_0_3_line_158 | NAYY 4x150 SE | 153 | 155 | 0.017345 | 0.208 | 0.08 | 261 | 0 | 0.27 | 1 | 2 | cs | TRUE
159 | LV_2961-1_0_3_line_159 | NAYY 4x150 SE | 154 | 167 | 0.0085516 | 0.208 | 0.08 | 261 | 0 | 0.27 | 1 | 1 | cs | TRUE
160 | LV_2961-1_0_3_line_160 | NAYY 4x150 SE | 154 | 168 | 0.010573 | 0.208 | 0.08 | 261 | 0 | 0.27 | 1 | 1 | cs | TRUE
161 | LV_2961-1_0_3_line_161 | NAYY 4x150 SE | 155 | 166 | 0.0056071 | 0.208 | 0.08 | 261 | 0 | 0.27 | 1 | 2 | cs | TRUE
162 | LV_2961-1_0_3_line_162 | NAYY 4x150 SE | 156 | 157 | 0.013262 | 0.208 | 0.08 | 261 | 0 | 0.27 | 1 | 1 | cs | TRUE
163 | LV_2961-1_0_3_line_163 | NAYY 4x150 SE | 157 | 158 | 0.019594 | 0.208 | 0.08 | 261 | 0 | 0.27 | 1 | 1 | cs | TRUE
164 | LV_2961-1_0_3_line_164 | NAYY 4x150 SE | 157 | 159 | 0.033576 | 0.208 | 0.08 | 261 | 0 | 0.27 | 1 | 1 | cs | TRUE
165 | LV_2961-1_0_3_line_165 | NAYY 4x150 SE | 157 | 160 | 0.022051 | 0.208 | 0.08 | 261 | 0 | 0.27 | 1 | 1 | cs | TRUE
166 | LV_2961-1_0_3_line_166 | NAYY 4x150 SE | 158 | 161 | 0.019021 | 0.208 | 0.08 | 261 | 0 | 0.27 | 1 | 1 | cs | TRUE
167 | LV_2961-1_0_3_line_167 | NAYY 4x150 SE | 160 | 162 | 0.016694 | 0.208 | 0.08 | 261 | 0 | 0.27 | 1 | 1 | cs | TRUE
168 | LV_2961-1_0_3_line_168 | NAYY 4x150 SE | 161 | 163 | 0.01105 | 0.208 | 0.08 | 261 | 0 | 0.27 | 1 | 1 | cs | TRUE
169 | LV_2961-1_0_3_line_169 | NAYY 4x150 SE | 162 | 164 | 0.040081 | 0.208 | 0.08 | 261 | 0 | 0.27 | 1 | 1 | cs | TRUE
170 | LV_2961-1_0_3_line_170 | NAYY 4x150 SE | 164 | 165 | 0.055569 | 0.208 | 0.08 | 261 | 0 | 0.27 | 1 | 1 | cs | TRUE
171 | LV_2961-1_0_3_line_171 | NAYY 4x150 SE | 167 | 169 | 0.017229 | 0.208 | 0.08 | 261 | 0 | 0.27 | 1 | 1 | cs | TRUE
172 | LV_2961-1_0_3_line_172 | NAYY 4x150 SE | 170 | 171 | 0.012662 | 0.208 | 0.08 | 261 | 0 | 0.27 | 1 | 1 | cs | TRUE
173 | LV_2961-1_0_3_line_173 | NAYY 4x150 SE | 171 | 174 | 0.013677 | 0.208 | 0.08 | 261 | 0 | 0.27 | 1 | 1 | cs | TRUE
174 | LV_2961-1_0_3_line_174 | NAYY 4x150 SE | 172 | 173 | 0.001363 | 0.208 | 0.08 | 261 | 0 | 0.27 | 1 | 2 | cs | TRUE
175 | LV_2961-1_0_3_line_175 | NAYY 4x150 SE | 174 | 175 | 0.010139 | 0.208 | 0.08 | 261 | 0 | 0.27 | 1 | 1 | cs | TRUE

## trafo
| name | std_type | hv_bus | lv_bus | sn_mva | vn_hv_kv | vn_lv_kv | vk_percent | vkr_percent | pfe_kw | i0_percent | shift_degree | tap_side | tap_neutral | tap_min | tap_max | tap_step_percent | tap_step_degree | tap_pos | tap_phase_shifter | parallel | df | in_service
0 | LV_2961-1_0_3_trafo_192 | 0.25 MVA 20/0.4 kV | 177 | 172 | 0.25 | 20 | 0.4 | 6 | 1.44 | 0.8 | 0.32 | 150 | hv | 0 | -2 | 2 | 2.5 | 0 | 0 | FALSE | 1 | 1 | TRUE

## line_geodata
| x0 | y0 | x1 | y1 | x2 | y2 | x3 | y3 | x4 | y4 | x5 | y5 | x6 | y6
0 | 2701018.1168 | 1286088.5887 | 2701014.9715 | 1286090.301
1 | 2701018.1168 | 1286088.5887 | 2701036.3272 | 1286078.6753 | 2701036.3272 | 1286078.6753
2 | 2701014.9715 | 1286090.301 | 2701004.2438 | 1286096.141 | 2700999.2656 | 1286101.5272 | 2700995.6045 | 1286108.4485 | 2700994.8362 | 1286109.8829
3 | 2700989.9911 | 1286118.9285 | 2700994.8362 | 1286109.8829
4 | 2701000.9519 | 1286126.1563 | 2700999.7521 | 1286125.2238 | 2700989.9911 | 1286118.9285
5 | 2700979.952 | 1286111.3384 | 2700984.5633 | 1286115.0875 | 2700989.9911 | 1286118.9285
6 | 2701000.9519 | 1286126.1563 | 2701004.1495 | 1286123.9424 | 2701015.4838 | 1286118.137
7 | 2701000.9519 | 1286126.1563 | 2701006.5203 | 1286129.2323 | 2701021.9809 | 1286138.3946 | 2701025.5352 | 1286140.7577
8 | 2700979.952 | 1286111.3384 | 2700972.8125 | 1286118.9118 | 2700956.1808 | 1286123.9688
9 | 2701025.5352 | 1286140.7577 | 2701069.7529 | 1286168.5838
10 | 2701101.8718 | 1286190.7904 | 2701089.2689 | 1286180.8651 | 2701069.7529 | 1286168.5838
11 | 2701114.0262 | 1286204.1 | 2701101.8718 | 1286190.7904
12 | 2701114.0262 | 1286204.1 | 2701138.4903 | 1286240.0192 | 2701148.2392 | 1286258.6297
13 | 2701154.2803 | 1286270.1622 | 2701148.2392 | 1286258.6297
14 | 2701154.2803 | 1286270.1622 | 2701154.8767 | 1286272.03
15 | 2701154.2803 | 1286270.1622 | 2701170.2656 | 1286267.4221
16 | 2700819.114 | 1286124.8518 | 2700812.2982 | 1286118.7964 | 2700805.7929 | 1286112.5683 | 2700803.7158 | 1286109.9444
17 | 2700797.6535 | 1286102.2864 | 2700803.7158 | 1286109.9444
18 | 2700819.114 | 1286124.8518 | 2700827.8954 | 1286122.3848
19 | 2700797.6535 | 1286102.2864 | 2700814.4191 | 1286091.7804
20 | 2700828.3671 | 1286122.2522 | 2700828.3671 | 1286122.2522 | 2700827.8954 | 1286122.3848
21 | 2700816.6817 | 1286090.3626 | 2700814.4191 | 1286091.7804
22 | 2700843.6667 | 1286073.4528 | 2700816.6817 | 1286090.3626
23 | 2700777.5809 | 1286075.7967 | 2700775.0087 | 1286078.3106 | 2700772.0506 | 1286080.1283 | 2700766.9123 | 1286081.2859
24 | 2700777.5809 | 1286075.7967 | 2700780.2631 | 1286071.2974
25 | 2700766.9123 | 1286081.2859 | 2700764.9832 | 1286093.1414 | 2700761.2645 | 1286101.9359
26 | 2700766.9123 | 1286081.2859 | 2700760.3737 | 1286080.073 | 2700753.5087 | 1286077.3197 | 2700751.7385 | 1286076.4073
27 | 2700788.2542 | 1286056.4583 | 2700783.4611 | 1286065.9328 | 2700780.2631 | 1286071.2974
28 | 2700850.9182 | 1286056.4737 | 2700853.3835 | 1286067.3639 | 2700843.6667 | 1286073.4528
29 | 2700761.2645 | 1286101.9359 | 2700760.5855 | 1286103.5416
30 | 2700742.9537 | 1286071.3167 | 2700745.809 | 1286073.3511 | 2700751.7385 | 1286076.4073
31 | 2700788.2542 | 1286056.4583 | 2700788.5931 | 1286055.7883
32 | 2700599.9262 | 1286012.5276 | 2700605.5399 | 1286014.1087
33 | 2700545.7056 | 1286007.273 | 2700553.3226 | 1286006.4355 | 2700561.4556 | 1286006.1407 | 2700569.9337 | 1286006.2967 | 2700580.8209 | 1286007.7728 | 2700592.3938 | 1286010.4061 | 2700599.9262 | 1286012.5276
34 | 2700632.2539 | 1286021.6327 | 2700605.5399 | 1286014.1087
35 | 2700520.4839 | 1286057.6438 | 2700545.7056 | 1286007.273
36 | 2700635.2293 | 1286022.4707 | 2700632.2539 | 1286021.6327
37 | 2700520.4839 | 1286057.6438 | 2700519.5012 | 1286061.5751 | 2700502.4148 | 1286093.9706
38 | 2700520.4839 | 1286057.6438 | 2700518.3931 | 1286055.7064 | 2700516.1013 | 1286054.1103 | 2700510.8291 | 1286051.6306
39 | 2700635.2293 | 1286022.4707 | 2700633.5407 | 1285998.1908
40 | 2700635.2293 | 1286022.4707 | 2700647.9825 | 1286026.0228
41 | 2700490.455 | 1286044.5308 | 2700490.2501 | 1286041.1465 | 2700489.3375 | 1286037.8946 | 2700486.4046 | 1286028.5695
42 | 2700486.4046 | 1286028.5695 | 2700467.2299 | 1286035.5599 | 2700458.4528 | 1286038.218
43 | 2700490.455 | 1286044.5308 | 2700490.1361 | 1286049.1407 | 2700488.3618 | 1286053.2808 | 2700482.5824 | 1286062.8715
44 | 2700490.455 | 1286044.5308 | 2700494.4434 | 1286044.3431 | 2700497.7487 | 1286045.4783 | 2700505.791 | 1286049.2609
45 | 2700447.5214 | 1286041.3128 | 2700455.167 | 1286039.2131 | 2700458.4528 | 1286038.218
46 | 2700510.8291 | 1286051.6306 | 2700505.791 | 1286049.2609
47 | 2700647.9825 | 1286026.0228 | 2700659.9077 | 1286029.3442
48 | 2700446.9327 | 1286041.4744 | 2700447.5214 | 1286041.3128
49 | 2700671.1507 | 1286032.4756 | 2700659.9077 | 1286029.3442
50 | 2700910.1257 | 1286007.5812 | 2700901.1189 | 1286019.004 | 2700892.6298 | 1286026.9325 | 2700891.0435 | 1286026.9053
51 | 2700910.1257 | 1286007.5812 | 2700907.409 | 1286002.3201
52 | 2700917.1673 | 1285995.6577 | 2700913.6686 | 1286001.4252 | 2700910.1257 | 1286007.5812
53 | 2700910.1257 | 1286007.5812 | 2700917.7395 | 1286022.5552
54 | 2700862.7656 | 1286004.6787 | 2700886.3662 | 1285998.7218 | 2700898.8173 | 1285996.0882
55 | 2700840.923 | 1286008.3415 | 2700862.7656 | 1286004.6787
56 | 2700862.7656 | 1286004.6787 | 2700857.9274 | 1286029.7832
57 | 2700898.8173 | 1285996.0882 | 2700902.6854 | 1285997.2333 | 2700905.724 | 1285999.4762 | 2700907.2056 | 1286001.9261 | 2700907.409 | 1286002.3201
58 | 2700902.2278 | 1285994.5897 | 2700898.8173 | 1285996.0882
59 | 2700840.923 | 1286008.3415 | 2700829.9046 | 1286011.4669 | 2700820.371 | 1286015.5296 | 2700815.9477 | 1286018.3232 | 2700815.5093 | 1286018.6634
60 | 2700857.9274 | 1286029.7832 | 2700857.7902 | 1286030.4948 | 2700848.2554 | 1286044.7111
61 | 2700919.3778 | 1285986.6651 | 2700917.1673 | 1285995.6577
62 | 2700917.1673 | 1285995.6577 | 2700929.9194 | 1286004.7559
63 | 2700922.519 | 1286031.9549 | 2700917.7395 | 1286022.5552
64 | 2700902.2278 | 1285994.5897 | 2700891.6244 | 1285984.4434 | 2700889.1861 | 1285983.2155
65 | 2700807.3083 | 1286026.2362 | 2700808.3958 | 1286025 | 2700811.7415 | 1286021.5875 | 2700815.5093 | 1286018.6634
66 | 2700848.9063 | 1286047.5866 | 2700848.2554 | 1286044.7111 | 2700848.2554 | 1286044.7111
67 | 2700919.3778 | 1285986.6651 | 2700923.2692 | 1285975.9443 | 2700925.0898 | 1285968.2463 | 2700925.1164 | 1285967.7771
68 | 2700929.9194 | 1286004.7559 | 2700937.2752 | 1286010.004 | 2700966.5641 | 1286032.5067
69 | 2700927.1386 | 1286037.3781 | 2700922.9837 | 1286032.8688 | 2700922.519 | 1286031.9549
70 | 2700878.0632 | 1285979.2409 | 2700885.3145 | 1285981.2658 | 2700889.1861 | 1285983.2155
71 | 2700804.5421 | 1285967.3595 | 2700812.5277 | 1285976.3551
72 | 2700804.5421 | 1285967.3595 | 2700811.6032 | 1285953.1438
73 | 2700802.6323 | 1286031.5518 | 2700807.3083 | 1286026.2362
74 | 2700848.9063 | 1286047.5866 | 2700850.6172 | 1286055.1443
75 | 2700925.1164 | 1285967.7771 | 2700925.7947 | 1285955.7921
76 | 2700972.3348 | 1286036.9403 | 2700966.5641 | 1286032.5067
77 | 2700932.9894 | 1286043.7279 | 2700927.1386 | 1286037.3781
78 | 2701190.5889 | 1286413.9363 | 2701192.0912 | 1286434.194 | 2701191.7311 | 1286438.1441
79 | 2701190.5889 | 1286413.9363 | 2701189.8655 | 1286404.1803
80 | 2701285.722 | 1286242.7633 | 2701291.3357 | 1286241.6465 | 2701294.9929 | 1286241.5579
81 | 2701285.722 | 1286242.7633 | 2701278.3314 | 1286244.2335
82 | 2701276.7857 | 1286244.541 | 2701278.3314 | 1286244.2335
83 | 2701225.7819 | 1286254.6873 | 2701276.7857 | 1286244.541
84 | 2701225.7819 | 1286254.6873 | 2701218.1792 | 1286256.9075
85 | 2701225.7819 | 1286254.6873 | 2701264.11 | 1286267.0503
86 | 2701264.11 | 1286267.0503 | 2701267.4793 | 1286268.1371
87 | 2701193.3857 | 1286263.4591 | 2701199.0959 | 1286262.4804 | 2701218.1792 | 1286256.9075
88 | 2701193.3857 | 1286263.4591 | 2701170.2656 | 1286267.4221
89 | 2701164.6091 | 1286302.5101 | 2701154.8767 | 1286272.03
90 | 2701164.6091 | 1286302.5101 | 2701168.4164 | 1286314.434 | 2701176.0575 | 1286340.7471
91 | 2701176.0575 | 1286340.7471 | 2701178.5039 | 1286349.1714
92 | 2701189.8655 | 1286404.1803 | 2701188.2835 | 1286382.8486 | 2701188.2835 | 1286382.8486
93 | 2701184.354 | 1286369.3168 | 2701188.2835 | 1286382.8486
94 | 2701183.3533 | 1286365.8709 | 2701184.354 | 1286369.3168
95 | 2701181.6006 | 1286359.8353 | 2701183.3533 | 1286365.8709
96 | 2701179.4815 | 1286352.5377 | 2701178.5039 | 1286349.1714
97 | 2701179.4815 | 1286352.5377 | 2701180.5705 | 1286356.288
98 | 2701180.5705 | 1286356.288 | 2701181.6006 | 1286359.8353
99 | 2700926.3097 | 1285946.6945 | 2700925.7947 | 1285955.7921
100 | 2700927.5913 | 1285927.7104 | 2700927.3185 | 1285928.8709 | 2700926.3097 | 1285946.6945
101 | 2700931.7709 | 1285916.9475 | 2700928.7191 | 1285922.9117 | 2700927.5913 | 1285927.7104
102 | 2700931.7709 | 1285916.9475 | 2700922.447 | 1285908.7692
103 | 2700931.7709 | 1285916.9475 | 2700937.1876 | 1285912.692 | 2700952.7584 | 1285902.2507
104 | 2700922.447 | 1285908.7692 | 2700922.082 | 1285908.77
105 | 2700952.7584 | 1285902.2507 | 2700954.119 | 1285901.3384
106 | 2700391.0755 | 1286077.3998 | 2700411.2867 | 1286059.35 | 2700412.036 | 1286058.6552
107 | 2700424.6544 | 1286046.9555 | 2700412.036 | 1286058.6552
108 | 2700391.0755 | 1286077.3998 | 2700395.9379 | 1286082.287 | 2700431.5866 | 1286104.5844
109 | 2700424.6544 | 1286046.9555 | 2700444.339 | 1286042.1868 | 2700446.9327 | 1286041.4744
110 | 2700460.4344 | 1286122.628 | 2700431.5866 | 1286104.5844
111 | 2700763.8663 | 1285992.958 | 2700768.4079 | 1285996.9905 | 2700774.6502 | 1286003.5543
112 | 2700802.6323 | 1286031.5518 | 2700788.2986 | 1286017.9053 | 2700774.6502 | 1286003.5543
113 | 2700756.3653 | 1285986.2977 | 2700763.8663 | 1285992.958
114 | 2700802.6323 | 1286031.5518 | 2700796.3622 | 1286040.9437
115 | 2700788.5931 | 1286055.7883 | 2700795.2917 | 1286042.5473 | 2700796.3622 | 1286040.9437
116 | 2700878.0632 | 1285979.2409 | 2700874.0282 | 1285978.1141 | 2700861.5611 | 1285976.2805
117 | 2700841.5556 | 1285973.3383 | 2700861.5611 | 1285976.2805
118 | 2700841.5556 | 1285973.3383 | 2700834.6578 | 1285972.3238 | 2700828.2883 | 1285958.855
119 | 2700818.767 | 1285938.7214 | 2700828.2883 | 1285958.855
120 | 2700820.7904 | 1285934.0348 | 2700825.8103 | 1285922.4075
121 | 2700838.3296 | 1285893.3595 | 2700830.9589 | 1285910.4822 | 2700825.8103 | 1285922.4075
122 | 2700818.767 | 1285938.7214 | 2700820.7904 | 1285934.0348
123 | 2700838.3296 | 1285893.3595 | 2700845.0191 | 1285897.1663 | 2700850.7753 | 1285902.0025 | 2700856.8106 | 1285903.7833
124 | 2700838.3296 | 1285893.3595 | 2700844.1118 | 1285868.6261
125 | 2700818.767 | 1285938.7214 | 2700811.6032 | 1285953.1438
126 | 2700844.1118 | 1285868.6261 | 2700847.149 | 1285855.6347
127 | 2700910.3775 | 1285908.7959 | 2700888.9246 | 1285908.8433
128 | 2700922.082 | 1285908.77 | 2700910.3775 | 1285908.7959
129 | 2700993.5882 | 1285897.958 | 2700997.6875 | 1285899.124
130 | 2700968.6188 | 1285890.8551 | 2700993.5882 | 1285897.958
131 | 2701010.5666 | 1285901.3414 | 2701007.7696 | 1285901.1578 | 2700999.9056 | 1285899.755 | 2700997.6875 | 1285899.124
132 | 2700968.6188 | 1285890.8551 | 2700978.0366 | 1285882.6202 | 2700986.2392 | 1285873.9084 | 2700991.1066 | 1285867.9865 | 2700993.3459 | 1285864.5474
133 | 2700968.6188 | 1285890.8551 | 2700962.2498 | 1285895.4599
134 | 2701010.5666 | 1285901.3414 | 2701016.4809 | 1285901.7298 | 2701020.5148 | 1285901.6718
135 | 2700993.3459 | 1285864.5474 | 2700995.8473 | 1285860.7056 | 2700998.7329 | 1285853.9378 | 2700998.8073 | 1285853.6776
136 | 2700962.2498 | 1285895.4599 | 2700954.119 | 1285901.3384 | 2700954.119 | 1285901.3384
137 | 2701032.8623 | 1285901.4943 | 2701020.5148 | 1285901.6718
138 | 2701000.4362 | 1285847.9816 | 2700998.8073 | 1285853.6776
139 | 2701004.8218 | 1285818.8214 | 2701001.192 | 1285845.3388 | 2701000.4362 | 1285847.9816
140 | 2700910.1814 | 1286073.9424 | 2700910.1814 | 1286073.9424 | 2700920.4077 | 1286064.4868 | 2700924.0896 | 1286058.4118
141 | 2700908.9592 | 1286078.9432 | 2700910.1814 | 1286073.9424
142 | 2700932.9894 | 1286043.7279 | 2700924.0896 | 1286058.4118
143 | 2700908.9592 | 1286078.9432 | 2700906.603 | 1286088.5836
144 | 2700932.9894 | 1286043.7279 | 2700949.5944 | 1286056.6352 | 2700953.4257 | 1286062.2791
145 | 2700906.603 | 1286088.5836 | 2700905.9801 | 1286091.1325
146 | 2700953.4257 | 1286062.2791 | 2700955.0406 | 1286064.658 | 2700959.8667 | 1286075.2579
147 | 2700902.8613 | 1286102.1781 | 2700904.3944 | 1286097.6204 | 2700905.9801 | 1286091.1325
148 | 2700959.8667 | 1286075.2579 | 2700960.2211 | 1286076.0362
149 | 2700900.1293 | 1286110.3002 | 2700902.8613 | 1286102.1781
150 | 2701004.8218 | 1285818.8214 | 2700977.9191 | 1285809.1639
151 | 2700943.1915 | 1285795.5979 | 2700971.7989 | 1285806.9669 | 2700977.9191 | 1285809.1639
152 | 2700939.2025 | 1286127.3881 | 2700938.7619 | 1286118.9395 | 2700939.7725 | 1286118.6566 | 2700940.6289 | 1286118.6045
153 | 2700939.2025 | 1286127.3881 | 2700951.9716 | 1286124.8829
154 | 2700939.2025 | 1286127.3881 | 2700937.0941 | 1286127.7968 | 2700917.5014 | 1286129.072
155 | 2700956.1808 | 1286123.9688 | 2700955.3625 | 1286124.2176 | 2700951.9716 | 1286124.8829
156 | 2700904.7652 | 1286130.7123 | 2700916.9433 | 1286129.1083 | 2700917.5014 | 1286129.072
157 | 2700904.7652 | 1286130.7123 | 2700896.3494 | 1286133.9378
158 | 2700904.7652 | 1286130.7123 | 2700901.3359 | 1286128.0623 | 2700898.7545 | 1286122.7911 | 2700898.5831 | 1286115.6513
159 | 2700896.3494 | 1286133.9378 | 2700887.7985 | 1286134.0434
160 | 2700896.3494 | 1286133.9378 | 2700897.4701 | 1286142.5537 | 2700897.8634 | 1286144.3967
161 | 2700898.5831 | 1286115.6513 | 2700898.5662 | 1286114.9474 | 2700900.1293 | 1286110.3002
162 | 2700703.326 | 1286042.0298 | 2700709.5507 | 1286030.3197
163 | 2700703.326 | 1286042.0298 | 2700712.9638 | 1286046.3429 | 2700718.4563 | 1286049.9178 | 2700720.2893 | 1286051.5905
164 | 2700703.326 | 1286042.0298 | 2700694.0217 | 1286038.8456 | 2700671.1507 | 1286032.4756
165 | 2700703.326 | 1286042.0298 | 2700692.2159 | 1286061.0774
166 | 2700720.2893 | 1286051.5905 | 2700732.142 | 1286062.4075 | 2700734.3808 | 1286064.3651
167 | 2700692.2159 | 1286061.0774 | 2700683.8048 | 1286075.4977
168 | 2700742.9537 | 1286071.3167 | 2700739.5881 | 1286068.9185 | 2700734.3808 | 1286064.3651
169 | 2700662.94 | 1286109.6899 | 2700668.4635 | 1286101.7993 | 2700683.8048 | 1286075.4977
170 | 2700662.94 | 1286109.6899 | 2700659.0085 | 1286110.9461 | 2700655.1898 | 1286111.3034 | 2700651.7015 | 1286110.7767 | 2700644.0997 | 1286108.9785 | 2700610.3117 | 1286097.1574 | 2700609.8657 | 1286097.008
171 | 2700870.8111 | 1286132.151 | 2700879.0018 | 1286134.152 | 2700887.7985 | 1286134.0434
172 | 2700753.0676 | 1286112.2995 | 2700757.4197 | 1286111.0283 | 2700760.5855 | 1286103.5416
173 | 2700739.5881 | 1286110.2699 | 2700748.2826 | 1286112.1175 | 2700753.0676 | 1286112.2995 | 2700753.0676 | 1286112.2995
174 | 2700850.9182 | 1286056.4737 | 2700850.6172 | 1286055.1443
175 | 2700729.6704 | 1286108.1623 | 2700739.5881 | 1286110.2699

## bus_geodata
| x | y | coords
0 | 2701018.1168 | 1286088.5887
1 | 2701014.9715 | 1286090.301
2 | 2701036.3272 | 1286078.6753
3 | 2700994.8362 | 1286109.8829
4 | 2700989.9911 | 1286118.9285
5 | 2701015.4838 | 1286118.137
6 | 2701000.9519 | 1286126.1563
7 | 2700979.952 | 1286111.3384
8 | 2701025.5352 | 1286140.7577
9 | 2701069.7529 | 1286168.5838
10 | 2701101.8718 | 1286190.7904
11 | 2701114.0262 | 1286204.1
12 | 2701148.2392 | 1286258.6297
13 | 2701154.2803 | 1286270.1622
14 | 2700803.7158 | 1286109.9444
15 | 2700819.114 | 1286124.8518
16 | 2700797.6535 | 1286102.2864
17 | 2700827.8954 | 1286122.3848
18 | 2700814.4191 | 1286091.7804
19 | 2700828.3671 | 1286122.2522
20 | 2700816.6817 | 1286090.3626
21 | 2700777.5809 | 1286075.7967
22 | 2700766.9123 | 1286081.2859
23 | 2700780.2631 | 1286071.2974
24 | 2700843.6667 | 1286073.4528
25 | 2700761.2645 | 1286101.9359
26 | 2700751.7385 | 1286076.4073
27 | 2700788.2542 | 1286056.4583
28 | 2700599.9262 | 1286012.5276
29 | 2700605.5399 | 1286014.1087
30 | 2700545.7056 | 1286007.273
31 | 2700632.2539 | 1286021.6327
32 | 2700520.4839 | 1286057.6438
33 | 2700635.2293 | 1286022.4707
34 | 2700486.4046 | 1286028.5695
35 | 2700490.455 | 1286044.5308
36 | 2700458.4528 | 1286038.218
37 | 2700502.4148 | 1286093.9706
38 | 2700510.8291 | 1286051.6306
39 | 2700633.5407 | 1285998.1908
40 | 2700647.9825 | 1286026.0228
41 | 2700482.5824 | 1286062.8715
42 | 2700505.791 | 1286049.2609
43 | 2700447.5214 | 1286041.3128
44 | 2700659.9077 | 1286029.3442
45 | 2700891.0435 | 1286026.9053
46 | 2700910.1257 | 1286007.5812
47 | 2700862.7656 | 1286004.6787
48 | 2700898.8173 | 1285996.0882
49 | 2700840.923 | 1286008.3415
50 | 2700857.9274 | 1286029.7832
51 | 2700907.409 | 1286002.3201
52 | 2700917.1673 | 1285995.6577
53 | 2700917.7395 | 1286022.5552
54 | 2700902.2278 | 1285994.5897
55 | 2700815.5093 | 1286018.6634
56 | 2700848.2554 | 1286044.7111
57 | 2700919.3778 | 1285986.6651
58 | 2700929.9194 | 1286004.7559
59 | 2700922.519 | 1286031.9549
60 | 2700889.1861 | 1285983.2155
61 | 2700812.5277 | 1285976.3551
62 | 2700804.5421 | 1285967.3595
63 | 2700807.3083 | 1286026.2362
64 | 2700848.9063 | 1286047.5866
65 | 2700925.1164 | 1285967.7771
66 | 2700966.5641 | 1286032.5067
67 | 2700927.1386 | 1286037.3781
68 | 2701191.7311 | 1286438.1441
69 | 2701190.5889 | 1286413.9363
70 | 2701294.9929 | 1286241.5579
71 | 2701285.722 | 1286242.7633
72 | 2701278.3314 | 1286244.2335
73 | 2701276.7857 | 1286244.541
74 | 2701225.7819 | 1286254.6873
75 | 2701267.4793 | 1286268.1371
76 | 2701264.11 | 1286267.0503
77 | 2701218.1792 | 1286256.9075
78 | 2701193.3857 | 1286263.4591
79 | 2701154.8767 | 1286272.03
80 | 2701170.2656 | 1286267.4221
81 | 2701164.6091 | 1286302.5101
82 | 2701176.0575 | 1286340.7471
83 | 2701189.8655 | 1286404.1803
84 | 2701188.2835 | 1286382.8486
85 | 2701184.354 | 1286369.3168
86 | 2701183.3533 | 1286365.8709
87 | 2701178.5039 | 1286349.1714
88 | 2701179.4815 | 1286352.5377
89 | 2701180.5705 | 1286356.288
90 | 2701181.6006 | 1286359.8353
91 | 2700925.7947 | 1285955.7921
92 | 2700926.3097 | 1285946.6945
93 | 2700927.5913 | 1285927.7104
94 | 2700931.7709 | 1285916.9475
95 | 2700922.447 | 1285908.7692
96 | 2700952.7584 | 1285902.2507
97 | 2700412.036 | 1286058.6552
98 | 2700391.0755 | 1286077.3998
99 | 2700424.6544 | 1286046.9555
100 | 2700431.5866 | 1286104.5844
101 | 2700446.9327 | 1286041.4744
102 | 2700460.4344 | 1286122.628
103 | 2700774.6502 | 1286003.5543
104 | 2700763.8663 | 1285992.958
105 | 2700802.6323 | 1286031.5518
106 | 2700756.3653 | 1285986.2977
107 | 2700796.3622 | 1286040.9437
108 | 2700788.5931 | 1286055.7883
109 | 2700878.0632 | 1285979.2409
110 | 2700861.5611 | 1285976.2805
111 | 2700841.5556 | 1285973.3383
112 | 2700828.2883 | 1285958.855
113 | 2700825.8103 | 1285922.4075
114 | 2700820.7904 | 1285934.0348
115 | 2700838.3296 | 1285893.3595
116 | 2700818.767 | 1285938.7214
117 | 2700856.8106 | 1285903.7833
118 | 2700844.1118 | 1285868.6261
119 | 2700811.6032 | 1285953.1438
120 | 2700847.149 | 1285855.6347
121 | 2700888.9246 | 1285908.8433
122 | 2700910.3775 | 1285908.7959
123 | 2700993.5882 | 1285897.958
124 | 2700997.6875 | 1285899.124
125 | 2700968.6188 | 1285890.8551
126 | 2701010.5666 | 1285901.3414
127 | 2700993.3459 | 1285864.5474
128 | 2700962.2498 | 1285895.4599
129 | 2701020.5148 | 1285901.6718
130 | 2700998.8073 | 1285853.6776
131 | 2700954.119 | 1285901.3384
132 | 2701032.8623 | 1285901.4943
133 | 2701000.4362 | 1285847.9816
134 | 2700910.1814 | 1286073.9424
135 | 2700924.0896 | 1286058.4118
136 | 2700908.9592 | 1286078.9432
137 | 2700932.9894 | 1286043.7279
138 | 2700906.603 | 1286088.5836
139 | 2700953.4257 | 1286062.2791
140 | 2700905.9801 | 1286091.1325
141 | 2700959.8667 | 1286075.2579
142 | 2700902.8613 | 1286102.1781
143 | 2700960.2211 | 1286076.0362
144 | 2701004.8218 | 1285818.8214
145 | 2700977.9191 | 1285809.1639
146 | 2700943.1915 | 1285795.5979
147 | 2700922.082 | 1285908.77
148 | 2700940.6289 | 1286118.6045
149 | 2700939.2025 | 1286127.3881
150 | 2700951.9716 | 1286124.8829
151 | 2700917.5014 | 1286129.072
152 | 2700956.1808 | 1286123.9688
153 | 2700904.7652 | 1286130.7123
154 | 2700896.3494 | 1286133.9378
155 | 2700898.5831 | 1286115.6513
156 | 2700709.5507 | 1286030.3197
157 | 2700703.326 | 1286042.0298
158 | 2700720.2893 | 1286051.5905
159 | 2700671.1507 | 1286032.4756
160 | 2700692.2159 | 1286061.0774
161 | 2700734.3808 | 1286064.3651
162 | 2700683.8048 | 1286075.4977
163 | 2700742.9537 | 1286071.3167
164 | 2700662.94 | 1286109.6899
165 | 2700609.8657 | 1286097.008
166 | 2700900.1293 | 1286110.3002
167 | 2700887.7985 | 1286134.0434
168 | 2700897.8634 | 1286144.3967
169 | 2700870.8111 | 1286132.151
170 | 2700760.5855 | 1286103.5416
171 | 2700753.0676 | 1286112.2995
172 | 2700850.9182 | 1286056.4737
173 | 2700850.6172 | 1286055.1443
174 | 2700739.5881 | 1286110.2699
175 | 2700729.6704 | 1286108.1623
176 | 2700972.3348 | 1286036.9403
177 | 2700862.7656 | 1286004.6787

## line_std_types
| c_nf_per_km | r_ohm_per_km | x_ohm_per_km | max_i_ka | type | q_mm2 | alpha | voltage_rating
NAYY 4x50 SE | 210 | 0.642 | 0.083 | 0.142 | cs | 50 | 0.00403 | LV
NAYY 4x120 SE | 264 | 0.225 | 0.08 | 0.242 | cs | 120 | 0.00403 | LV
NAYY 4x150 SE | 261 | 0.208 | 0.08 | 0.27 | cs | 150 | 0.00403 | LV
NA2XS2Y 1x95 RM/25 12/20 kV | 216 | 0.313 | 0.132 | 0.252 | cs | 95 | 0.00403 | MV
NA2XS2Y 1x185 RM/25 12/20 kV | 273 | 0.161 | 0.117 | 0.362 | cs | 185 | 0.00403 | MV
NA2XS2Y 1x240 RM/25 12/20 kV | 304 | 0.122 | 0.112 | 0.421 | cs | 240 | 0.00403 | MV
NA2XS2Y 1x95 RM/25 6/10 kV | 315 | 0.313 | 0.123 | 0.249 | cs | 95 | 0.00403 | MV
NA2XS2Y 1x185 RM/25 6/10 kV | 406 | 0.161 | 0.11 | 0.358 | cs | 185 | 0.00403 | MV
NA2XS2Y 1x240 RM/25 6/10 kV | 456 | 0.122 | 0.105 | 0.416 | cs | 240 | 0.00403 | MV
NA2XS2Y 1x150 RM/25 12/20 kV | 250 | 0.206 | 0.116 | 0.319 | cs | 150 | 0.00403 | MV
NA2XS2Y 1x120 RM/25 12/20 kV | 230 | 0.253 | 0.119 | 0.283 | cs | 120 | 0.00403 | MV
NA2XS2Y 1x70 RM/25 12/20 kV | 190 | 0.443 | 0.132 | 0.22 | cs | 70 | 0.00403 | MV
NA2XS2Y 1x150 RM/25 6/10 kV | 360 | 0.206 | 0.11 | 0.315 | cs | 150 | 0.00403 | MV
NA2XS2Y 1x120 RM/25 6/10 kV | 340 | 0.253 | 0.113 | 0.28 | cs | 120 | 0.00403 | MV
NA2XS2Y 1x70 RM/25 6/10 kV | 280 | 0.443 | 0.123 | 0.217 | cs | 70 | 0.00403 | MV
N2XS(FL)2Y 1x120 RM/35 64/110 kV | 112 | 0.153 | 0.166 | 0.366 | cs | 120 | 0.00393 | HV
N2XS(FL)2Y 1x185 RM/35 64/110 kV | 125 | 0.099 | 0.156 | 0.457 | cs | 185 | 0.00393 | HV
N2XS(FL)2Y 1x240 RM/35 64/110 kV | 135 | 0.075 | 0.149 | 0.526 | cs | 240 | 0.00393 | HV
N2XS(FL)2Y 1x300 RM/35 64/110 kV | 144 | 0.06 | 0.144 | 0.588 | cs | 300 | 0.00393 | HV
15-AL1/3-ST1A 0.4 | 11 | 1.8769 | 0.35 | 0.105 | ol | 16 | 0.00403 | LV
24-AL1/4-ST1A 0.4 | 11.25 | 1.2012 | 0.335 | 0.14 | ol | 24 | 0.00403 | LV
48-AL1/8-ST1A 0.4 | 12.2 | 0.5939 | 0.3 | 0.21 | ol | 48 | 0.00403 | LV
94-AL1/15-ST1A 0.4 | 13.2 | 0.306 | 0.29 | 0.35 | ol | 94 | 0.00403 | LV
34-AL1/6-ST1A 10.0 | 9.7 | 0.8342 | 0.36 | 0.17 | ol | 34 | 0.00403 | MV
48-AL1/8-ST1A 10.0 | 10.1 | 0.5939 | 0.35 | 0.21 | ol | 48 | 0.00403 | MV
70-AL1/11-ST1A 10.0 | 10.4 | 0.4132 | 0.339 | 0.29 | ol | 70 | 0.00403 | MV
94-AL1/15-ST1A 10.0 | 10.75 | 0.306 | 0.33 | 0.35 | ol | 94 | 0.00403 | MV
122-AL1/20-ST1A 10.0 | 11.1 | 0.2376 | 0.323 | 0.41 | ol | 122 | 0.00403 | MV
149-AL1/24-ST1A 10.0 | 11.25 | 0.194 | 0.315 | 0.47 | ol | 149 | 0.00403 | MV
34-AL1/6-ST1A 20.0 | 9.15 | 0.8342 | 0.382 | 0.17 | ol | 34 | 0.00403 | MV
48-AL1/8-ST1A 20.0 | 9.5 | 0.5939 | 0.372 | 0.21 | ol | 48 | 0.00403 | MV
70-AL1/11-ST1A 20.0 | 9.7 | 0.4132 | 0.36 | 0.29 | ol | 70 | 0.00403 | MV
94-AL1/15-ST1A 20.0 | 10 | 0.306 | 0.35 | 0.35 | ol | 94 | 0.00403 | MV
122-AL1/20-ST1A 20.0 | 10.3 | 0.2376 | 0.344 | 0.41 | ol | 122 | 0.00403 | MV
149-AL1/24-ST1A 20.0 | 10.5 | 0.194 | 0.337 | 0.47 | ol | 149 | 0.00403 | MV
184-AL1/30-ST1A 20.0 | 10.75 | 0.1571 | 0.33 | 0.535 | ol | 184 | 0.00403 | MV
243-AL1/39-ST1A 20.0 | 11 | 0.1188 | 0.32 | 0.645 | ol | 243 | 0.00403 | MV
48-AL1/8-ST1A 110.0 | 8 | 0.5939 | 0.46 | 0.21 | ol | 48 | 0.00403 | HV
70-AL1/11-ST1A 110.0 | 8.4 | 0.4132 | 0.45 | 0.29 | ol | 70 | 0.00403 | HV
94-AL1/15-ST1A 110.0 | 8.65 | 0.306 | 0.44 | 0.35 | ol | 94 | 0.00403 | HV
122-AL1/20-ST1A 110.0 | 8.5 | 0.2376 | 0.43 | 0.41 | ol | 122 | 0.00403 | HV
149-AL1/24-ST1A 110.0 | 8.75 | 0.194 | 0.41 | 0.47 | ol | 149 | 0.00403 | HV
184-AL1/30-ST1A 110.0 | 8.8 | 0.1571 | 0.4 | 0.535 | ol | 184 | 0.00403 | HV
243-AL1/39-ST1A 110.0 | 9 | 0.1188 | 0.39 | 0.645 | ol | 243 | 0.00403 | HV
305-AL1/39-ST1A 110.0 | 9.2 | 0.0949 | 0.38 | 0.74 | ol | 305 | 0.00403 | HV
490-AL1/64-ST1A 110.0 | 9.75 | 0.059 | 0.37 | 0.96 | ol | 490 | 0.00403 | HV
679-AL1/86-ST1A 110.0 | 9.95 | 0.042 | 0.36 | 1.15 | ol | 679 | 0.00403 | HV
490-AL1/64-ST1A 220.0 | 10 | 0.059 | 0.285 | 0.96 | ol | 490 | 0.00403 | HV
679-AL1/86-ST1A 220.0 | 11.7 | 0.042 | 0.275 | 1.15 | ol | 679 | 0.00403 | HV
490-AL1/64-ST1A 380.0 | 11 | 0.059 | 0.253 | 0.96 | ol | 490 | 0.00403 | HV
679-AL1/86-ST1A 380.0 | 14.6 | 0.042 | 0.25 | 1.15 | ol | 679 | 0.00403 | HV

## trafo_std_types
| i0_percent | pfe_kw | vkr_percent | sn_mva | vn_lv_kv | vn_hv_kv | vk_percent | shift_degree | vector_group | tap_side | tap_neutral | tap_min | tap_max | tap_step_degree | tap_step_percent | tap_phase_shifter
160 MVA 380/110 kV | 0.06 | 60 | 0.25 | 160 | 110 | 380 | 12.2 | 0 | Yy0 | hv | 0 | -9 | 9 | 0 | 1.5 | FALSE
100 MVA 220/110 kV | 0.06 | 55 | 0.26 | 100 | 110 | 220 | 12 | 0 | Yy0 | hv | 0 | -9 | 9 | 0 | 1.5 | FALSE
63 MVA 110/20 kV | 0.04 | 22 | 0.32 | 63 | 20 | 110 | 18 | 150 | YNd5 | hv | 0 | -9 | 9 | 0 | 1.5 | FALSE
40 MVA 110/20 kV | 0.05 | 18 | 0.34 | 40 | 20 | 110 | 16.2 | 150 | YNd5 | hv | 0 | -9 | 9 | 0 | 1.5 | FALSE
25 MVA 110/20 kV | 0.07 | 14 | 0.41 | 25 | 20 | 110 | 12 | 150 | YNd5 | hv | 0 | -9 | 9 | 0 | 1.5 | FALSE
63 MVA 110/10 kV | 0.04 | 22 | 0.32 | 63 | 10 | 110 | 18 | 150 | YNd5 | hv | 0 | -9 | 9 | 0 | 1.5 | FALSE
40 MVA 110/10 kV | 0.05 | 18 | 0.34 | 40 | 10 | 110 | 16.2 | 150 | YNd5 | hv | 0 | -9 | 9 | 0 | 1.5 | FALSE
25 MVA 110/10 kV | 0.07 | 14 | 0.41 | 25 | 10 | 110 | 12 | 150 | YNd5 | hv | 0 | -9 | 9 | 0 | 1.5 | FALSE
0.25 MVA 20/0.4 kV | 0.32 | 0.8 | 1.44 | 0.25 | 0.4 | 20 | 6 | 150 | Yzn5 | hv | 0 | -2 | 2 | 0 | 2.5 | FALSE
0.4 MVA 20/0.4 kV | 0.3375 | 1.35 | 1.425 | 0.4 | 0.4 | 20 | 6 | 150 | Dyn5 | hv | 0 | -2 | 2 | 0 | 2.5 | FALSE
0.63 MVA 20/0.4 kV | 0.2619 | 1.65 | 1.206 | 0.63 | 0.4 | 20 | 6 | 150 | Dyn5 | hv | 0 | -2 | 2 | 0 | 2.5 | FALSE
0.25 MVA 10/0.4 kV | 0.24 | 0.6 | 1.2 | 0.25 | 0.4 | 10 | 4 | 150 | Dyn5 | hv | 0 | -2 | 2 | 0 | 2.5 | FALSE
0.4 MVA 10/0.4 kV | 0.2375 | 0.95 | 1.325 | 0.4 | 0.4 | 10 | 4 | 150 | Dyn5 | hv | 0 | -2 | 2 | 0 | 2.5 | FALSE
0.63 MVA 10/0.4 kV | 0.1873 | 1.18 | 1.0794 | 0.63 | 0.4 | 10 | 4 | 150 | Dyn5 | hv | 0 | -2 | 2 | 0 | 2.5 | FALSE

## trafo3w_std_types
| sn_hv_mva | sn_mv_mva | sn_lv_mva | vn_hv_kv | vn_mv_kv | vn_lv_kv | vk_hv_percent | vk_mv_percent | vk_lv_percent | vkr_hv_percent | vkr_mv_percent | vkr_lv_percent | pfe_kw | i0_percent | shift_mv_degree | shift_lv_degree | vector_group | tap_side | tap_neutral | tap_min | tap_max | tap_step_percent
63/25/38 MVA 110/20/10 kV | 63 | 25 | 38 | 110 | 20 | 10 | 10.4 | 10.4 | 10.4 | 0.28 | 0.32 | 0.35 | 35 | 0.89 | 0 | 0 | YN0yn0yn0 | hv | 0 | -10 | 10 | 1.2
63/25/38 MVA 110/10/10 kV | 63 | 25 | 38 | 110 | 10 | 10 | 10.4 | 10.4 | 10.4 | 0.28 | 0.32 | 0.35 | 35 | 0.89 | 0 | 0 | YN0yn0yn0 | hv | 0 | -10 | 10 | 1.2

## fuse_std_types
| fuse_type | i_rated_a | t_avg | t_min | t_total | x_avg | x_min | x_total
HV 100A | HV 100A | 100 | 0 | [10.0, 3.64, 0.854, 0.281, 0.1, 0.0531, 0.022, 0.01] | [10.0, 4.267, 1.21, 0.403, 0.1, 0.058, 0.022, 0.01] | 0 | [300.0, 350.0, 450.0, 550.0, 700.0, 850.0, 1200.0, 1752.0] | [600.0, 700.0, 900.0, 1150.0, 1665.0, 2000.0, 3000.0, 4313.0]
HV 10A | HV 10A | 10 | 0 | [10.0, 1675.0, 0.344, 0.156, 0.1, 0.0417, 0.0171, 0.01] | [10.0, 1.3, 0.3, 0.155, 0.1, 0.0555, 0.023, 0.01] | 0 | [30.0, 32.0, 35.0, 37.0, 39.0, 50.0, 70.0, 88.0] | [60.0, 70.0, 80.0, 87.0, 94.0, 110.0, 150.0, 216.0]
HV 125A | HV 125A | 125 | 0 | [10.0, 1.82, 0.344, 0.1, 0.0467, 0.0269, 0.01] | [10.0, 2.478, 0.426, 0.1, 0.0427, 0.0211, 0.01] | 0 | [375.0, 500.0, 700.0, 925.0, 1200.0, 1500.0, 2341.0] | [750.0, 1000.0, 1500.0, 2200.0, 3000.0, 4000.0, 5765.0]
HV 160A | HV 160A | 160 | 0 | [10.0, 4.15, 1.03, 0.198, 0.1, 0.051, 0.0172, 0.01] | [10.0, 2.3, 0.734, 0.274, 0.1, 0.046, 0.0177, 0.01] | 0 | [480.0, 550.0, 700.0, 1000.0, 1260.0, 1600.0, 2500.0, 3227.0] | [960.0, 1300.0, 1700.0, 2200.0, 2996.0, 4000.0, 6000.0, 7946.0]
HV 16A | HV 16A | 16 | 0 | [10.0, 0.352, 0.164, 0.1, 0.0649, 0.0342, 0.01] | [10.0, 2.34, 0.722, 0.181, 0.1, 0.055, 0.0296, 0.01] | 0 | [48.0, 60.0, 65.0, 71.0, 80.0, 100.0, 162.0] | [96.0, 110.0, 125.0, 150.0, 168.0, 200.0, 250.0, 398.0]
HV 200A | HV 200A | 200 | 0 | [10.0, 4.267, 1.21, 0.403, 0.1, 0.058, 0.022, 0.01] | [10.0, 3.73, 1.654, 0.328, 0.1, 0.0531, 0.019, 0.01] | 0 | [600.0, 700.0, 900.0, 1150.0, 1665.0, 2000.0, 3000.0, 4313.0] | [1200.0, 1500.0, 1800.0, 2700.0, 3960.0, 5000.0, 7500.0, 10620.0]
HV 20A | HV 20A | 20 | 0 | [10.0, 1.3, 0.3, 0.155, 0.1, 0.0555, 0.023, 0.01] | [10.0, 1.3, 0.161, 0.1, 0.0611, 0.0399, 0.0141, 0.01] | 0 | [60.0, 70.0, 80.0, 87.0, 94.0, 110.0, 150.0, 216.0] | [120.0, 150.0, 200.0, 223.0, 260.0, 300.0, 450.0, 532.0]
HV 25A | HV 25A | 25 | 0 | [10.0, 2.512, 0.833, 0.299, 0.1, 0.0372, 0.0223, 0.01] | [10.0, 3.125, 0.597, 0.198, 0.1, 0.0378, 0.022, 0.01] | 0 | [75.0, 82.0, 90.0, 100.0, 124.0, 170.0, 200.0, 289.0] | [150.0, 170.0, 210.0, 250.0, 294.0, 400.0, 500.0, 711.0]
HV 31.5A | HV 31.5A | 31.5 | 0 | [10.0, 2.34, 0.722, 0.181, 0.1, 0.055, 0.0296, 0.01] | [10.0, 2.84, 0.368, 0.164, 0.1, 0.0621, 0.0378, 0.0195, 0.01] | 0 | [95.0, 110.0, 125.0, 150.0, 165.0, 200.0, 250.0, 390.0] | [189.0, 220.0, 300.0, 350.0, 393.0, 450.0, 530.0, 700.0, 960.0]
HV 40A | HV 40A | 40 | 0 | [10.0, 1.3, 0.161, 0.1, 0.0611, 0.0399, 0.0141, 0.01] | [10.0, 2.05, 0.369, 0.198, 0.1, 0.051, 0.0298, 0.01] | 0 | [120.0, 150.0, 200.0, 223.0, 260.0, 300.0, 450.0, 532.0] | [240.0, 300.0, 400.0, 450.0, 530.0, 650.0, 800.0, 1311.0]
HV 50A | HV 50A | 50 | 0 | [10.0, 3.215, 0.597, 0.198, 0.1, 0.0378, 0.022, 0.01] | [10.0, 3.64, 0.854, 0.281, 0.1, 0.0531, 0.022, 0.01] | 0 | [150.0, 170.0, 210.0, 250.0, 294.0, 400.0, 500.0, 711.0] | [300.0, 350.0, 450.0, 550.0, 700.0, 850.0, 1200.0, 1752.0]
HV 6.3A | HV 6.3A | 6.3 | 0 | [10.0, 1.39, 0.344, 0.168, 0.1, 0.056, 0.0263, 0.01] | [10.0, 1.711, 0.516, 0.198, 0.1, 0.0634, 0.0303, 0.01] | 0 | [19.0, 19.5, 20.4, 20.8, 22.0, 25.0, 32.0, 48.0] | [38.0, 40.0, 43.0, 48.0, 53.0, 60.0, 75.0, 118.0]
HV 63A | HV 63A | 63 | 0 | [10.0, 2.84, 0.368, 0.164, 0.1, 0.0621, 0.0378, 0.0195, 0.01] | [10.0, 1.82, 0.344, 0.1, 0.0467, 0.0269, 0.01] | 0 | [189.0, 220.0, 300.0, 350.0, 393.0, 450.0, 530.0, 700.0, 961.0] | [378.0, 500.0, 700.0, 934.0, 1200.0, 1500.0, 2366.0]
HV 80A | HV 80A | 80 | 0 | [10.0, 2.05, 0.369, 0.198, 0.1, 0.051, 0.0298, 0.01] | [10.0, 4.15, 1.03, 0.198, 0.1, 0.051, 0.0172, 0.01] | 0 | [240.0, 300.0, 400.0, 450.0, 530.0, 650.0, 800.0, 1311.0] | [480.0, 550.0, 700.0, 1000.0, 1260.0, 1600.0, 2500.0, 3227.0]
Siemens NH-1-100 | Siemens NH-1-100 | 100 | [5400.0, 2000.0, 400.0, 20.0, 1.0, 0.2, 0.012, 0.004] | 0 | 0 | [150.0, 190.0, 250.0, 430.0, 900.0, 1250.0, 2700.0, 3600.0] | 0 | 0
Siemens NH-1-125 | Siemens NH-1-125 | 125 | [4800.0, 120.0, 7.0, 0.1, 0.004] | 0 | 0 | [180.0, 400.0, 740.0, 2000.0, 4250.0] | 0 | 0
Siemens NH-1-16 | Siemens NH-1-16 | 16 | [4000.0, 400.0, 2.0, 0.1, 0.04, 0.01] | 0 | 0 | [26.0, 35.0, 75.0, 150.0, 200.0, 300.0] | 0 | 0
Siemens NH-1-160 | Siemens NH-1-160 | 160 | [4800.0, 120.0, 7.0, 0.1, 0.004] | 0 | 0 | [210.0, 500.0, 900.0, 2300.0, 5000.0] | 0 | 0
Siemens NH-1-25 | Siemens NH-1-25 | 25 | [4000.0, 1000.0, 10.0, 0.2, 0.02, 0.01] | 0 | 0 | [40.0, 50.0, 100.0, 210.0, 400.0, 500.0] | 0 | 0
Siemens NH-1-50 | Siemens NH-1-50 | 50 | [4000.0, 40.0, 4.0, 1.0, 0.02, 0.01] | 0 | 0 | [86.0, 200.0, 300.0, 400.0, 1000.0, 1280.0] | 0 | 0
Siemens NH-1-63 | Siemens NH-1-63 | 63 | [4000.0, 100.0, 10.0, 2.0, 0.04, 0.01] | 0 | 0 | [100.0, 200.0, 300.0, 400.0, 1000.0, 1500.0] | 0 | 0
Siemens NH-1-80 | Siemens NH-1-80 | 80 | [4800.0, 120.0, 7.0, 0.1, 0.01] | 0 | 0 | [150.58, 250.0, 450.0, 1150.0, 2470.0] | 0 | 0
Siemens NH-2-1000 | Siemens NH-2-1000 | 1000 | [4800.0, 120.0, 7.0, 0.1, 0.004] | 0 | 0 | [1900.0, 3500.0, 8400.0, 24000.0, 52000.0] | 0 | 0
Siemens NH-2-200 | Siemens NH-2-200 | 200 | [4800.0, 120.0, 7.0, 0.1, 0.004] | 0 | 0 | [280.0, 650.0, 1200.0, 3000.0, 7000.0] | 0 | 0
Siemens NH-2-224 | Siemens NH-2-224 | 224 | [4800.0, 120.0, 7.0, 0.2, 0.04, 0.004] | 0 | 0 | [400.0, 750.0, 1453.0, 3025.0, 4315.0, 7600.0] | 0 | 0
Siemens NH-2-250 | Siemens NH-2-250 | 250 | [4800.0, 120.0, 7.0, 0.1, 0.004] | 0 | 0 | [450.0, 800.0, 1650.0, 4000.0, 8500.0] | 0 | 0
Siemens NH-2-315 | Siemens NH-2-315 | 315 | [4800.0, 120.0, 7.0, 0.1, 0.004] | 0 | 0 | [550.0, 920.0, 1900.0, 5000.0, 11000.0] | 0 | 0
Siemens NH-2-355 | Siemens NH-2-355 | 355 | [4800.0, 120.0, 6.0, 0.1, 0.004] | 0 | 0 | [650.0, 1116.27, 2350.0, 5840.0, 12790.0] | 0 | 0
Siemens NH-2-400 | Siemens NH-2-400 | 400 | [4800.0, 120.0, 7.0, 0.1, 0.004] | 0 | 0 | [720.0, 1350.0, 2800.0, 6500.0, 15000.0] | 0 | 0
Siemens NH-2-425 | Siemens NH-2-425 | 425 | [4800.0, 120.0, 7.0, 0.1, 0.004] | 0 | 0 | [850.0, 1500.0, 3050.0, 7500.0, 16500.0] | 0 | 0
Siemens NH-2-630 | Siemens NH-2-630 | 630 | [4800.0, 120.0, 7.0, 0.1, 0.004] | 0 | 0 | [1200.0, 2000.0, 4800.0, 12000.0, 26000.0] | 0 | 0

## dtypes
| element | column | dtype
0 | bus | name | object
1 | bus | vn_kv | float64
2 | bus | type | object
3 | bus | zone | object
4 | bus | in_service | bool
5 | load | name | object
6 | load | bus | uint32
7 | load | p_mw | float64
8 | load | q_mvar | float64
9 | load | const_z_percent | float64
10 | load | const_i_percent | float64
11 | load | sn_mva | float64
12 | load | scaling | float64
13 | load | in_service | bool
14 | load | type | object
15 | ext_grid | name | object
16 | ext_grid | bus | uint32
17 | ext_grid | vm_pu | float64
18 | ext_grid | va_degree | float64
19 | ext_grid | slack_weight | float64
20 | ext_grid | in_service | bool
21 | line | name | object
22 | line | std_type | object
23 | line | from_bus | uint32
24 | line | to_bus | uint32
25 | line | length_km | float64
26 | line | r_ohm_per_km | float64
27 | line | x_ohm_per_km | float64
28 | line | c_nf_per_km | float64
29 | line | g_us_per_km | float64
30 | line | max_i_ka | float64
31 | line | df | float64
32 | line | parallel | uint32
33 | line | type | object
34 | line | in_service | bool
35 | trafo | name | object
36 | trafo | std_type | object
37 | trafo | hv_bus | uint32
38 | trafo | lv_bus | uint32
39 | trafo | sn_mva | float64
40 | trafo | vn_hv_kv | float64
41 | trafo | vn_lv_kv | float64
42 | trafo | vk_percent | float64
43 | trafo | vkr_percent | float64
44 | trafo | pfe_kw | float64
45 | trafo | i0_percent | float64
46 | trafo | shift_degree | float64
47 | trafo | tap_side | object
48 | trafo | tap_neutral | int32
49 | trafo | tap_min | int32
50 | trafo | tap_max | int32
51 | trafo | tap_step_percent | float64
52 | trafo | tap_step_degree | float64
53 | trafo | tap_pos | int32
54 | trafo | tap_phase_shifter | bool
55 | trafo | parallel | uint32
56 | trafo | df | float64
57 | trafo | in_service | bool
58 | line_geodata | coords | object
59 | bus_geodata | x | float64
60 | bus_geodata | y | float64
61 | bus_geodata | coords | object

## parameters
| version | format_version | converged | OPF_converged | name | f_hz | sn_mva
0 | 2.14.6 | 2.14.0 | FALSE | FALSE |  | 50 | 1