## bus
| name | vn_kv | type | zone | in_service
0 | bus_LV_2962-2_0_4_node_0 | 0.4 | n |  | TRUE
1 | bus_LV_2962-2_0_4_node_1 | 0.4 | n |  | TRUE
2 | bus_LV_2962-2_0_4_node_2 | 0.4 | n |  | TRUE
3 | bus_LV_2962-2_0_4_node_3 | 0.4 | n |  | TRUE
4 | bus_LV_2962-2_0_4_node_4 | 0.4 | n |  | TRUE
5 | bus_LV_2962-2_0_4_node_5 | 0.4 | n |  | TRUE
6 | bus_LV_2962-2_0_4_node_11 | 0.4 | n |  | TRUE
7 | bus_LV_2962-2_0_4_node_34 | 0.4 | n |  | TRUE
8 | bus_LV_2962-2_0_4_node_72 | 0.4 | n |  | TRUE
9 | bus_LV_2962-2_0_4_node_8 | 0.4 | n |  | TRUE
10 | bus_LV_2962-2_0_4_node_12 | 0.4 | n |  | TRUE
11 | bus_LV_2962-2_0_4_node_33 | 0.4 | n |  | TRUE
12 | bus_LV_2962-2_0_4_node_73 | 0.4 | n |  | TRUE
13 | bus_LV_2962-2_0_4_node_10 | 0.4 | n |  | TRUE
14 | bus_LV_2962-2_0_4_node_6 | 0.4 | n |  | TRUE
15 | bus_LV_2962-2_0_4_node_7 | 0.4 | n |  | TRUE
16 | bus_LV_2962-2_0_4_node_9 | 0.4 | n |  | TRUE
17 | bus_LV_2962-2_0_4_node_14 | 0.4 | n |  | TRUE
18 | bus_LV_2962-2_0_4_node_43 | 0.4 | n |  | TRUE
19 | bus_LV_2962-2_0_4_node_15 | 0.4 | n |  | TRUE
20 | bus_LV_2962-2_0_4_node_44 | 0.4 | n |  | TRUE
21 | bus_LV_2962-2_0_4_node_13 | 0.4 | n |  | TRUE
22 | bus_LV_2962-2_0_4_node_16 | 0.4 | n |  | TRUE
23 | bus_LV_2962-2_0_4_node_17 | 0.4 | n |  | TRUE
24 | bus_LV_2962-2_0_4_node_42 | 0.4 | n |  | TRUE
25 | bus_LV_2962-2_0_4_node_48 | 0.4 | n |  | TRUE
26 | bus_LV_2962-2_0_4_node_18 | 0.4 | n |  | TRUE
27 | bus_LV_2962-2_0_4_node_19 | 0.4 | n |  | TRUE
28 | bus_LV_2962-2_0_4_node_22 | 0.4 | n |  | TRUE
29 | bus_LV_2962-2_0_4_node_20 | 0.4 | n |  | TRUE
30 | bus_LV_2962-2_0_4_node_21 | 0.4 | n |  | TRUE
31 | bus_LV_2962-2_0_4_node_23 | 0.4 | n |  | TRUE
32 | bus_LV_2962-2_0_4_node_24 | 0.4 | n |  | TRUE
33 | bus_LV_2962-2_0_4_node_25 | 0.4 | n |  | TRUE
34 | bus_LV_2962-2_0_4_node_82 | 0.4 | n |  | TRUE
35 | bus_LV_2962-2_0_4_node_102 | 0.4 | n |  | TRUE
36 | bus_LV_2962-2_0_4_node_80 | 0.4 | n |  | TRUE
37 | bus_LV_2962-2_0_4_node_95 | 0.4 | n |  | TRUE
38 | bus_LV_2962-2_0_4_node_26 | 0.4 | n |  | TRUE
39 | bus_LV_2962-2_0_4_node_27 | 0.4 | n |  | TRUE
40 | bus_LV_2962-2_0_4_node_28 | 0.4 | n |  | TRUE
41 | bus_LV_2962-2_0_4_node_29 | 0.4 | n |  | TRUE
42 | bus_LV_2962-2_0_4_node_30 | 0.4 | n |  | TRUE
43 | bus_LV_2962-2_0_4_node_31 | 0.4 | n |  | TRUE
44 | bus_LV_2962-2_0_4_node_32 | 0.4 | n |  | TRUE
45 | bus_LV_2962-2_0_4_node_35 | 0.4 | n |  | TRUE
46 | bus_LV_2962-2_0_4_node_36 | 0.4 | n |  | TRUE
47 | bus_LV_2962-2_0_4_node_37 | 0.4 | n |  | TRUE
48 | bus_LV_2962-2_0_4_node_41 | 0.4 | n |  | TRUE
49 | bus_LV_2962-2_0_4_node_39 | 0.4 | n |  | TRUE
50 | bus_LV_2962-2_0_4_node_38 | 0.4 | n |  | TRUE
51 | bus_LV_2962-2_0_4_node_40 | 0.4 | n |  | TRUE
52 | bus_LV_2962-2_0_4_node_79 | 0.4 | n |  | TRUE
53 | bus_LV_2962-2_0_4_node_81 | 0.4 | n |  | TRUE
54 | bus_LV_2962-2_0_4_node_45 | 0.4 | n |  | TRUE
55 | bus_LV_2962-2_0_4_node_46 | 0.4 | n |  | TRUE
56 | bus_LV_2962-2_0_4_node_47 | 0.4 | n |  | TRUE
57 | bus_LV_2962-2_0_4_node_69 | 0.4 | n |  | TRUE
58 | bus_LV_2962-2_0_4_node_50 | 0.4 | n |  | TRUE
59 | bus_LV_2962-2_0_4_node_71 | 0.4 | n |  | TRUE
60 | bus_LV_2962-2_0_4_node_49 | 0.4 | n |  | TRUE
61 | bus_LV_2962-2_0_4_node_51 | 0.4 | n |  | TRUE
62 | bus_LV_2962-2_0_4_node_52 | 0.4 | n |  | TRUE
63 | bus_LV_2962-2_0_4_node_53 | 0.4 | n |  | TRUE
64 | bus_LV_2962-2_0_4_node_54 | 0.4 | n |  | TRUE
65 | bus_LV_2962-2_0_4_node_55 | 0.4 | n |  | TRUE
66 | bus_LV_2962-2_0_4_node_56 | 0.4 | n |  | TRUE
67 | bus_LV_2962-2_0_4_node_57 | 0.4 | n |  | TRUE
68 | bus_LV_2962-2_0_4_node_67 | 0.4 | n |  | TRUE
69 | bus_LV_2962-2_0_4_node_68 | 0.4 | n |  | TRUE
70 | bus_LV_2962-2_0_4_node_63 | 0.4 | n |  | TRUE
71 | bus_LV_2962-2_0_4_node_58 | 0.4 | n |  | TRUE
72 | bus_LV_2962-2_0_4_node_70 | 0.4 | n |  | TRUE
73 | bus_LV_2962-2_0_4_node_128 | 0.4 | n |  | TRUE
74 | bus_LV_2962-2_0_4_node_61 | 0.4 | n |  | TRUE
75 | bus_LV_2962-2_0_4_node_59 | 0.4 | n |  | TRUE
76 | bus_LV_2962-2_0_4_node_60 | 0.4 | n |  | TRUE
77 | bus_LV_2962-2_0_4_node_62 | 0.4 | n |  | TRUE
78 | bus_LV_2962-2_0_4_node_64 | 0.4 | n |  | TRUE
79 | bus_LV_2962-2_0_4_node_66 | 0.4 | n |  | TRUE
80 | bus_LV_2962-2_0_4_node_103 | 0.4 | n |  | TRUE
81 | bus_LV_2962-2_0_4_node_65 | 0.4 | n |  | TRUE
82 | bus_LV_2962-2_0_4_node_105 | 0.4 | n |  | TRUE
83 | bus_LV_2962-2_0_4_node_191 | 0.4 | n |  | TRUE
84 | bus_LV_2962-2_0_4_node_112 | 0.4 | n |  | TRUE
85 | bus_LV_2962-2_0_4_node_113 | 0.4 | n |  | TRUE
86 | bus_LV_2962-2_0_4_node_104 | 0.4 | n |  | TRUE
87 | bus_LV_2962-2_0_4_node_111 | 0.4 | n |  | TRUE
88 | bus_LV_2962-2_0_4_node_129 | 0.4 | n |  | TRUE
89 | bus_LV_2962-2_0_4_node_74 | 0.4 | n |  | TRUE
90 | bus_LV_2962-2_0_4_node_78 | 0.4 | n |  | TRUE
91 | bus_LV_2962-2_0_4_node_75 | 0.4 | n |  | TRUE
92 | bus_LV_2962-2_0_4_node_131 | 0.4 | n |  | TRUE
93 | bus_LV_2962-2_0_4_node_76 | 0.4 | n |  | TRUE
94 | bus_LV_2962-2_0_4_node_77 | 0.4 | n |  | TRUE
95 | bus_LV_2962-2_0_4_node_132 | 0.4 | n |  | TRUE
96 | bus_LV_2962-2_0_4_node_99 | 0.4 | n |  | TRUE
97 | bus_LV_2962-2_0_4_node_97 | 0.4 | n |  | TRUE
98 | bus_LV_2962-2_0_4_node_83 | 0.4 | n |  | TRUE
99 | bus_LV_2962-2_0_4_node_84 | 0.4 | n |  | TRUE
100 | bus_LV_2962-2_0_4_node_85 | 0.4 | n |  | TRUE
101 | bus_LV_2962-2_0_4_node_86 | 0.4 | n |  | TRUE
102 | bus_LV_2962-2_0_4_node_87 | 0.4 | n |  | TRUE
103 | bus_LV_2962-2_0_4_node_88 | 0.4 | n |  | TRUE
104 | bus_LV_2962-2_0_4_node_89 | 0.4 | n |  | TRUE
105 | bus_LV_2962-2_0_4_node_90 | 0.4 | n |  | TRUE
106 | bus_LV_2962-2_0_4_node_91 | 0.4 | n |  | TRUE
107 | bus_LV_2962-2_0_4_node_92 | 0.4 | n |  | TRUE
108 | bus_LV_2962-2_0_4_node_93 | 0.4 | n |  | TRUE
109 | bus_LV_2962-2_0_4_node_94 | 0.4 | n |  | TRUE
110 | bus_LV_2962-2_0_4_node_96 | 0.4 | n |  | TRUE
111 | bus_LV_2962-2_0_4_node_98 | 0.4 | n |  | TRUE
112 | bus_LV_2962-2_0_4_node_100 | 0.4 | n |  | TRUE
113 | bus_LV_2962-2_0_4_node_101 | 0.4 | n |  | TRUE
114 | bus_LV_2962-2_0_4_node_166 | 0.4 | n |  | TRUE
115 | bus_LV_2962-2_0_4_node_167 | 0.4 | n |  | TRUE
116 | bus_LV_2962-2_0_4_node_106 | 0.4 | n |  | TRUE
117 | bus_LV_2962-2_0_4_node_114 | 0.4 | n |  | TRUE
118 | bus_LV_2962-2_0_4_node_130 | 0.4 | n |  | TRUE
119 | bus_LV_2962-2_0_4_node_134 | 0.4 | n |  | TRUE
120 | bus_LV_2962-2_0_4_node_117 | 0.4 | n |  | TRUE
121 | bus_LV_2962-2_0_4_node_137 | 0.4 | n |  | TRUE
122 | bus_LV_2962-2_0_4_node_115 | 0.4 | n |  | TRUE
123 | bus_LV_2962-2_0_4_node_107 | 0.4 | n |  | TRUE
124 | bus_LV_2962-2_0_4_node_108 | 0.4 | n |  | TRUE
125 | bus_LV_2962-2_0_4_node_109 | 0.4 | n |  | TRUE
126 | bus_LV_2962-2_0_4_node_119 | 0.4 | n |  | TRUE
127 | bus_LV_2962-2_0_4_node_118 | 0.4 | n |  | TRUE
128 | bus_LV_2962-2_0_4_node_192 | 0.4 | n |  | TRUE
129 | bus_LV_2962-2_0_4_node_116 | 0.4 | n |  | TRUE
130 | bus_LV_2962-2_0_4_node_126 | 0.4 | n |  | TRUE
131 | bus_LV_2962-2_0_4_node_127 | 0.4 | n |  | TRUE
132 | bus_LV_2962-2_0_4_node_139 | 0.4 | n |  | TRUE
133 | bus_LV_2962-2_0_4_node_140 | 0.4 | n |  | TRUE
134 | bus_LV_2962-2_0_4_node_120 | 0.4 | n |  | TRUE
135 | bus_LV_2962-2_0_4_node_121 | 0.4 | n |  | TRUE
136 | bus_LV_2962-2_0_4_node_122 | 0.4 | n |  | TRUE
137 | bus_LV_2962-2_0_4_node_123 | 0.4 | n |  | TRUE
138 | bus_LV_2962-2_0_4_node_143 | 0.4 | n |  | TRUE
139 | bus_LV_2962-2_0_4_node_144 | 0.4 | n |  | TRUE
140 | bus_LV_2962-2_0_4_node_142 | 0.4 | n |  | TRUE
141 | bus_LV_2962-2_0_4_node_124 | 0.4 | n |  | TRUE
142 | bus_LV_2962-2_0_4_node_125 | 0.4 | n |  | TRUE
143 | bus_LV_2962-2_0_4_node_133 | 0.4 | n |  | TRUE
144 | bus_LV_2962-2_0_4_node_145 | 0.4 | n |  | TRUE
145 | bus_LV_2962-2_0_4_node_136 | 0.4 | n |  | TRUE
146 | bus_LV_2962-2_0_4_node_146 | 0.4 | n |  | TRUE
147 | bus_LV_2962-2_0_4_node_138 | 0.4 | n |  | TRUE
148 | bus_LV_2962-2_0_4_node_151 | 0.4 | n |  | TRUE
149 | bus_LV_2962-2_0_4_node_147 | 0.4 | n |  | TRUE
150 | bus_LV_2962-2_0_4_node_141 | 0.4 | n |  | TRUE
151 | bus_LV_2962-2_0_4_node_152 | 0.4 | n |  | TRUE
152 | bus_LV_2962-2_0_4_node_150 | 0.4 | n |  | TRUE
153 | bus_LV_2962-2_0_4_node_153 | 0.4 | n |  | TRUE
154 | bus_LV_2962-2_0_4_node_154 | 0.4 | n |  | TRUE
155 | bus_LV_2962-2_0_4_node_156 | 0.4 | n |  | TRUE
156 | bus_LV_2962-2_0_4_node_157 | 0.4 | n |  | TRUE
157 | bus_LV_2962-2_0_4_node_148 | 0.4 | n |  | TRUE
158 | bus_LV_2962-2_0_4_node_149 | 0.4 | n |  | TRUE
159 | bus_LV_2962-2_0_4_node_155 | 0.4 | n |  | TRUE
160 | bus_LV_2962-2_0_4_node_159 | 0.4 | n |  | TRUE
161 | bus_LV_2962-2_0_4_node_160 | 0.4 | n |  | TRUE
162 | bus_LV_2962-2_0_4_node_161 | 0.4 | n |  | TRUE
163 | bus_LV_2962-2_0_4_node_162 | 0.4 | n |  | TRUE
164 | bus_LV_2962-2_0_4_node_163 | 0.4 | n |  | TRUE
165 | bus_LV_2962-2_0_4_node_177 | 0.4 | n |  | TRUE
166 | bus_LV_2962-2_0_4_node_179 | 0.4 | n |  | TRUE
167 | bus_LV_2962-2_0_4_node_165 | 0.4 | n |  | TRUE
168 | bus_LV_2962-2_0_4_node_164 | 0.4 | n |  | TRUE
169 | bus_LV_2962-2_0_4_node_176 | 0.4 | n |  | TRUE
170 | bus_LV_2962-2_0_4_node_175 | 0.4 | n |  | TRUE
171 | bus_LV_2962-2_0_4_node_178 | 0.4 | n |  | TRUE
172 | bus_LV_2962-2_0_4_node_183 | 0.4 | n |  | TRUE
173 | bus_LV_2962-2_0_4_node_190 | 0.4 | n |  | TRUE
174 | bus_LV_2962-2_0_4_node_185 | 0.4 | n |  | TRUE
175 | bus_LV_2962-2_0_4_node_174 | 0.4 | n |  | TRUE
176 | bus_LV_2962-2_0_4_node_168 | 0.4 | n |  | TRUE
177 | bus_LV_2962-2_0_4_node_171 | 0.4 | n |  | TRUE
178 | bus_LV_2962-2_0_4_node_172 | 0.4 | n |  | TRUE
179 | bus_LV_2962-2_0_4_node_170 | 0.4 | n |  | TRUE
180 | bus_LV_2962-2_0_4_node_173 | 0.4 | n |  | TRUE
181 | bus_LV_2962-2_0_4_node_182 | 0.4 | n |  | TRUE
182 | bus_LV_2962-2_0_4_node_187 | 0.4 | n |  | TRUE
183 | bus_LV_2962-2_0_4_node_180 | 0.4 | n |  | TRUE
184 | bus_LV_2962-2_0_4_node_181 | 0.4 | n |  | TRUE
185 | bus_LV_2962-2_0_4_node_184 | 0.4 | n |  | TRUE
186 | bus_LV_2962-2_0_4_node_188 | 0.4 | n |  | TRUE
187 | bus_LV_2962-2_0_4_node_189 | 0.4 | n |  | TRUE
188 | bus_MV_402_1_node_19 | 20 | n |  | TRUE

## load
| name | bus | p_mw | q_mvar | const_z_percent | const_i_percent | sn_mva | scaling | in_service | type
0 | LV_2962-2_0_4_load_0 | 0 | 0.0026817 | 0.0006721 | 0 | 0 |  | 1 | TRUE | wye
1 | LV_2962-2_0_4_load_1 | 1 | 0.0019935 | 0.00049962 | 0 | 0 |  | 1 | TRUE | wye
2 | LV_2962-2_0_4_load_3 | 3 | 0.0011539 | 0.00028919 | 0 | 0 |  | 1 | TRUE | wye
3 | LV_2962-2_0_4_load_5 | 5 | 0.0035867 | 0.00089891 | 0 | 0 |  | 1 | TRUE | wye
4 | LV_2962-2_0_4_load_11 | 6 | 0.0031978 | 0.00080144 | 0 | 0 |  | 1 | TRUE | wye
5 | LV_2962-2_0_4_load_34 | 7 | 0.00096008 | 0.00024062 | 0 | 0 |  | 1 | TRUE | wye
6 | LV_2962-2_0_4_load_72 | 8 | 0.0043307 | 0.0010854 | 0 | 0 |  | 1 | TRUE | wye
7 | LV_2962-2_0_4_load_12 | 10 | 0.0032207 | 0.00080719 | 0 | 0 |  | 1 | TRUE | wye
8 | LV_2962-2_0_4_load_33 | 11 | 0.00072221 | 0.000181 | 0 | 0 |  | 1 | TRUE | wye
9 | LV_2962-2_0_4_load_73 | 12 | 0.0013932 | 0.00034917 | 0 | 0 |  | 1 | TRUE | wye
10 | LV_2962-2_0_4_load_10 | 13 | 0.0021753 | 0.00054517 | 0 | 0 |  | 1 | TRUE | wye
11 | LV_2962-2_0_4_load_6 | 14 | 0.00074727 | 0.00018728 | 0 | 0 |  | 1 | TRUE | wye
12 | LV_2962-2_0_4_load_7 | 15 | 0.0023908 | 0.0005992 | 0 | 0 |  | 1 | TRUE | wye
13 | LV_2962-2_0_4_load_9 | 16 | 0.0016159 | 0.00040499 | 0 | 0 |  | 1 | TRUE | wye
14 | LV_2962-2_0_4_load_14 | 17 | 0.0016723 | 0.00041913 | 0 | 0 |  | 1 | TRUE | wye
15 | LV_2962-2_0_4_load_43 | 18 | 0.00058792 | 0.00014735 | 0 | 0 |  | 1 | TRUE | wye
16 | LV_2962-2_0_4_load_15 | 19 | 0.0039796 | 0.00099738 | 0 | 0 |  | 1 | TRUE | wye
17 | LV_2962-2_0_4_load_44 | 20 | 0.0025268 | 0.00063327 | 0 | 0 |  | 1 | TRUE | wye
18 | LV_2962-2_0_4_load_13 | 21 | 0.0022743 | 0.00057 | 0 | 0 |  | 1 | TRUE | wye
19 | LV_2962-2_0_4_load_16 | 22 | 0.0021831 | 0.00054713 | 0 | 0 |  | 1 | TRUE | wye
20 | LV_2962-2_0_4_load_17 | 23 | 0.002229 | 0.00055864 | 0 | 0 |  | 1 | TRUE | wye
21 | LV_2962-2_0_4_load_42 | 24 | 0.0015022 | 0.00037648 | 0 | 0 |  | 1 | TRUE | wye
22 | LV_2962-2_0_4_load_48 | 25 | 0.00092927 | 0.0002329 | 0 | 0 |  | 1 | TRUE | wye
23 | LV_2962-2_0_4_load_18 | 26 | 0.002272 | 0.00056942 | 0 | 0 |  | 1 | TRUE | wye
24 | LV_2962-2_0_4_load_19 | 27 | 0.00077724 | 0.0001948 | 0 | 0 |  | 1 | TRUE | wye
25 | LV_2962-2_0_4_load_22 | 28 | 0.0027738 | 0.00069517 | 0 | 0 |  | 1 | TRUE | wye
26 | LV_2962-2_0_4_load_20 | 29 | 0.0011454 | 0.00028706 | 0 | 0 |  | 1 | TRUE | wye
27 | LV_2962-2_0_4_load_21 | 30 | 0.00055196 | 0.00013833 | 0 | 0 |  | 1 | TRUE | wye
28 | LV_2962-2_0_4_load_24 | 32 | 0.0018957 | 0.0004751 | 0 | 0 |  | 1 | TRUE | wye
29 | LV_2962-2_0_4_load_25 | 33 | 0.001245 | 0.00031203 | 0 | 0 |  | 1 | TRUE | wye
30 | LV_2962-2_0_4_load_82 | 34 | 0.0016465 | 0.00041266 | 0 | 0 |  | 1 | TRUE | wye
31 | LV_2962-2_0_4_load_80 | 36 | 0.0010658 | 0.00026713 | 0 | 0 |  | 1 | TRUE | wye
32 | LV_2962-2_0_4_load_95 | 37 | 0.0017069 | 0.00042779 | 0 | 0 |  | 1 | TRUE | wye
33 | LV_2962-2_0_4_load_26 | 38 | 0.0012402 | 0.00031083 | 0 | 0 |  | 1 | TRUE | wye
34 | LV_2962-2_0_4_load_27 | 39 | 0.0029757 | 0.00074579 | 0 | 0 |  | 1 | TRUE | wye
35 | LV_2962-2_0_4_load_28 | 40 | 0.0010315 | 0.00025853 | 0 | 0 |  | 1 | TRUE | wye
36 | LV_2962-2_0_4_load_29 | 41 | 0.00088324 | 0.00022136 | 0 | 0 |  | 1 | TRUE | wye
37 | LV_2962-2_0_4_load_30 | 42 | 0.00046541 | 0.00011664 | 0 | 0 |  | 1 | TRUE | wye
38 | LV_2962-2_0_4_load_31 | 43 | 0.00081946 | 0.00020538 | 0 | 0 |  | 1 | TRUE | wye
39 | LV_2962-2_0_4_load_32 | 44 | 0.0038627 | 0.00096808 | 0 | 0 |  | 1 | TRUE | wye
40 | LV_2962-2_0_4_load_35 | 45 | 0.00031149 | 7.8067e-05 | 0 | 0 |  | 1 | TRUE | wye
41 | LV_2962-2_0_4_load_36 | 46 | 0.00054085 | 0.00013555 | 0 | 0 |  | 1 | TRUE | wye
42 | LV_2962-2_0_4_load_37 | 47 | 0.0005269 | 0.00013205 | 0 | 0 |  | 1 | TRUE | wye
43 | LV_2962-2_0_4_load_41 | 48 | 0.00040614 | 0.00010179 | 0 | 0 |  | 1 | TRUE | wye
44 | LV_2962-2_0_4_load_38 | 50 | 0.0024676 | 0.00061844 | 0 | 0 |  | 1 | TRUE | wye
45 | LV_2962-2_0_4_load_40 | 51 | 0.0002523 | 6.3231e-05 | 0 | 0 |  | 1 | TRUE | wye
46 | LV_2962-2_0_4_load_81 | 53 | 0.00051503 | 0.00012908 | 0 | 0 |  | 1 | TRUE | wye
47 | LV_2962-2_0_4_load_45 | 54 | 0.0010541 | 0.00026418 | 0 | 0 |  | 1 | TRUE | wye
48 | LV_2962-2_0_4_load_46 | 55 | 0.0020065 | 0.00050287 | 0 | 0 |  | 1 | TRUE | wye
49 | LV_2962-2_0_4_load_69 | 57 | 0.00071951 | 0.00018033 | 0 | 0 |  | 1 | TRUE | wye
50 | LV_2962-2_0_4_load_50 | 58 | 0.0018531 | 0.00046442 | 0 | 0 |  | 1 | TRUE | wye
51 | LV_2962-2_0_4_load_71 | 59 | 0.00079403 | 0.000199 | 0 | 0 |  | 1 | TRUE | wye
52 | LV_2962-2_0_4_load_49 | 60 | 0.00089473 | 0.00022424 | 0 | 0 |  | 1 | TRUE | wye
53 | LV_2962-2_0_4_load_51 | 61 | 0.00080539 | 0.00020185 | 0 | 0 |  | 1 | TRUE | wye
54 | LV_2962-2_0_4_load_52 | 62 | 0.0025349 | 0.00063531 | 0 | 0 |  | 1 | TRUE | wye
55 | LV_2962-2_0_4_load_53 | 63 | 0.0025776 | 0.000646 | 0 | 0 |  | 1 | TRUE | wye
56 | LV_2962-2_0_4_load_56 | 66 | 0.0010617 | 0.0002661 | 0 | 0 |  | 1 | TRUE | wye
57 | LV_2962-2_0_4_load_57 | 67 | 0.0017492 | 0.00043838 | 0 | 0 |  | 1 | TRUE | wye
58 | LV_2962-2_0_4_load_67 | 68 | 0.00033703 | 8.4469e-05 | 0 | 0 |  | 1 | TRUE | wye
59 | LV_2962-2_0_4_load_68 | 69 | 0.0046041 | 0.0011539 | 0 | 0 |  | 1 | TRUE | wye
60 | LV_2962-2_0_4_load_63 | 70 | 0.0011234 | 0.00028155 | 0 | 0 |  | 1 | TRUE | wye
61 | LV_2962-2_0_4_load_58 | 71 | 0.0010069 | 0.00025235 | 0 | 0 |  | 1 | TRUE | wye
62 | LV_2962-2_0_4_load_70 | 72 | 0.00067355 | 0.00016881 | 0 | 0 |  | 1 | TRUE | wye
63 | LV_2962-2_0_4_load_128 | 73 | 0.0013989 | 0.0003506 | 0 | 0 |  | 1 | TRUE | wye
64 | LV_2962-2_0_4_load_61 | 74 | 0.0021769 | 0.00054559 | 0 | 0 |  | 1 | TRUE | wye
65 | LV_2962-2_0_4_load_59 | 75 | 0.001117 | 0.00027994 | 0 | 0 |  | 1 | TRUE | wye
66 | LV_2962-2_0_4_load_60 | 76 | 0.0032778 | 0.00082149 | 0 | 0 |  | 1 | TRUE | wye
67 | LV_2962-2_0_4_load_66 | 79 | 0.0021927 | 0.00054953 | 0 | 0 |  | 1 | TRUE | wye
68 | LV_2962-2_0_4_load_103 | 80 | 0.0052739 | 0.0013218 | 0 | 0 |  | 1 | TRUE | wye
69 | LV_2962-2_0_4_load_65 | 81 | 0.0073577 | 0.001844 | 0 | 0 |  | 1 | TRUE | wye
70 | LV_2962-2_0_4_load_112 | 84 | 0.0024939 | 0.00062502 | 0 | 0 |  | 1 | TRUE | wye
71 | LV_2962-2_0_4_load_113 | 85 | 0.0011581 | 0.00029024 | 0 | 0 |  | 1 | TRUE | wye
72 | LV_2962-2_0_4_load_129 | 88 | 0.0017217 | 0.00043151 | 0 | 0 |  | 1 | TRUE | wye
73 | LV_2962-2_0_4_load_78 | 90 | 0.0018106 | 0.00045377 | 0 | 0 |  | 1 | TRUE | wye
74 | LV_2962-2_0_4_load_75 | 91 | 0.00038221 | 9.579e-05 | 0 | 0 |  | 1 | TRUE | wye
75 | LV_2962-2_0_4_load_131 | 92 | 0.0015726 | 0.00039413 | 0 | 0 |  | 1 | TRUE | wye
76 | LV_2962-2_0_4_load_76 | 93 | 0.00061478 | 0.00015408 | 0 | 0 |  | 1 | TRUE | wye
77 | LV_2962-2_0_4_load_77 | 94 | 0.0015086 | 0.00037808 | 0 | 0 |  | 1 | TRUE | wye
78 | LV_2962-2_0_4_load_132 | 95 | 0.0013029 | 0.00032653 | 0 | 0 |  | 1 | TRUE | wye
79 | LV_2962-2_0_4_load_99 | 96 | 0.00055921 | 0.00014015 | 0 | 0 |  | 1 | TRUE | wye
80 | LV_2962-2_0_4_load_97 | 97 | 0.00080754 | 0.00020239 | 0 | 0 |  | 1 | TRUE | wye
81 | LV_2962-2_0_4_load_83 | 98 | 0.004326 | 0.0010842 | 0 | 0 |  | 1 | TRUE | wye
82 | LV_2962-2_0_4_load_84 | 99 | 0.0019656 | 0.00049262 | 0 | 0 |  | 1 | TRUE | wye
83 | LV_2962-2_0_4_load_86 | 101 | 0.0010468 | 0.00026235 | 0 | 0 |  | 1 | TRUE | wye
84 | LV_2962-2_0_4_load_87 | 102 | 0.0031963 | 0.00080107 | 0 | 0 |  | 1 | TRUE | wye
85 | LV_2962-2_0_4_load_88 | 103 | 0.0026565 | 0.00066578 | 0 | 0 |  | 1 | TRUE | wye
86 | LV_2962-2_0_4_load_89 | 104 | 0.0007606 | 0.00019063 | 0 | 0 |  | 1 | TRUE | wye
87 | LV_2962-2_0_4_load_90 | 105 | 0.00033294 | 8.3442e-05 | 0 | 0 |  | 1 | TRUE | wye
88 | LV_2962-2_0_4_load_91 | 106 | 0.0048275 | 0.0012099 | 0 | 0 |  | 1 | TRUE | wye
89 | LV_2962-2_0_4_load_92 | 107 | 0.00098814 | 0.00024765 | 0 | 0 |  | 1 | TRUE | wye
90 | LV_2962-2_0_4_load_93 | 108 | 0.0019103 | 0.00047876 | 0 | 0 |  | 1 | TRUE | wye
91 | LV_2962-2_0_4_load_94 | 109 | 0.0019161 | 0.00048021 | 0 | 0 |  | 1 | TRUE | wye
92 | LV_2962-2_0_4_load_96 | 110 | 0.0023897 | 0.00059891 | 0 | 0 |  | 1 | TRUE | wye
93 | LV_2962-2_0_4_load_100 | 112 | 0.00071781 | 0.0001799 | 0 | 0 |  | 1 | TRUE | wye
94 | LV_2962-2_0_4_load_101 | 113 | 0.00046503 | 0.00011655 | 0 | 0 |  | 1 | TRUE | wye
95 | LV_2962-2_0_4_load_166 | 114 | 0.00096531 | 0.00024193 | 0 | 0 |  | 1 | TRUE | wye
96 | LV_2962-2_0_4_load_167 | 115 | 0.00042167 | 0.00010568 | 0 | 0 |  | 1 | TRUE | wye
97 | LV_2962-2_0_4_load_114 | 117 | 0.0019475 | 0.00048808 | 0 | 0 |  | 1 | TRUE | wye
98 | LV_2962-2_0_4_load_130 | 118 | 0.00041394 | 0.00010374 | 0 | 0 |  | 1 | TRUE | wye
99 | LV_2962-2_0_4_load_134 | 119 | 0.0040117 | 0.0010054 | 0 | 0 |  | 1 | TRUE | wye
100 | LV_2962-2_0_4_load_117 | 120 | 0.0020572 | 0.00051558 | 0 | 0 |  | 1 | TRUE | wye
101 | LV_2962-2_0_4_load_115 | 122 | 0.0014406 | 0.00036105 | 0 | 0 |  | 1 | TRUE | wye
102 | LV_2962-2_0_4_load_107 | 123 | 0.0035797 | 0.00089715 | 0 | 0 |  | 1 | TRUE | wye
103 | LV_2962-2_0_4_load_108 | 124 | 0.00084195 | 0.00021101 | 0 | 0 |  | 1 | TRUE | wye
104 | LV_2962-2_0_4_load_109 | 125 | 0.00097519 | 0.0002444 | 0 | 0 |  | 1 | TRUE | wye
105 | LV_2962-2_0_4_load_119 | 126 | 0.00097519 | 0.0002444 | 0 | 0 |  | 1 | TRUE | wye
106 | LV_2962-2_0_4_load_118 | 127 | 0.0032494 | 0.00081438 | 0 | 0 |  | 1 | TRUE | wye
107 | LV_2962-2_0_4_load_192 | 128 | 0.002166 | 0.00054286 | 0 | 0 |  | 1 | TRUE | wye
108 | LV_2962-2_0_4_load_116 | 129 | 0.0010001 | 0.00025065 | 0 | 0 |  | 1 | TRUE | wye
109 | LV_2962-2_0_4_load_126 | 130 | 0.0016568 | 0.00041523 | 0 | 0 |  | 1 | TRUE | wye
110 | LV_2962-2_0_4_load_127 | 131 | 0.00036797 | 9.2222e-05 | 0 | 0 |  | 1 | TRUE | wye
111 | LV_2962-2_0_4_load_139 | 132 | 0.0018114 | 0.00045397 | 0 | 0 |  | 1 | TRUE | wye
112 | LV_2962-2_0_4_load_140 | 133 | 0.0017386 | 0.00043574 | 0 | 0 |  | 1 | TRUE | wye
113 | LV_2962-2_0_4_load_122 | 136 | 0.00055456 | 0.00013898 | 0 | 0 |  | 1 | TRUE | wye
114 | LV_2962-2_0_4_load_123 | 137 | 0.0013939 | 0.00034936 | 0 | 0 |  | 1 | TRUE | wye
115 | LV_2962-2_0_4_load_144 | 139 | 0.0033161 | 0.00083109 | 0 | 0 |  | 1 | TRUE | wye
116 | LV_2962-2_0_4_load_142 | 140 | 0.0020294 | 0.0005086 | 0 | 0 |  | 1 | TRUE | wye
117 | LV_2962-2_0_4_load_125 | 142 | 0.0019735 | 0.0004946 | 0 | 0 |  | 1 | TRUE | wye
118 | LV_2962-2_0_4_load_133 | 143 | 0.0015693 | 0.00039329 | 0 | 0 |  | 1 | TRUE | wye
119 | LV_2962-2_0_4_load_145 | 144 | 0.00026819 | 6.7214e-05 | 0 | 0 |  | 1 | TRUE | wye
120 | LV_2962-2_0_4_load_146 | 146 | 0.0012683 | 0.00031787 | 0 | 0 |  | 1 | TRUE | wye
121 | LV_2962-2_0_4_load_138 | 147 | 0.0026423 | 0.00066222 | 0 | 0 |  | 1 | TRUE | wye
122 | LV_2962-2_0_4_load_147 | 149 | 0.00065466 | 0.00016407 | 0 | 0 |  | 1 | TRUE | wye
123 | LV_2962-2_0_4_load_141 | 150 | 0.00035315 | 8.8509e-05 | 0 | 0 |  | 1 | TRUE | wye
124 | LV_2962-2_0_4_load_150 | 152 | 0.00073596 | 0.00018445 | 0 | 0 |  | 1 | TRUE | wye
125 | LV_2962-2_0_4_load_153 | 153 | 0.0031902 | 0.00079953 | 0 | 0 |  | 1 | TRUE | wye
126 | LV_2962-2_0_4_load_154 | 154 | 0.00064541 | 0.00016176 | 0 | 0 |  | 1 | TRUE | wye
127 | LV_2962-2_0_4_load_157 | 156 | 0.00025265 | 6.3321e-05 | 0 | 0 |  | 1 | TRUE | wye
128 | LV_2962-2_0_4_load_148 | 157 | 0.00035088 | 8.7939e-05 | 0 | 0 |  | 1 | TRUE | wye
129 | LV_2962-2_0_4_load_149 | 158 | 0.0012687 | 0.00031797 | 0 | 0 |  | 1 | TRUE | wye
130 | LV_2962-2_0_4_load_155 | 159 | 0.00041776 | 0.0001047 | 0 | 0 |  | 1 | TRUE | wye
131 | LV_2962-2_0_4_load_159 | 160 | 0.00047038 | 0.00011789 | 0 | 0 |  | 1 | TRUE | wye
132 | LV_2962-2_0_4_load_160 | 161 | 0.00027984 | 7.0135e-05 | 0 | 0 |  | 1 | TRUE | wye
133 | LV_2962-2_0_4_load_161 | 162 | 0.00014442 | 3.6195e-05 | 0 | 0 |  | 1 | TRUE | wye
134 | LV_2962-2_0_4_load_162 | 163 | 0.00047288 | 0.00011852 | 0 | 0 |  | 1 | TRUE | wye
135 | LV_2962-2_0_4_load_163 | 164 | 0.00072212 | 0.00018098 | 0 | 0 |  | 1 | TRUE | wye
136 | LV_2962-2_0_4_load_179 | 166 | 0.00011258 | 2.8216e-05 | 0 | 0 |  | 1 | TRUE | wye
137 | LV_2962-2_0_4_load_164 | 168 | 0.00023126 | 5.7959e-05 | 0 | 0 |  | 1 | TRUE | wye
138 | LV_2962-2_0_4_load_175 | 170 | 0.00024324 | 6.0962e-05 | 0 | 0 |  | 1 | TRUE | wye
139 | LV_2962-2_0_4_load_190 | 173 | 0.0011199 | 0.00028067 | 0 | 0 |  | 1 | TRUE | wye
140 | LV_2962-2_0_4_load_185 | 174 | 0.00011496 | 2.8812e-05 | 0 | 0 |  | 1 | TRUE | wye
141 | LV_2962-2_0_4_load_174 | 175 | 0.00058885 | 0.00014758 | 0 | 0 |  | 1 | TRUE | wye
142 | LV_2962-2_0_4_load_168 | 176 | 0.00047708 | 0.00011957 | 0 | 0 |  | 1 | TRUE | wye
143 | LV_2962-2_0_4_load_171 | 177 | 0.00040388 | 0.00010122 | 0 | 0 |  | 1 | TRUE | wye
144 | LV_2962-2_0_4_load_172 | 178 | 0.00039751 | 9.9627e-05 | 0 | 0 |  | 1 | TRUE | wye
145 | LV_2962-2_0_4_load_170 | 179 | 0.00036528 | 9.1548e-05 | 0 | 0 |  | 1 | TRUE | wye
146 | LV_2962-2_0_4_load_173 | 180 | 0.00040406 | 0.00010127 | 0 | 0 |  | 1 | TRUE | wye
147 | LV_2962-2_0_4_load_182 | 181 | 0.0006921 | 0.00017346 | 0 | 0 |  | 1 | TRUE | wye
148 | LV_2962-2_0_4_load_180 | 183 | 0.00019402 | 4.8626e-05 | 0 | 0 |  | 1 | TRUE | wye
149 | LV_2962-2_0_4_load_181 | 184 | 0.00046711 | 0.00011707 | 0 | 0 |  | 1 | TRUE | wye
150 | LV_2962-2_0_4_load_184 | 185 | 0.00031518 | 7.8993e-05 | 0 | 0 |  | 1 | TRUE | wye
151 | LV_2962-2_0_4_load_188 | 186 | 0.0011197 | 0.00028063 | 0 | 0 |  | 1 | TRUE | wye
152 | LV_2962-2_0_4_load_189 | 187 | 0.00045137 | 0.00011312 | 0 | 0 |  | 1 | TRUE | wye

## ext_grid
| name | bus | vm_pu | va_degree | slack_weight | in_service
0 |  | 91 | 1 | 0 | 1 | TRUE

## line
| name | std_type | from_bus | to_bus | length_km | r_ohm_per_km | x_ohm_per_km | c_nf_per_km | g_us_per_km | max_i_ka | df | parallel | type | in_service
0 | LV_2962-2_0_4_line_0 | NAYY 4x150 SE | 0 | 1 | 0.01124 | 0.208 | 0.08 | 261 | 0 | 0.27 | 1 | 1 | cs | TRUE
1 | LV_2962-2_0_4_line_1 | NAYY 4x150 SE | 0 | 2 | 0.020932 | 0.208 | 0.08 | 261 | 0 | 0.27 | 1 | 1 | cs | TRUE
2 | LV_2962-2_0_4_line_2 | NAYY 4x150 SE | 1 | 3 | 0.00045622 | 0.208 | 0.08 | 261 | 0 | 0.27 | 1 | 1 | cs | TRUE
3 | LV_2962-2_0_4_line_3 | NAYY 4x150 SE | 2 | 4 | 0.00526 | 0.208 | 0.08 | 261 | 0 | 0.27 | 1 | 3 | cs | TRUE
4 | LV_2962-2_0_4_line_4 | NAYY 4x150 SE | 2 | 5 | 0.023811 | 0.208 | 0.08 | 261 | 0 | 0.27 | 1 | 3 | cs | TRUE
5 | LV_2962-2_0_4_line_5 | NAYY 4x150 SE | 3 | 6 | 0.0034741 | 0.208 | 0.08 | 261 | 0 | 0.27 | 1 | 1 | cs | TRUE
6 | LV_2962-2_0_4_line_6 | NAYY 4x150 SE | 4 | 7 | 0.01334 | 0.208 | 0.08 | 261 | 0 | 0.27 | 1 | 1 | cs | TRUE
7 | LV_2962-2_0_4_line_7 | NAYY 4x150 SE | 4 | 8 | 0.018546 | 0.208 | 0.08 | 261 | 0 | 0.27 | 1 | 3 | cs | TRUE
8 | LV_2962-2_0_4_line_8 | NAYY 4x150 SE | 5 | 9 | 0.012559 | 0.208 | 0.08 | 261 | 0 | 0.27 | 1 | 3 | cs | TRUE
9 | LV_2962-2_0_4_line_9 | NAYY 4x150 SE | 6 | 10 | 0.013757 | 0.208 | 0.08 | 261 | 0 | 0.27 | 1 | 1 | cs | TRUE
10 | LV_2962-2_0_4_line_10 | NAYY 4x150 SE | 7 | 11 | 0.015288 | 0.208 | 0.08 | 261 | 0 | 0.27 | 1 | 1 | cs | TRUE
11 | LV_2962-2_0_4_line_11 | NAYY 4x150 SE | 8 | 12 | 0.012823 | 0.208 | 0.08 | 261 | 0 | 0.27 | 1 | 3 | cs | TRUE
12 | LV_2962-2_0_4_line_12 | NAYY 4x150 SE | 9 | 13 | 0.0061381 | 0.208 | 0.08 | 261 | 0 | 0.27 | 1 | 3 | cs | TRUE
13 | LV_2962-2_0_4_line_13 | NAYY 4x150 SE | 9 | 14 | 0.011012 | 0.208 | 0.08 | 261 | 0 | 0.27 | 1 | 1 | cs | TRUE
14 | LV_2962-2_0_4_line_14 | NAYY 4x150 SE | 10 | 21 | 0.0030904 | 0.208 | 0.08 | 261 | 0 | 0.27 | 1 | 1 | cs | TRUE
15 | LV_2962-2_0_4_line_15 | NAYY 4x150 SE | 11 | 44 | 0.0074496 | 0.208 | 0.08 | 261 | 0 | 0.27 | 1 | 1 | cs | TRUE
16 | LV_2962-2_0_4_line_16 | NAYY 4x150 SE | 12 | 89 | 0.009749 | 0.208 | 0.08 | 261 | 0 | 0.27 | 1 | 3 | cs | TRUE
17 | LV_2962-2_0_4_line_17 | NAYY 4x150 SE | 13 | 18 | 0.020135 | 0.208 | 0.08 | 261 | 0 | 0.27 | 1 | 1 | cs | TRUE
18 | LV_2962-2_0_4_line_18 | NAYY 4x150 SE | 14 | 15 | 0.014609 | 0.208 | 0.08 | 261 | 0 | 0.27 | 1 | 1 | cs | TRUE
19 | LV_2962-2_0_4_line_19 | NAYY 4x150 SE | 15 | 16 | 0.01822 | 0.208 | 0.08 | 261 | 0 | 0.27 | 1 | 1 | cs | TRUE
20 | LV_2962-2_0_4_line_20 | NAYY 4x150 SE | 16 | 17 | 0.0093616 | 0.208 | 0.08 | 261 | 0 | 0.27 | 1 | 1 | cs | TRUE
21 | LV_2962-2_0_4_line_21 | NAYY 4x150 SE | 17 | 19 | 0.011365 | 0.208 | 0.08 | 261 | 0 | 0.27 | 1 | 1 | cs | TRUE
22 | LV_2962-2_0_4_line_22 | NAYY 4x150 SE | 18 | 20 | 0.012189 | 0.208 | 0.08 | 261 | 0 | 0.27 | 1 | 1 | cs | TRUE
23 | LV_2962-2_0_4_line_23 | NAYY 4x150 SE | 19 | 24 | 0.002541 | 0.208 | 0.08 | 261 | 0 | 0.27 | 1 | 1 | cs | TRUE
24 | LV_2962-2_0_4_line_24 | NAYY 4x150 SE | 20 | 54 | 0.018893 | 0.208 | 0.08 | 261 | 0 | 0.27 | 1 | 1 | cs | TRUE
25 | LV_2962-2_0_4_line_25 | NAYY 4x150 SE | 21 | 22 | 0.00702 | 0.208 | 0.08 | 261 | 0 | 0.27 | 1 | 1 | cs | TRUE
26 | LV_2962-2_0_4_line_26 | NAYY 4x150 SE | 22 | 23 | 0.0032863 | 0.208 | 0.08 | 261 | 0 | 0.27 | 1 | 1 | cs | TRUE
27 | LV_2962-2_0_4_line_27 | NAYY 4x150 SE | 23 | 26 | 0.0074958 | 0.208 | 0.08 | 261 | 0 | 0.27 | 1 | 1 | cs | TRUE
28 | LV_2962-2_0_4_line_28 | NAYY 4x150 SE | 24 | 25 | 0.0071524 | 0.208 | 0.08 | 261 | 0 | 0.27 | 1 | 1 | cs | TRUE
29 | LV_2962-2_0_4_line_29 | NAYY 4x150 SE | 26 | 27 | 0.006268 | 0.208 | 0.08 | 261 | 0 | 0.27 | 1 | 1 | cs | TRUE
30 | LV_2962-2_0_4_line_30 | NAYY 4x150 SE | 27 | 28 | 0.0075217 | 0.208 | 0.08 | 261 | 0 | 0.27 | 1 | 1 | cs | TRUE
31 | LV_2962-2_0_4_line_31 | NAYY 4x150 SE | 28 | 29 | 0.024058 | 0.208 | 0.08 | 261 | 0 | 0.27 | 1 | 1 | cs | TRUE
32 | LV_2962-2_0_4_line_32 | NAYY 4x150 SE | 29 | 30 | 0.022986 | 0.208 | 0.08 | 261 | 0 | 0.27 | 1 | 1 | cs | TRUE
33 | LV_2962-2_0_4_line_33 | NAYY 4x150 SE | 31 | 32 | 0.01095 | 0.208 | 0.08 | 261 | 0 | 0.27 | 1 | 1 | cs | TRUE
34 | LV_2962-2_0_4_line_34 | NAYY 4x150 SE | 31 | 33 | 0.013569 | 0.208 | 0.08 | 261 | 0 | 0.27 | 1 | 1 | cs | TRUE
35 | LV_2962-2_0_4_line_35 | NAYY 4x150 SE | 32 | 34 | 0.040692 | 0.208 | 0.08 | 261 | 0 | 0.27 | 1 | 1 | cs | TRUE
36 | LV_2962-2_0_4_line_36 | NAYY 4x150 SE | 33 | 35 | 0.062847 | 0.208 | 0.08 | 261 | 0 | 0.27 | 1 | 1 | cs | TRUE
37 | LV_2962-2_0_4_line_37 | NAYY 4x150 SE | 35 | 36 | 0.005424 | 0.208 | 0.08 | 261 | 0 | 0.27 | 1 | 1 | cs | TRUE
38 | LV_2962-2_0_4_line_38 | NAYY 4x150 SE | 35 | 37 | 0.011515 | 0.208 | 0.08 | 261 | 0 | 0.27 | 1 | 1 | cs | TRUE
39 | LV_2962-2_0_4_line_39 | NAYY 4x150 SE | 36 | 52 | 0.02754 | 0.208 | 0.08 | 261 | 0 | 0.27 | 1 | 1 | cs | TRUE
40 | LV_2962-2_0_4_line_40 | NAYY 4x150 SE | 37 | 109 | 0.01059 | 0.208 | 0.08 | 261 | 0 | 0.27 | 1 | 1 | cs | TRUE
41 | LV_2962-2_0_4_line_41 | NAYY 4x150 SE | 38 | 39 | 0.0050415 | 0.208 | 0.08 | 261 | 0 | 0.27 | 1 | 1 | cs | TRUE
42 | LV_2962-2_0_4_line_42 | NAYY 4x150 SE | 38 | 40 | 0.0093994 | 0.208 | 0.08 | 261 | 0 | 0.27 | 1 | 1 | cs | TRUE
43 | LV_2962-2_0_4_line_43 | NAYY 4x150 SE | 39 | 41 | 0.0087347 | 0.208 | 0.08 | 261 | 0 | 0.27 | 1 | 1 | cs | TRUE
44 | LV_2962-2_0_4_line_44 | NAYY 4x150 SE | 40 | 42 | 0.0019462 | 0.208 | 0.08 | 261 | 0 | 0.27 | 1 | 1 | cs | TRUE
45 | LV_2962-2_0_4_line_45 | NAYY 4x150 SE | 41 | 43 | 0.003146 | 0.208 | 0.08 | 261 | 0 | 0.27 | 1 | 1 | cs | TRUE
46 | LV_2962-2_0_4_line_46 | NAYY 4x150 SE | 42 | 44 | 0.0058112 | 0.208 | 0.08 | 261 | 0 | 0.27 | 1 | 1 | cs | TRUE
47 | LV_2962-2_0_4_line_47 | NAYY 4x150 SE | 43 | 45 | 0.0067111 | 0.208 | 0.08 | 261 | 0 | 0.27 | 1 | 1 | cs | TRUE
48 | LV_2962-2_0_4_line_48 | NAYY 4x150 SE | 45 | 46 | 0.0060265 | 0.208 | 0.08 | 261 | 0 | 0.27 | 1 | 1 | cs | TRUE
49 | LV_2962-2_0_4_line_49 | NAYY 4x150 SE | 46 | 47 | 0.011928 | 0.208 | 0.08 | 261 | 0 | 0.27 | 1 | 1 | cs | TRUE
50 | LV_2962-2_0_4_line_50 | NAYY 4x150 SE | 47 | 48 | 0.0014877 | 0.208 | 0.08 | 261 | 0 | 0.27 | 1 | 1 | cs | TRUE
51 | LV_2962-2_0_4_line_51 | NAYY 4x150 SE | 48 | 49 | 0.001609 | 0.208 | 0.08 | 261 | 0 | 0.27 | 1 | 1 | cs | TRUE
52 | LV_2962-2_0_4_line_52 | NAYY 4x150 SE | 49 | 51 | 0.0085427 | 0.208 | 0.08 | 261 | 0 | 0.27 | 1 | 1 | cs | TRUE
53 | LV_2962-2_0_4_line_53 | NAYY 4x150 SE | 49 | 50 | 0.0072083 | 0.208 | 0.08 | 261 | 0 | 0.27 | 1 | 1 | cs | TRUE
54 | LV_2962-2_0_4_line_54 | NAYY 4x150 SE | 51 | 52 | 0.035203 | 0.208 | 0.08 | 261 | 0 | 0.27 | 1 | 1 | cs | TRUE
55 | LV_2962-2_0_4_line_55 | NAYY 4x150 SE | 52 | 53 | 0.021653 | 0.208 | 0.08 | 261 | 0 | 0.27 | 1 | 1 | cs | TRUE
56 | LV_2962-2_0_4_line_56 | NAYY 4x150 SE | 53 | 96 | 0.017147 | 0.208 | 0.08 | 261 | 0 | 0.27 | 1 | 1 | cs | TRUE
57 | LV_2962-2_0_4_line_57 | NAYY 4x150 SE | 54 | 55 | 0.0054168 | 0.208 | 0.08 | 261 | 0 | 0.27 | 1 | 1 | cs | TRUE
58 | LV_2962-2_0_4_line_58 | NAYY 4x150 SE | 55 | 56 | 0.0088634 | 0.208 | 0.08 | 261 | 0 | 0.27 | 1 | 1 | cs | TRUE
59 | LV_2962-2_0_4_line_59 | NAYY 4x150 SE | 56 | 57 | 0.0098943 | 0.208 | 0.08 | 261 | 0 | 0.27 | 1 | 1 | cs | TRUE
60 | LV_2962-2_0_4_line_60 | NAYY 4x150 SE | 56 | 58 | 0.031775 | 0.208 | 0.08 | 261 | 0 | 0.27 | 1 | 1 | cs | TRUE
61 | LV_2962-2_0_4_line_61 | NAYY 4x150 SE | 57 | 59 | 0.0034193 | 0.208 | 0.08 | 261 | 0 | 0.27 | 1 | 1 | cs | TRUE
62 | LV_2962-2_0_4_line_62 | NAYY 4x150 SE | 58 | 60 | 0.040298 | 0.208 | 0.08 | 261 | 0 | 0.27 | 1 | 1 | cs | TRUE
63 | LV_2962-2_0_4_line_63 | NAYY 4x150 SE | 59 | 72 | 0.0012884 | 0.208 | 0.08 | 261 | 0 | 0.27 | 1 | 1 | cs | TRUE
64 | LV_2962-2_0_4_line_64 | NAYY 4x150 SE | 61 | 62 | 0.012433 | 0.208 | 0.08 | 261 | 0 | 0.27 | 1 | 1 | cs | TRUE
65 | LV_2962-2_0_4_line_65 | NAYY 4x150 SE | 61 | 63 | 0.020813 | 0.208 | 0.08 | 261 | 0 | 0.27 | 1 | 1 | cs | TRUE
66 | LV_2962-2_0_4_line_66 | NAYY 4x150 SE | 62 | 64 | 0.0063721 | 0.208 | 0.08 | 261 | 0 | 0.27 | 1 | 1 | cs | TRUE
67 | LV_2962-2_0_4_line_67 | NAYY 4x150 SE | 63 | 65 | 0.029697 | 0.208 | 0.08 | 261 | 0 | 0.27 | 1 | 1 | cs | TRUE
68 | LV_2962-2_0_4_line_68 | NAYY 4x150 SE | 64 | 66 | 0.023004 | 0.208 | 0.08 | 261 | 0 | 0.27 | 1 | 1 | cs | TRUE
69 | LV_2962-2_0_4_line_69 | NAYY 4x150 SE | 64 | 67 | 0.0084599 | 0.208 | 0.08 | 261 | 0 | 0.27 | 1 | 1 | cs | TRUE
70 | LV_2962-2_0_4_line_70 | NAYY 4x150 SE | 65 | 68 | 0.007535 | 0.208 | 0.08 | 261 | 0 | 0.27 | 1 | 1 | cs | TRUE
71 | LV_2962-2_0_4_line_71 | NAYY 4x150 SE | 65 | 69 | 0.01161 | 0.208 | 0.08 | 261 | 0 | 0.27 | 1 | 1 | cs | TRUE
72 | LV_2962-2_0_4_line_72 | NAYY 4x150 SE | 65 | 70 | 0.034849 | 0.208 | 0.08 | 261 | 0 | 0.27 | 1 | 1 | cs | TRUE
73 | LV_2962-2_0_4_line_73 | NAYY 4x150 SE | 66 | 71 | 0.021762 | 0.208 | 0.08 | 261 | 0 | 0.27 | 1 | 1 | cs | TRUE
74 | LV_2962-2_0_4_line_74 | NAYY 4x150 SE | 68 | 72 | 0.01759 | 0.208 | 0.08 | 261 | 0 | 0.27 | 1 | 1 | cs | TRUE
75 | LV_2962-2_0_4_line_75 | NAYY 4x150 SE | 69 | 73 | 0.010555 | 0.208 | 0.08 | 261 | 0 | 0.27 | 1 | 1 | cs | TRUE
76 | LV_2962-2_0_4_line_76 | NAYY 4x150 SE | 70 | 74 | 0.0076766 | 0.208 | 0.08 | 261 | 0 | 0.27 | 1 | 1 | cs | TRUE
77 | LV_2962-2_0_4_line_77 | NAYY 4x150 SE | 71 | 75 | 0.019158 | 0.208 | 0.08 | 261 | 0 | 0.27 | 1 | 1 | cs | TRUE
78 | LV_2962-2_0_4_line_78 | NAYY 4x150 SE | 73 | 88 | 0.0099965 | 0.208 | 0.08 | 261 | 0 | 0.27 | 1 | 1 | cs | TRUE
79 | LV_2962-2_0_4_line_79 | NAYY 4x150 SE | 74 | 76 | 0.01607 | 0.208 | 0.08 | 261 | 0 | 0.27 | 1 | 1 | cs | TRUE
80 | LV_2962-2_0_4_line_80 | NAYY 4x150 SE | 76 | 77 | 0.020426 | 0.208 | 0.08 | 261 | 0 | 0.27 | 1 | 1 | cs | TRUE
81 | LV_2962-2_0_4_line_81 | NAYY 4x150 SE | 77 | 78 | 0.003736 | 0.208 | 0.08 | 261 | 0 | 0.27 | 1 | 1 | cs | TRUE
82 | LV_2962-2_0_4_line_82 | NAYY 4x150 SE | 77 | 79 | 0.015562 | 0.208 | 0.08 | 261 | 0 | 0.27 | 1 | 1 | cs | TRUE
83 | LV_2962-2_0_4_line_83 | NAYY 4x150 SE | 78 | 80 | 0.037892 | 0.208 | 0.08 | 261 | 0 | 0.27 | 1 | 1 | cs | TRUE
84 | LV_2962-2_0_4_line_84 | NAYY 4x150 SE | 79 | 83 | 0.065885 | 0.208 | 0.08 | 261 | 0 | 0.27 | 1 | 1 | cs | TRUE
85 | LV_2962-2_0_4_line_85 | NAYY 4x150 SE | 81 | 82 | 0.030609 | 0.208 | 0.08 | 261 | 0 | 0.27 | 1 | 1 | cs | TRUE
86 | LV_2962-2_0_4_line_86 | NAYY 4x150 SE | 82 | 84 | 0.019731 | 0.208 | 0.08 | 261 | 0 | 0.27 | 1 | 1 | cs | TRUE
87 | LV_2962-2_0_4_line_87 | NAYY 4x150 SE | 82 | 85 | 0.02692 | 0.208 | 0.08 | 261 | 0 | 0.27 | 1 | 1 | cs | TRUE
88 | LV_2962-2_0_4_line_88 | NAYY 4x150 SE | 82 | 86 | 0.002997 | 0.208 | 0.08 | 261 | 0 | 0.27 | 1 | 1 | cs | TRUE
89 | LV_2962-2_0_4_line_89 | NAYY 4x150 SE | 83 | 87 | 0.068903 | 0.208 | 0.08 | 261 | 0 | 0.27 | 1 | 1 | cs | TRUE
90 | LV_2962-2_0_4_line_90 | NAYY 4x150 SE | 84 | 118 | 0.0032657 | 0.208 | 0.08 | 261 | 0 | 0.27 | 1 | 1 | cs | TRUE
91 | LV_2962-2_0_4_line_91 | NAYY 4x150 SE | 85 | 119 | 0.023866 | 0.208 | 0.08 | 261 | 0 | 0.27 | 1 | 1 | cs | TRUE
92 | LV_2962-2_0_4_line_92 | NAYY 4x150 SE | 86 | 116 | 0.010624 | 0.208 | 0.08 | 261 | 0 | 0.27 | 1 | 1 | cs | TRUE
93 | LV_2962-2_0_4_line_93 | NAYY 4x150 SE | 87 | 128 | 0.048993 | 0.208 | 0.08 | 261 | 0 | 0.27 | 1 | 1 | cs | TRUE
94 | LV_2962-2_0_4_line_94 | NAYY 4x150 SE | 88 | 118 | 0.010034 | 0.208 | 0.08 | 261 | 0 | 0.27 | 1 | 1 | cs | TRUE
95 | LV_2962-2_0_4_line_95 | NAYY 4x150 SE | 89 | 90 | 0.026011 | 0.208 | 0.08 | 261 | 0 | 0.27 | 1 | 1 | cs | TRUE
96 | LV_2962-2_0_4_line_96 | NAYY 4x150 SE | 89 | 91 | 0.040952 | 0.208 | 0.08 | 261 | 0 | 0.27 | 1 | 3 | cs | TRUE
97 | LV_2962-2_0_4_line_97 | NAYY 4x150 SE | 90 | 92 | 0.012614 | 0.208 | 0.08 | 261 | 0 | 0.27 | 1 | 1 | cs | TRUE
98 | LV_2962-2_0_4_line_98 | NAYY 4x150 SE | 91 | 93 | 0.014513 | 0.208 | 0.08 | 261 | 0 | 0.27 | 1 | 1 | cs | TRUE
99 | LV_2962-2_0_4_line_99 | NAYY 4x150 SE | 92 | 95 | 0.013935 | 0.208 | 0.08 | 261 | 0 | 0.27 | 1 | 1 | cs | TRUE
100 | LV_2962-2_0_4_line_100 | NAYY 4x150 SE | 93 | 94 | 0.011077 | 0.208 | 0.08 | 261 | 0 | 0.27 | 1 | 1 | cs | TRUE
101 | LV_2962-2_0_4_line_101 | NAYY 4x150 SE | 95 | 143 | 0.031827 | 0.208 | 0.08 | 261 | 0 | 0.27 | 1 | 1 | cs | TRUE
102 | LV_2962-2_0_4_line_102 | NAYY 4x150 SE | 96 | 97 | 0.002962 | 0.208 | 0.08 | 261 | 0 | 0.27 | 1 | 1 | cs | TRUE
103 | LV_2962-2_0_4_line_103 | NAYY 4x150 SE | 97 | 110 | 0.0022272 | 0.208 | 0.08 | 261 | 0 | 0.27 | 1 | 1 | cs | TRUE
104 | LV_2962-2_0_4_line_104 | NAYY 4x150 SE | 98 | 99 | 0.012093 | 0.208 | 0.08 | 261 | 0 | 0.27 | 1 | 1 | cs | TRUE
105 | LV_2962-2_0_4_line_105 | NAYY 4x150 SE | 98 | 100 | 0.013375 | 0.208 | 0.08 | 261 | 0 | 0.27 | 1 | 1 | cs | TRUE
106 | LV_2962-2_0_4_line_106 | NAYY 4x150 SE | 99 | 101 | 0.01456 | 0.208 | 0.08 | 261 | 0 | 0.27 | 1 | 1 | cs | TRUE
107 | LV_2962-2_0_4_line_107 | NAYY 4x150 SE | 100 | 102 | 0.022013 | 0.208 | 0.08 | 261 | 0 | 0.27 | 1 | 1 | cs | TRUE
108 | LV_2962-2_0_4_line_108 | NAYY 4x150 SE | 101 | 103 | 0.013233 | 0.208 | 0.08 | 261 | 0 | 0.27 | 1 | 1 | cs | TRUE
109 | LV_2962-2_0_4_line_109 | NAYY 4x150 SE | 103 | 104 | 0.011253 | 0.208 | 0.08 | 261 | 0 | 0.27 | 1 | 1 | cs | TRUE
110 | LV_2962-2_0_4_line_110 | NAYY 4x150 SE | 104 | 105 | 0.0033544 | 0.208 | 0.08 | 261 | 0 | 0.27 | 1 | 1 | cs | TRUE
111 | LV_2962-2_0_4_line_111 | NAYY 4x150 SE | 105 | 106 | 0.013437 | 0.208 | 0.08 | 261 | 0 | 0.27 | 1 | 1 | cs | TRUE
112 | LV_2962-2_0_4_line_112 | NAYY 4x150 SE | 106 | 107 | 0.0080303 | 0.208 | 0.08 | 261 | 0 | 0.27 | 1 | 1 | cs | TRUE
113 | LV_2962-2_0_4_line_113 | NAYY 4x150 SE | 107 | 108 | 0.032734 | 0.208 | 0.08 | 261 | 0 | 0.27 | 1 | 1 | cs | TRUE
114 | LV_2962-2_0_4_line_114 | NAYY 4x150 SE | 108 | 109 | 0.0024655 | 0.208 | 0.08 | 261 | 0 | 0.27 | 1 | 1 | cs | TRUE
115 | LV_2962-2_0_4_line_115 | NAYY 4x150 SE | 110 | 111 | 0.069621 | 0.208 | 0.08 | 261 | 0 | 0.27 | 1 | 1 | cs | TRUE
116 | LV_2962-2_0_4_line_116 | NAYY 4x150 SE | 111 | 112 | 0.013108 | 0.208 | 0.08 | 261 | 0 | 0.27 | 1 | 1 | cs | TRUE
117 | LV_2962-2_0_4_line_117 | NAYY 4x150 SE | 111 | 113 | 0.015115 | 0.208 | 0.08 | 261 | 0 | 0.27 | 1 | 1 | cs | TRUE
118 | LV_2962-2_0_4_line_118 | NAYY 4x150 SE | 112 | 114 | 0.017311 | 0.208 | 0.08 | 261 | 0 | 0.27 | 1 | 1 | cs | TRUE
119 | LV_2962-2_0_4_line_119 | NAYY 4x150 SE | 114 | 115 | 0.033682 | 0.208 | 0.08 | 261 | 0 | 0.27 | 1 | 1 | cs | TRUE
120 | LV_2962-2_0_4_line_120 | NAYY 4x150 SE | 115 | 176 | 0.0038803 | 0.208 | 0.08 | 261 | 0 | 0.27 | 1 | 1 | cs | TRUE
121 | LV_2962-2_0_4_line_121 | NAYY 4x150 SE | 116 | 117 | 0.01077 | 0.208 | 0.08 | 261 | 0 | 0.27 | 1 | 1 | cs | TRUE
122 | LV_2962-2_0_4_line_122 | NAYY 4x150 SE | 117 | 122 | 0.009806 | 0.208 | 0.08 | 261 | 0 | 0.27 | 1 | 1 | cs | TRUE
123 | LV_2962-2_0_4_line_123 | NAYY 4x150 SE | 120 | 121 | 0.020522 | 0.208 | 0.08 | 261 | 0 | 0.27 | 1 | 1 | cs | TRUE
124 | LV_2962-2_0_4_line_124 | NAYY 4x150 SE | 121 | 132 | 0.029704 | 0.208 | 0.08 | 261 | 0 | 0.27 | 1 | 1 | cs | TRUE
125 | LV_2962-2_0_4_line_125 | NAYY 4x150 SE | 121 | 133 | 0.028315 | 0.208 | 0.08 | 261 | 0 | 0.27 | 1 | 1 | cs | TRUE
126 | LV_2962-2_0_4_line_126 | NAYY 4x150 SE | 122 | 129 | 0.037395 | 0.208 | 0.08 | 261 | 0 | 0.27 | 1 | 1 | cs | TRUE
127 | LV_2962-2_0_4_line_127 | NAYY 4x150 SE | 123 | 124 | 0.017005 | 0.208 | 0.08 | 261 | 0 | 0.27 | 1 | 1 | cs | TRUE
128 | LV_2962-2_0_4_line_128 | NAYY 4x150 SE | 124 | 125 | 0.010236 | 0.208 | 0.08 | 261 | 0 | 0.27 | 1 | 1 | cs | TRUE
129 | LV_2962-2_0_4_line_129 | NAYY 4x150 SE | 125 | 126 | 0.0076941 | 0.208 | 0.08 | 261 | 0 | 0.27 | 1 | 1 | cs | TRUE
130 | LV_2962-2_0_4_line_130 | NAYY 4x150 SE | 126 | 127 | 0.011883 | 0.208 | 0.08 | 261 | 0 | 0.27 | 1 | 1 | cs | TRUE
131 | LV_2962-2_0_4_line_131 | NAYY 4x150 SE | 127 | 134 | 0.032636 | 0.208 | 0.08 | 261 | 0 | 0.27 | 1 | 1 | cs | TRUE
132 | LV_2962-2_0_4_line_132 | NAYY 4x150 SE | 129 | 130 | 0.01379 | 0.208 | 0.08 | 261 | 0 | 0.27 | 1 | 1 | cs | TRUE
133 | LV_2962-2_0_4_line_133 | NAYY 4x150 SE | 130 | 131 | 0.0031733 | 0.208 | 0.08 | 261 | 0 | 0.27 | 1 | 1 | cs | TRUE
134 | LV_2962-2_0_4_line_134 | NAYY 4x150 SE | 131 | 135 | 0.0089449 | 0.208 | 0.08 | 261 | 0 | 0.27 | 1 | 1 | cs | TRUE
135 | LV_2962-2_0_4_line_135 | NAYY 4x150 SE | 132 | 150 | 0.0033005 | 0.208 | 0.08 | 261 | 0 | 0.27 | 1 | 1 | cs | TRUE
136 | LV_2962-2_0_4_line_136 | NAYY 4x150 SE | 133 | 151 | 0.027493 | 0.208 | 0.08 | 261 | 0 | 0.27 | 1 | 1 | cs | TRUE
137 | LV_2962-2_0_4_line_137 | NAYY 4x150 SE | 134 | 135 | 0.008646 | 0.208 | 0.08 | 261 | 0 | 0.27 | 1 | 1 | cs | TRUE
138 | LV_2962-2_0_4_line_138 | NAYY 4x150 SE | 134 | 136 | 0.011715 | 0.208 | 0.08 | 261 | 0 | 0.27 | 1 | 1 | cs | TRUE
139 | LV_2962-2_0_4_line_139 | NAYY 4x150 SE | 136 | 137 | 0.009826 | 0.208 | 0.08 | 261 | 0 | 0.27 | 1 | 1 | cs | TRUE
140 | LV_2962-2_0_4_line_140 | NAYY 4x150 SE | 137 | 141 | 0.025076 | 0.208 | 0.08 | 261 | 0 | 0.27 | 1 | 1 | cs | TRUE
141 | LV_2962-2_0_4_line_141 | NAYY 4x150 SE | 138 | 139 | 0.028289 | 0.208 | 0.08 | 261 | 0 | 0.27 | 1 | 1 | cs | TRUE
142 | LV_2962-2_0_4_line_142 | NAYY 4x150 SE | 138 | 140 | 0.0314 | 0.208 | 0.08 | 261 | 0 | 0.27 | 1 | 1 | cs | TRUE
143 | LV_2962-2_0_4_line_143 | NAYY 4x150 SE | 139 | 155 | 0.031075 | 0.208 | 0.08 | 261 | 0 | 0.27 | 1 | 1 | cs | TRUE
144 | LV_2962-2_0_4_line_144 | NAYY 4x150 SE | 140 | 150 | 0.01757 | 0.208 | 0.08 | 261 | 0 | 0.27 | 1 | 1 | cs | TRUE
145 | LV_2962-2_0_4_line_145 | NAYY 4x150 SE | 141 | 142 | 0.014202 | 0.208 | 0.08 | 261 | 0 | 0.27 | 1 | 1 | cs | TRUE
146 | LV_2962-2_0_4_line_146 | NAYY 4x150 SE | 143 | 144 | 0.018958 | 0.208 | 0.08 | 261 | 0 | 0.27 | 1 | 1 | cs | TRUE
147 | LV_2962-2_0_4_line_147 | NAYY 4x150 SE | 144 | 145 | 0.0031276 | 0.208 | 0.08 | 261 | 0 | 0.27 | 1 | 1 | cs | TRUE
148 | LV_2962-2_0_4_line_148 | NAYY 4x150 SE | 145 | 146 | 0.010273 | 0.208 | 0.08 | 261 | 0 | 0.27 | 1 | 1 | cs | TRUE
149 | LV_2962-2_0_4_line_149 | NAYY 4x150 SE | 146 | 149 | 0.012718 | 0.208 | 0.08 | 261 | 0 | 0.27 | 1 | 1 | cs | TRUE
150 | LV_2962-2_0_4_line_150 | NAYY 4x150 SE | 147 | 148 | 0.021951 | 0.208 | 0.08 | 261 | 0 | 0.27 | 1 | 1 | cs | TRUE
151 | LV_2962-2_0_4_line_151 | NAYY 4x150 SE | 148 | 151 | 0.004893 | 0.208 | 0.08 | 261 | 0 | 0.27 | 1 | 1 | cs | TRUE
152 | LV_2962-2_0_4_line_152 | NAYY 4x150 SE | 148 | 152 | 0.021469 | 0.208 | 0.08 | 261 | 0 | 0.27 | 1 | 1 | cs | TRUE
153 | LV_2962-2_0_4_line_153 | NAYY 4x150 SE | 149 | 157 | 0.0064343 | 0.208 | 0.08 | 261 | 0 | 0.27 | 1 | 1 | cs | TRUE
154 | LV_2962-2_0_4_line_154 | NAYY 4x150 SE | 151 | 153 | 0.031748 | 0.208 | 0.08 | 261 | 0 | 0.27 | 1 | 1 | cs | TRUE
155 | LV_2962-2_0_4_line_155 | NAYY 4x150 SE | 151 | 154 | 0.046478 | 0.208 | 0.08 | 261 | 0 | 0.27 | 1 | 1 | cs | TRUE
156 | LV_2962-2_0_4_line_156 | NAYY 4x150 SE | 152 | 158 | 0.01615 | 0.208 | 0.08 | 261 | 0 | 0.27 | 1 | 1 | cs | TRUE
157 | LV_2962-2_0_4_line_157 | NAYY 4x150 SE | 153 | 159 | 0.0054758 | 0.208 | 0.08 | 261 | 0 | 0.27 | 1 | 1 | cs | TRUE
158 | LV_2962-2_0_4_line_158 | NAYY 4x150 SE | 154 | 160 | 0.011044 | 0.208 | 0.08 | 261 | 0 | 0.27 | 1 | 1 | cs | TRUE
159 | LV_2962-2_0_4_line_159 | NAYY 4x150 SE | 155 | 156 | 0.0089435 | 0.208 | 0.08 | 261 | 0 | 0.27 | 1 | 1 | cs | TRUE
160 | LV_2962-2_0_4_line_160 | NAYY 4x150 SE | 157 | 158 | 0.0090814 | 0.208 | 0.08 | 261 | 0 | 0.27 | 1 | 1 | cs | TRUE
161 | LV_2962-2_0_4_line_161 | NAYY 4x150 SE | 160 | 161 | 0.0063369 | 0.208 | 0.08 | 261 | 0 | 0.27 | 1 | 1 | cs | TRUE
162 | LV_2962-2_0_4_line_162 | NAYY 4x150 SE | 161 | 162 | 0.031656 | 0.208 | 0.08 | 261 | 0 | 0.27 | 1 | 1 | cs | TRUE
163 | LV_2962-2_0_4_line_163 | NAYY 4x150 SE | 162 | 163 | 0.008801 | 0.208 | 0.08 | 261 | 0 | 0.27 | 1 | 1 | cs | TRUE
164 | LV_2962-2_0_4_line_164 | NAYY 4x150 SE | 162 | 164 | 0.015991 | 0.208 | 0.08 | 261 | 0 | 0.27 | 1 | 1 | cs | TRUE
165 | LV_2962-2_0_4_line_165 | NAYY 4x150 SE | 163 | 165 | 0.029729 | 0.208 | 0.08 | 261 | 0 | 0.27 | 1 | 1 | cs | TRUE
166 | LV_2962-2_0_4_line_166 | NAYY 4x150 SE | 165 | 166 | 0.0089458 | 0.208 | 0.08 | 261 | 0 | 0.27 | 1 | 1 | cs | TRUE
167 | LV_2962-2_0_4_line_167 | NAYY 4x150 SE | 165 | 167 | 0.049588 | 0.208 | 0.08 | 261 | 0 | 0.27 | 1 | 1 | cs | TRUE
168 | LV_2962-2_0_4_line_168 | NAYY 4x150 SE | 166 | 183 | 0.022758 | 0.208 | 0.08 | 261 | 0 | 0.27 | 1 | 1 | cs | TRUE
169 | LV_2962-2_0_4_line_169 | NAYY 4x150 SE | 166 | 184 | 0.073986 | 0.208 | 0.08 | 261 | 0 | 0.27 | 1 | 1 | cs | TRUE
170 | LV_2962-2_0_4_line_170 | NAYY 4x150 SE | 167 | 169 | 0.038786 | 0.208 | 0.08 | 261 | 0 | 0.27 | 1 | 1 | cs | TRUE
171 | LV_2962-2_0_4_line_171 | NAYY 4x150 SE | 167 | 170 | 0.042285 | 0.208 | 0.08 | 261 | 0 | 0.27 | 1 | 1 | cs | TRUE
172 | LV_2962-2_0_4_line_172 | NAYY 4x150 SE | 167 | 168 | 0.0113 | 0.208 | 0.08 | 261 | 0 | 0.27 | 1 | 1 | cs | TRUE
173 | LV_2962-2_0_4_line_173 | NAYY 4x150 SE | 169 | 171 | 0.004477 | 0.208 | 0.08 | 261 | 0 | 0.27 | 1 | 1 | cs | TRUE
174 | LV_2962-2_0_4_line_174 | NAYY 4x150 SE | 169 | 172 | 0.021844 | 0.208 | 0.08 | 261 | 0 | 0.27 | 1 | 1 | cs | TRUE
175 | LV_2962-2_0_4_line_175 | NAYY 4x150 SE | 169 | 173 | 0.050089 | 0.208 | 0.08 | 261 | 0 | 0.27 | 1 | 1 | cs | TRUE
176 | LV_2962-2_0_4_line_176 | NAYY 4x150 SE | 170 | 175 | 0.013352 | 0.208 | 0.08 | 261 | 0 | 0.27 | 1 | 1 | cs | TRUE
177 | LV_2962-2_0_4_line_177 | NAYY 4x150 SE | 171 | 174 | 0.0078483 | 0.208 | 0.08 | 261 | 0 | 0.27 | 1 | 1 | cs | TRUE
178 | LV_2962-2_0_4_line_178 | NAYY 4x150 SE | 172 | 181 | 0.013466 | 0.208 | 0.08 | 261 | 0 | 0.27 | 1 | 1 | cs | TRUE
179 | LV_2962-2_0_4_line_179 | NAYY 4x150 SE | 173 | 182 | 0.030656 | 0.208 | 0.08 | 261 | 0 | 0.27 | 1 | 1 | cs | TRUE
180 | LV_2962-2_0_4_line_180 | NAYY 4x150 SE | 174 | 185 | 0.018023 | 0.208 | 0.08 | 261 | 0 | 0.27 | 1 | 1 | cs | TRUE
181 | LV_2962-2_0_4_line_181 | NAYY 4x150 SE | 176 | 177 | 0.021861 | 0.208 | 0.08 | 261 | 0 | 0.27 | 1 | 1 | cs | TRUE
182 | LV_2962-2_0_4_line_182 | NAYY 4x150 SE | 177 | 178 | 0.013165 | 0.208 | 0.08 | 261 | 0 | 0.27 | 1 | 1 | cs | TRUE
183 | LV_2962-2_0_4_line_183 | NAYY 4x150 SE | 178 | 180 | 0.008489 | 0.208 | 0.08 | 261 | 0 | 0.27 | 1 | 1 | cs | TRUE
184 | LV_2962-2_0_4_line_184 | NAYY 4x150 SE | 179 | 180 | 0.004272 | 0.208 | 0.08 | 261 | 0 | 0.27 | 1 | 1 | cs | TRUE
185 | LV_2962-2_0_4_line_185 | NAYY 4x150 SE | 182 | 186 | 0.01865 | 0.208 | 0.08 | 261 | 0 | 0.27 | 1 | 1 | cs | TRUE
186 | LV_2962-2_0_4_line_186 | NAYY 4x150 SE | 186 | 187 | 0.020733 | 0.208 | 0.08 | 261 | 0 | 0.27 | 1 | 1 | cs | TRUE

## trafo
| name | std_type | hv_bus | lv_bus | sn_mva | vn_hv_kv | vn_lv_kv | vk_percent | vkr_percent | pfe_kw | i0_percent | shift_degree | tap_side | tap_neutral | tap_min | tap_max | tap_step_percent | tap_step_degree | tap_pos | tap_phase_shifter | parallel | df | in_service
0 | LV_2962-2_0_4_trafo_75 | 0.25 MVA 20/0.4 kV | 188 | 91 | 0.25 | 20 | 0.4 | 6 | 1.44 | 0.8 | 0.32 | 150 | hv | 0 | -2 | 2 | 2.5 | 0 | 0 | FALSE | 1 | 1 | TRUE

## line_geodata
| x0 | y0 | x1 | y1 | x2 | y2 | x3 | y3 | x4 | y4 | x5 | y5 | x6 | y6
0 | 2704449.2549 | 1281560.7404 | 2704447.1371 | 1281553.4803 | 2704445.4957 | 1281550.1893
1 | 2704455.1169 | 1281580.8353 | 2704449.2549 | 1281560.7404
2 | 2704445.4957 | 1281550.1893 | 2704445.2921 | 1281549.781
3 | 2704455.1169 | 1281580.8353 | 2704450.2441 | 1281582.8507
4 | 2704455.1169 | 1281580.8353 | 2704472.1547 | 1281574.309 | 2704477.5028 | 1281572.7681
5 | 2704445.2921 | 1281549.781 | 2704443.7416 | 1281546.6721
6 | 2704450.2441 | 1281582.8507 | 2704438.4102 | 1281589.0083
7 | 2704450.2441 | 1281582.8507 | 2704458.4065 | 1281599.5037
8 | 2704489.5714 | 1281569.2909 | 2704477.5028 | 1281572.7681
9 | 2704443.7416 | 1281546.6721 | 2704441.2838 | 1281541.7438 | 2704437.3417 | 1281534.4962
10 | 2704424.8668 | 1281596.1009 | 2704436.4166 | 1281590.0456 | 2704438.4102 | 1281589.0083
11 | 2704458.4065 | 1281599.5037 | 2704462.8857 | 1281608.6424 | 2704463.8358 | 1281611.111
12 | 2704489.5714 | 1281569.2909 | 2704495.6693 | 1281568.589
13 | 2704489.5714 | 1281569.2909 | 2704487.5744 | 1281558.4619
14 | 2704435.8651 | 1281531.7814 | 2704437.3417 | 1281534.4962
15 | 2704418.269 | 1281599.56 | 2704424.8668 | 1281596.1009
16 | 2704467.3374 | 1281620.2095 | 2704463.8358 | 1281611.111
17 | 2704515.6719 | 1281566.2865 | 2704495.6693 | 1281568.589
18 | 2704487.5744 | 1281558.4619 | 2704486.8101 | 1281554.3173 | 2704484.8489 | 1281544.1093
19 | 2704484.8489 | 1281544.1093 | 2704481.4114 | 1281526.2169
20 | 2704479.6451 | 1281517.0234 | 2704481.4114 | 1281526.2169
21 | 2704479.6451 | 1281517.0234 | 2704479.6451 | 1281517.0234 | 2704490.6597 | 1281514.2238
22 | 2704515.6719 | 1281566.2865 | 2704517.5316 | 1281566.0724 | 2704527.8154 | 1281565.2487
23 | 2704493.1224 | 1281513.5979 | 2704490.6597 | 1281514.2238
24 | 2704527.8154 | 1281565.2487 | 2704531.8528 | 1281564.9253 | 2704544.8801 | 1281563.0434 | 2704546.5297 | 1281562.7238
25 | 2704435.8651 | 1281531.7814 | 2704432.5109 | 1281525.6146
26 | 2704432.5109 | 1281525.6146 | 2704430.9407 | 1281522.7277
27 | 2704430.9407 | 1281522.7277 | 2704427.3591 | 1281516.1429
28 | 2704500.0544 | 1281511.836 | 2704493.1224 | 1281513.5979
29 | 2704424.3642 | 1281510.6367 | 2704427.3591 | 1281516.1429
30 | 2704420.7703 | 1281504.0291 | 2704424.3642 | 1281510.6367
31 | 2704420.7703 | 1281504.0291 | 2704417.8909 | 1281498.7352 | 2704415.5356 | 1281495.168 | 2704410.3322 | 1281493.3743 | 2704405.5954 | 1281493.6462 | 2704402.1637 | 1281494.3777
32 | 2704402.1637 | 1281494.3777 | 2704399.5261 | 1281494.9399 | 2704381.4045 | 1281504.0648
33 | 2704234.2672 | 1281621.5191 | 2704223.4311 | 1281619.9445
34 | 2704234.2672 | 1281621.5191 | 2704246.3173 | 1281627.756
35 | 2704183.0709 | 1281621.4002 | 2704185.4468 | 1281620.6666 | 2704195.7048 | 1281619.0686 | 2704214.5718 | 1281618.6572 | 2704223.4311 | 1281619.9445
36 | 2704299.6495 | 1281660.5327 | 2704279.474 | 1281644.9173 | 2704246.3173 | 1281627.756
37 | 2704299.6495 | 1281660.5327 | 2704305.0001 | 1281661.422
38 | 2704299.6495 | 1281660.5327 | 2704288.9381 | 1281664.759
39 | 2704332.1101 | 1281658.8944 | 2704320.1749 | 1281661.8971 | 2704309.0853 | 1281662.101 | 2704305.0001 | 1281661.422
40 | 2704288.9381 | 1281664.759 | 2704280.1731 | 1281668.2174 | 2704279.1303 | 1281668.7413
41 | 2704403.0739 | 1281607.5265 | 2704403.0739 | 1281607.5265 | 2704398.8421 | 1281610.2666
42 | 2704403.0739 | 1281607.5265 | 2704411.3986 | 1281603.162
43 | 2704398.8421 | 1281610.2666 | 2704391.5103 | 1281615.0141
44 | 2704413.1222 | 1281602.2583 | 2704411.3986 | 1281603.162
45 | 2704391.5103 | 1281615.0141 | 2704388.8696 | 1281616.7241
46 | 2704418.269 | 1281599.56 | 2704413.1222 | 1281602.2583
47 | 2704383.6813 | 1281620.9578 | 2704387.3763 | 1281617.691 | 2704388.8696 | 1281616.7241
48 | 2704383.6813 | 1281620.9578 | 2704379.1663 | 1281624.9496
49 | 2704370.4925 | 1281633.1288 | 2704374.6869 | 1281628.9098 | 2704379.1663 | 1281624.9496
50 | 2704370.4925 | 1281633.1288 | 2704369.4437 | 1281634.1839
51 | 2704368.3092 | 1281635.3249 | 2704369.4437 | 1281634.1839
52 | 2704368.3092 | 1281635.3249 | 2704362.2919 | 1281641.3887
53 | 2704368.3092 | 1281635.3249 | 2704361.3583 | 1281637.2341
54 | 2704332.1101 | 1281658.8944 | 2704345.0945 | 1281653.9086 | 2704361.1513 | 1281642.5381 | 2704362.2919 | 1281641.3887
55 | 2704332.1101 | 1281658.8944 | 2704333.0268 | 1281680.5281
56 | 2704333.0268 | 1281680.5281 | 2704333.0477 | 1281681.0199 | 2704333.5102 | 1281689.2577 | 2704336.4587 | 1281697.1276
57 | 2704546.5297 | 1281562.7238 | 2704551.8477 | 1281561.6934
58 | 2704560.5492 | 1281560.0074 | 2704551.8477 | 1281561.6934
59 | 2704560.5492 | 1281560.0074 | 2704570.3091 | 1281558.3819
60 | 2704560.5492 | 1281560.0074 | 2704554.627 | 1281535.6694 | 2704553.7 | 1281529.0065
61 | 2704570.3091 | 1281558.3819 | 2704573.6819 | 1281557.8202
62 | 2704545.3024 | 1281489.747 | 2704550.4437 | 1281505.6014 | 2704553.7 | 1281529.0065
63 | 2704574.9528 | 1281557.6085 | 2704573.6819 | 1281557.8202
64 | 2704599.5485 | 1281507.2924 | 2704599.4862 | 1281505.4266 | 2704600.3452 | 1281496.8119 | 2704600.7005 | 1281494.937
65 | 2704599.5485 | 1281507.2924 | 2704600.0795 | 1281523.1976 | 2704600.0638 | 1281528.0966
66 | 2704601.8867 | 1281488.6763 | 2704600.7005 | 1281494.937
67 | 2704599.9685 | 1281557.7935 | 2704600.0638 | 1281528.0966
68 | 2704601.8867 | 1281488.6763 | 2704603.9268 | 1281484.1862 | 2704606.0836 | 1281481.5888 | 2704610.8401 | 1281480.6279 | 2704616.8791 | 1281482.3143 | 2704619.9051 | 1281482.3681 | 2704620.2759 | 1281481.966
69 | 2704601.8867 | 1281488.6763 | 2704601.8626 | 1281480.2164
70 | 2704599.9685 | 1281557.7935 | 2704592.4719 | 1281557.0327
71 | 2704599.9685 | 1281557.7935 | 2704605.3285 | 1281564.2945 | 2704606.2627 | 1281567.3384
72 | 2704599.9685 | 1281557.7935 | 2704613.007 | 1281549.7843 | 2704628.2119 | 1281547.0961 | 2704632.3168 | 1281547.0121
73 | 2704620.2759 | 1281481.966 | 2704620.9849 | 1281481.1973 | 2704635.2384 | 1281466.1633
74 | 2704574.9528 | 1281557.6085 | 2704578.531 | 1281557.0125 | 2704589.2096 | 1281556.7017 | 2704592.4719 | 1281557.0327
75 | 2704606.2627 | 1281567.3384 | 2704609.3597 | 1281577.4292
76 | 2704632.3168 | 1281547.0121 | 2704639.9919 | 1281546.8552
77 | 2704635.2384 | 1281466.1633 | 2704648.4195 | 1281452.2605
78 | 2704612.2928 | 1281586.9857 | 2704609.3597 | 1281577.4292
79 | 2704656.0586 | 1281546.5265 | 2704639.9919 | 1281546.8552
80 | 2704676.4125 | 1281546.5178 | 2704675.3528 | 1281546.1319 | 2704656.0586 | 1281546.5265
81 | 2704679.9271 | 1281547.8147 | 2704676.4125 | 1281546.5178
82 | 2704676.4125 | 1281546.5178 | 2704677.4295 | 1281545.079 | 2704686.257 | 1281534.471
83 | 2704679.9271 | 1281547.8147 | 2704657.0779 | 1281578.0424
84 | 2704729.1749 | 1281484.5321 | 2704720.8389 | 1281492.9138 | 2704686.257 | 1281534.471
85 | 2704628.5729 | 1281615.1528 | 2704630.2587 | 1281612.0021 | 2704645.3695 | 1281589.5838
86 | 2704628.5729 | 1281615.1528 | 2704621.2482 | 1281607.6271 | 2704617.1494 | 1281599.3582
87 | 2704628.5729 | 1281615.1528 | 2704615.6706 | 1281638.7793
88 | 2704630.6678 | 1281617.303 | 2704628.5729 | 1281615.1528
89 | 2704729.1749 | 1281484.5321 | 2704731.9691 | 1281487.4844 | 2704719.8402 | 1281500.9255 | 2704760.3535 | 1281524.2218
90 | 2704615.8654 | 1281596.3583 | 2704616.6655 | 1281598.3819 | 2704617.1494 | 1281599.3582
91 | 2704604.409 | 1281659.8194 | 2704608.5435 | 1281651.8305 | 2704615.6706 | 1281638.7793
92 | 2704625.4038 | 1281626.5402 | 2704630.6678 | 1281617.303
93 | 2704760.3535 | 1281524.2218 | 2704748.9735 | 1281533.1388 | 2704726.7428 | 1281559.6567
94 | 2704615.8654 | 1281596.3583 | 2704612.7552 | 1281588.4925 | 2704612.2928 | 1281586.9857
95 | 2704467.3374 | 1281620.2095 | 2704476.6832 | 1281644.4837
96 | 2704467.3374 | 1281620.2095 | 2704505.4116 | 1281605.1294
97 | 2704481.2138 | 1281656.256 | 2704481.1806 | 1281656.165 | 2704476.6832 | 1281644.4837
98 | 2704505.4116 | 1281605.1294 | 2704518.9049 | 1281599.7851
99 | 2704481.2138 | 1281656.256 | 2704485.9857 | 1281669.3485
100 | 2704529.2035 | 1281595.7061 | 2704518.9049 | 1281599.7851
101 | 2704496.9431 | 1281699.229 | 2704496.3574 | 1281697.8049 | 2704485.9857 | 1281669.3485
102 | 2704337.4979 | 1281699.9013 | 2704336.4587 | 1281697.1276
103 | 2704337.4979 | 1281699.9013 | 2704338.2793 | 1281701.9869
104 | 2704179.9733 | 1281718.9841 | 2704190.6656 | 1281713.334
105 | 2704168.1478 | 1281725.2329 | 2704179.9733 | 1281718.9841
106 | 2704190.6656 | 1281713.334 | 2704192.3407 | 1281712.4489 | 2704203.6502 | 1281706.7466
107 | 2704168.1478 | 1281725.2329 | 2704176.8324 | 1281745.4609
108 | 2704215.4664 | 1281700.7887 | 2704203.6502 | 1281706.7466
109 | 2704215.4664 | 1281700.7887 | 2704225.5147 | 1281695.7223
110 | 2704225.5147 | 1281695.7223 | 2704228.5099 | 1281694.2121
111 | 2704240.5083 | 1281688.1624 | 2704228.5099 | 1281694.2121
112 | 2704240.5083 | 1281688.1624 | 2704247.6787 | 1281684.5471
113 | 2704276.9272 | 1281669.8482 | 2704249.2996 | 1281683.7298 | 2704247.6787 | 1281684.5471
114 | 2704276.9272 | 1281669.8482 | 2704279.1303 | 1281668.7413
115 | 2704371.1048 | 1281763.2565 | 2704350.1611 | 1281728.2876 | 2704338.2793 | 1281701.9869
116 | 2704371.1048 | 1281763.2565 | 2704382.1247 | 1281756.1579
117 | 2704371.1048 | 1281763.2565 | 2704379.5179 | 1281775.8139
118 | 2704382.1247 | 1281756.1579 | 2704396.6777 | 1281746.7833 | 2704396.6777 | 1281746.7833
119 | 2704396.6777 | 1281746.7833 | 2704414.3967 | 1281775.4275
120 | 2704416.438 | 1281778.7275 | 2704414.3967 | 1281775.4275
121 | 2704625.4038 | 1281626.5402 | 2704631.9098 | 1281635.1227
122 | 2704631.9098 | 1281635.1227 | 2704637.8336 | 1281642.9371
123 | 2704584.8603 | 1281711.1417 | 2704592.4541 | 1281692.0761
124 | 2704584.8603 | 1281711.1417 | 2704596.1452 | 1281710.9306 | 2704608.3227 | 1281713.7491 | 2704613.9053 | 1281715.7115
125 | 2704584.8603 | 1281711.1417 | 2704579.4979 | 1281729.3185 | 2704577.1821 | 1281738.3914
126 | 2704637.8336 | 1281642.9371 | 2704655.185 | 1281665.8264 | 2704661.51 | 1281671.7593
127 | 2704721.6005 | 1281639.3175 | 2704730.5877 | 1281624.8818
128 | 2704721.6005 | 1281639.3175 | 2704716.1904 | 1281648.0075
129 | 2704712.124 | 1281654.5392 | 2704716.1904 | 1281648.0075
130 | 2704712.124 | 1281654.5392 | 2704705.8435 | 1281664.6272
131 | 2704688.5952 | 1281692.3323 | 2704705.8435 | 1281664.6272
132 | 2704671.568 | 1281681.1938 | 2704661.51 | 1281671.7593
133 | 2704671.568 | 1281681.1938 | 2704673.8825 | 1281683.3648
134 | 2704680.4065 | 1281689.4844 | 2704673.8825 | 1281683.3648
135 | 2704617.019 | 1281716.8061 | 2704613.9053 | 1281715.7115
136 | 2704570.7882 | 1281765.1297 | 2704572.543 | 1281757.6652 | 2704575.7847 | 1281743.8658 | 2704577.1821 | 1281738.3914
137 | 2704688.5952 | 1281692.3323 | 2704680.4065 | 1281689.4844
138 | 2704688.5952 | 1281692.3323 | 2704697.4287 | 1281700.0273
139 | 2704697.4287 | 1281700.0273 | 2704704.8378 | 1281706.4813
140 | 2704711.3345 | 1281729.2806 | 2704711.4025 | 1281727.9918 | 2704711.6264 | 1281723.8476 | 2704710.9838 | 1281714.3609 | 2704708.04 | 1281709.2707 | 2704704.8378 | 1281706.4813
141 | 2704664.2047 | 1281729.6997 | 2704654.8969 | 1281756.414
142 | 2704664.2047 | 1281729.6997 | 2704633.6717 | 1281722.371
143 | 2704644.6723 | 1281785.7592 | 2704654.8969 | 1281756.414
144 | 2704617.019 | 1281716.8061 | 2704631.0809 | 1281721.7491 | 2704633.6717 | 1281722.371
145 | 2704711.3345 | 1281729.2806 | 2704711.2096 | 1281731.6583 | 2704706.1467 | 1281742.3399
146 | 2704496.9431 | 1281699.229 | 2704501.1815 | 1281709.5343 | 2704504.8731 | 1281716.4224
147 | 2704506.3505 | 1281719.1791 | 2704504.8731 | 1281716.4224
148 | 2704506.3505 | 1281719.1791 | 2704512.6156 | 1281727.3199
149 | 2704512.6156 | 1281727.3199 | 2704514.0297 | 1281729.1575 | 2704521.5667 | 1281736.3225
150 | 2704565.951 | 1281764.2987 | 2704566.7885 | 1281759.854 | 2704569.093 | 1281742.5793
151 | 2704570.7882 | 1281765.1297 | 2704565.951 | 1281764.2987
152 | 2704565.951 | 1281764.2987 | 2704555.4239 | 1281761.5985 | 2704546.8902 | 1281755.3091
153 | 2704521.5667 | 1281736.3225 | 2704523.0778 | 1281737.759 | 2704526.579 | 1281740.3395
154 | 2704570.7882 | 1281765.1297 | 2704579.8339 | 1281767.0808 | 2704589.8597 | 1281769.6721 | 2704601.6005 | 1281772.754
155 | 2704570.7882 | 1281765.1297 | 2704563.1508 | 1281800.1926 | 2704561.1313 | 1281810.5913
156 | 2704533.8895 | 1281745.7274 | 2704546.8902 | 1281755.3091
157 | 2704606.8969 | 1281774.1443 | 2704601.6005 | 1281772.754
158 | 2704559.0259 | 1281821.4326 | 2704561.1313 | 1281810.5913
159 | 2704644.6723 | 1281785.7592 | 2704652.9647 | 1281789.1094
160 | 2704533.8895 | 1281745.7274 | 2704526.579 | 1281740.3395
161 | 2704559.0259 | 1281821.4326 | 2704557.8178 | 1281827.6533
162 | 2704557.8178 | 1281827.6533 | 2704552.0576 | 1281857.3141 | 2704551.8189 | 1281858.7348
163 | 2704550.36 | 1281867.414 | 2704551.8189 | 1281858.7348
164 | 2704551.8189 | 1281858.7348 | 2704551.141 | 1281842.7586
165 | 2704545.4322 | 1281896.7322 | 2704550.36 | 1281867.414
166 | 2704545.4322 | 1281896.7322 | 2704548.6356 | 1281897.3563 | 2704551.1968 | 1281902.4285
167 | 2704533.7252 | 1281941.4873 | 2704537.4512 | 1281941.8648 | 2704538.8417 | 1281931.6469 | 2704545.4322 | 1281896.7322
168 | 2704551.1968 | 1281902.4285 | 2704551.8308 | 1281918.7545 | 2704553.4431 | 1281924.9679
169 | 2704551.1968 | 1281902.4285 | 2704624.2223 | 1281890.5465
170 | 2704526.5835 | 1281979.5395 | 2704527.7419 | 1281974.778 | 2704528.64 | 1281967.7653 | 2704531.8547 | 1281947.4373 | 2704533.7252 | 1281941.4873
171 | 2704533.7252 | 1281941.4873 | 2704517.4037 | 1281939.8631 | 2704507.5064 | 1281930.0455 | 2704503.9543 | 1281918.6435
172 | 2704533.7252 | 1281941.4873 | 2704535.6179 | 1281930.3467
173 | 2704530.9188 | 1281980.7063 | 2704526.5835 | 1281979.5395
174 | 2704505.5262 | 1281973.5052 | 2704518.2418 | 1281977.2896 | 2704526.5835 | 1281979.5395
175 | 2704526.5835 | 1281979.5395 | 2704525.1816 | 1281985.3199 | 2704512.8778 | 1282016.7413 | 2704508.275 | 1282026.0638
176 | 2704497.9904 | 1281907.0227 | 2704501.5944 | 1281911.068 | 2704503.9543 | 1281918.6435
177 | 2704530.9188 | 1281980.7063 | 2704528.8455 | 1281988.2758
178 | 2704505.5262 | 1281973.5052 | 2704492.1259 | 1281972.1796
179 | 2704494.7031 | 1282053.5524 | 2704508.275 | 1282026.0638
180 | 2704522.8881 | 1282005.2671 | 2704523.6257 | 1282003.5866 | 2704527.6904 | 1281992.4931 | 2704528.8455 | 1281988.2758
181 | 2704416.438 | 1281778.7275 | 2704427.9384 | 1281797.319
182 | 2704434.8642 | 1281808.5152 | 2704434.8642 | 1281808.5152 | 2704427.9384 | 1281797.319
183 | 2704427.694 | 1281813.0596 | 2704434.8642 | 1281808.5152
184 | 2704424.0856 | 1281815.3464 | 2704427.694 | 1281813.0596
185 | 2704494.7031 | 1282053.5524 | 2704476.7538 | 1282058.6166 | 2704476.7538 | 1282058.6166
186 | 2704476.7538 | 1282058.6166 | 2704459.5602 | 1282070.2029

## bus_geodata
| x | y | coords
0 | 2704449.2549 | 1281560.7404
1 | 2704445.4957 | 1281550.1893
2 | 2704455.1169 | 1281580.8353
3 | 2704445.2921 | 1281549.781
4 | 2704450.2441 | 1281582.8507
5 | 2704477.5028 | 1281572.7681
6 | 2704443.7416 | 1281546.6721
7 | 2704438.4102 | 1281589.0083
8 | 2704458.4065 | 1281599.5037
9 | 2704489.5714 | 1281569.2909
10 | 2704437.3417 | 1281534.4962
11 | 2704424.8668 | 1281596.1009
12 | 2704463.8358 | 1281611.111
13 | 2704495.6693 | 1281568.589
14 | 2704487.5744 | 1281558.4619
15 | 2704484.8489 | 1281544.1093
16 | 2704481.4114 | 1281526.2169
17 | 2704479.6451 | 1281517.0234
18 | 2704515.6719 | 1281566.2865
19 | 2704490.6597 | 1281514.2238
20 | 2704527.8154 | 1281565.2487
21 | 2704435.8651 | 1281531.7814
22 | 2704432.5109 | 1281525.6146
23 | 2704430.9407 | 1281522.7277
24 | 2704493.1224 | 1281513.5979
25 | 2704500.0544 | 1281511.836
26 | 2704427.3591 | 1281516.1429
27 | 2704424.3642 | 1281510.6367
28 | 2704420.7703 | 1281504.0291
29 | 2704402.1637 | 1281494.3777
30 | 2704381.4045 | 1281504.0648
31 | 2704234.2672 | 1281621.5191
32 | 2704223.4311 | 1281619.9445
33 | 2704246.3173 | 1281627.756
34 | 2704183.0709 | 1281621.4002
35 | 2704299.6495 | 1281660.5327
36 | 2704305.0001 | 1281661.422
37 | 2704288.9381 | 1281664.759
38 | 2704403.0739 | 1281607.5265
39 | 2704398.8421 | 1281610.2666
40 | 2704411.3986 | 1281603.162
41 | 2704391.5103 | 1281615.0141
42 | 2704413.1222 | 1281602.2583
43 | 2704388.8696 | 1281616.7241
44 | 2704418.269 | 1281599.56
45 | 2704383.6813 | 1281620.9578
46 | 2704379.1663 | 1281624.9496
47 | 2704370.4925 | 1281633.1288
48 | 2704369.4437 | 1281634.1839
49 | 2704368.3092 | 1281635.3249
50 | 2704361.3583 | 1281637.2341
51 | 2704362.2919 | 1281641.3887
52 | 2704332.1101 | 1281658.8944
53 | 2704333.0268 | 1281680.5281
54 | 2704546.5297 | 1281562.7238
55 | 2704551.8477 | 1281561.6934
56 | 2704560.5492 | 1281560.0074
57 | 2704570.3091 | 1281558.3819
58 | 2704553.7 | 1281529.0065
59 | 2704573.6819 | 1281557.8202
60 | 2704545.3024 | 1281489.747
61 | 2704599.5485 | 1281507.2924
62 | 2704600.7005 | 1281494.937
63 | 2704600.0638 | 1281528.0966
64 | 2704601.8867 | 1281488.6763
65 | 2704599.9685 | 1281557.7935
66 | 2704620.2759 | 1281481.966
67 | 2704601.8626 | 1281480.2164
68 | 2704592.4719 | 1281557.0327
69 | 2704606.2627 | 1281567.3384
70 | 2704632.3168 | 1281547.0121
71 | 2704635.2384 | 1281466.1633
72 | 2704574.9528 | 1281557.6085
73 | 2704609.3597 | 1281577.4292
74 | 2704639.9919 | 1281546.8552
75 | 2704648.4195 | 1281452.2605
76 | 2704656.0586 | 1281546.5265
77 | 2704676.4125 | 1281546.5178
78 | 2704679.9271 | 1281547.8147
79 | 2704686.257 | 1281534.471
80 | 2704657.0778 | 1281578.0424
81 | 2704645.3695 | 1281589.5838
82 | 2704628.5729 | 1281615.1528
83 | 2704729.1749 | 1281484.5321
84 | 2704617.1494 | 1281599.3582
85 | 2704615.6706 | 1281638.7793
86 | 2704630.6678 | 1281617.303
87 | 2704760.3535 | 1281524.2218
88 | 2704612.2928 | 1281586.9857
89 | 2704467.3374 | 1281620.2095
90 | 2704476.6832 | 1281644.4837
91 | 2704505.4116 | 1281605.1294
92 | 2704481.2138 | 1281656.256
93 | 2704518.9049 | 1281599.7851
94 | 2704529.2035 | 1281595.7061
95 | 2704485.9857 | 1281669.3485
96 | 2704336.4587 | 1281697.1276
97 | 2704337.4979 | 1281699.9013
98 | 2704179.9733 | 1281718.9841
99 | 2704190.6656 | 1281713.334
100 | 2704168.1478 | 1281725.2329
101 | 2704203.6502 | 1281706.7466
102 | 2704176.8324 | 1281745.4609
103 | 2704215.4664 | 1281700.7887
104 | 2704225.5147 | 1281695.7223
105 | 2704228.5099 | 1281694.2121
106 | 2704240.5083 | 1281688.1624
107 | 2704247.6787 | 1281684.5471
108 | 2704276.9272 | 1281669.8482
109 | 2704279.1303 | 1281668.7413
110 | 2704338.2794 | 1281701.9869
111 | 2704371.1048 | 1281763.2565
112 | 2704382.1247 | 1281756.1579
113 | 2704379.5179 | 1281775.8139
114 | 2704396.6777 | 1281746.7833
115 | 2704414.3967 | 1281775.4275
116 | 2704625.4038 | 1281626.5402
117 | 2704631.9098 | 1281635.1227
118 | 2704615.8654 | 1281596.3583
119 | 2704604.409 | 1281659.8194
120 | 2704592.4541 | 1281692.0761
121 | 2704584.8603 | 1281711.1417
122 | 2704637.8336 | 1281642.9371
123 | 2704730.5877 | 1281624.8818
124 | 2704721.6005 | 1281639.3175
125 | 2704716.1904 | 1281648.0075
126 | 2704712.124 | 1281654.5392
127 | 2704705.8435 | 1281664.6272
128 | 2704726.7428 | 1281559.6567
129 | 2704661.51 | 1281671.7593
130 | 2704671.568 | 1281681.1938
131 | 2704673.8825 | 1281683.3648
132 | 2704613.9053 | 1281715.7115
133 | 2704577.1821 | 1281738.3914
134 | 2704688.5952 | 1281692.3323
135 | 2704680.4065 | 1281689.4844
136 | 2704697.4287 | 1281700.0273
137 | 2704704.8378 | 1281706.4813
138 | 2704664.2047 | 1281729.6997
139 | 2704654.8969 | 1281756.414
140 | 2704633.6717 | 1281722.371
141 | 2704711.3345 | 1281729.2806
142 | 2704706.1467 | 1281742.3399
143 | 2704496.9431 | 1281699.229
144 | 2704504.8731 | 1281716.4224
145 | 2704506.3505 | 1281719.1791
146 | 2704512.6156 | 1281727.3199
147 | 2704569.093 | 1281742.5793
148 | 2704565.951 | 1281764.2987
149 | 2704521.5667 | 1281736.3225
150 | 2704617.019 | 1281716.8061
151 | 2704570.7882 | 1281765.1297
152 | 2704546.8902 | 1281755.3091
153 | 2704601.6005 | 1281772.754
154 | 2704561.1313 | 1281810.5913
155 | 2704644.6723 | 1281785.7592
156 | 2704652.9647 | 1281789.1094
157 | 2704526.579 | 1281740.3395
158 | 2704533.8895 | 1281745.7274
159 | 2704606.8969 | 1281774.1443
160 | 2704559.0259 | 1281821.4326
161 | 2704557.8178 | 1281827.6533
162 | 2704551.8189 | 1281858.7348
163 | 2704550.36 | 1281867.414
164 | 2704551.141 | 1281842.7586
165 | 2704545.4322 | 1281896.7322
166 | 2704551.1968 | 1281902.4285
167 | 2704533.7252 | 1281941.4873
168 | 2704535.6179 | 1281930.3467
169 | 2704526.5835 | 1281979.5395
170 | 2704503.9544 | 1281918.6435
171 | 2704530.9188 | 1281980.7063
172 | 2704505.5262 | 1281973.5052
173 | 2704508.275 | 1282026.0638
174 | 2704528.8455 | 1281988.2758
175 | 2704497.9904 | 1281907.0227
176 | 2704416.438 | 1281778.7275
177 | 2704427.9384 | 1281797.319
178 | 2704434.8642 | 1281808.5152
179 | 2704424.0856 | 1281815.3464
180 | 2704427.694 | 1281813.0596
181 | 2704492.1259 | 1281972.1796
182 | 2704494.7031 | 1282053.5524
183 | 2704553.4431 | 1281924.9679
184 | 2704624.2223 | 1281890.5465
185 | 2704522.8881 | 1282005.2671
186 | 2704476.7538 | 1282058.6166
187 | 2704459.5602 | 1282070.2029
188 | 2704529.2035 | 1281595.7061

## line_std_types
| c_nf_per_km | r_ohm_per_km | x_ohm_per_km | max_i_ka | type | q_mm2 | alpha | voltage_rating
NAYY 4x50 SE | 210 | 0.642 | 0.083 | 0.142 | cs | 50 | 0.00403 | LV
NAYY 4x120 SE | 264 | 0.225 | 0.08 | 0.242 | cs | 120 | 0.00403 | LV
NAYY 4x150 SE | 261 | 0.208 | 0.08 | 0.27 | cs | 150 | 0.00403 | LV
NA2XS2Y 1x95 RM/25 12/20 kV | 216 | 0.313 | 0.132 | 0.252 | cs | 95 | 0.00403 | MV
NA2XS2Y 1x185 RM/25 12/20 kV | 273 | 0.161 | 0.117 | 0.362 | cs | 185 | 0.00403 | MV
NA2XS2Y 1x240 RM/25 12/20 kV | 304 | 0.122 | 0.112 | 0.421 | cs | 240 | 0.00403 | MV
NA2XS2Y 1x95 RM/25 6/10 kV | 315 | 0.313 | 0.123 | 0.249 | cs | 95 | 0.00403 | MV
NA2XS2Y 1x185 RM/25 6/10 kV | 406 | 0.161 | 0.11 | 0.358 | cs | 185 | 0.00403 | MV
NA2XS2Y 1x240 RM/25 6/10 kV | 456 | 0.122 | 0.105 | 0.416 | cs | 240 | 0.00403 | MV
NA2XS2Y 1x150 RM/25 12/20 kV | 250 | 0.206 | 0.116 | 0.319 | cs | 150 | 0.00403 | MV
NA2XS2Y 1x120 RM/25 12/20 kV | 230 | 0.253 | 0.119 | 0.283 | cs | 120 | 0.00403 | MV
NA2XS2Y 1x70 RM/25 12/20 kV | 190 | 0.443 | 0.132 | 0.22 | cs | 70 | 0.00403 | MV
NA2XS2Y 1x150 RM/25 6/10 kV | 360 | 0.206 | 0.11 | 0.315 | cs | 150 | 0.00403 | MV
NA2XS2Y 1x120 RM/25 6/10 kV | 340 | 0.253 | 0.113 | 0.28 | cs | 120 | 0.00403 | MV
NA2XS2Y 1x70 RM/25 6/10 kV | 280 | 0.443 | 0.123 | 0.217 | cs | 70 | 0.00403 | MV
N2XS(FL)2Y 1x120 RM/35 64/110 kV | 112 | 0.153 | 0.166 | 0.366 | cs | 120 | 0.00393 | HV
N2XS(FL)2Y 1x185 RM/35 64/110 kV | 125 | 0.099 | 0.156 | 0.457 | cs | 185 | 0.00393 | HV
N2XS(FL)2Y 1x240 RM/35 64/110 kV | 135 | 0.075 | 0.149 | 0.526 | cs | 240 | 0.00393 | HV
N2XS(FL)2Y 1x300 RM/35 64/110 kV | 144 | 0.06 | 0.144 | 0.588 | cs | 300 | 0.00393 | HV
15-AL1/3-ST1A 0.4 | 11 | 1.8769 | 0.35 | 0.105 | ol | 16 | 0.00403 | LV
24-AL1/4-ST1A 0.4 | 11.25 | 1.2012 | 0.335 | 0.14 | ol | 24 | 0.00403 | LV
48-AL1/8-ST1A 0.4 | 12.2 | 0.5939 | 0.3 | 0.21 | ol | 48 | 0.00403 | LV
94-AL1/15-ST1A 0.4 | 13.2 | 0.306 | 0.29 | 0.35 | ol | 94 | 0.00403 | LV
34-AL1/6-ST1A 10.0 | 9.7 | 0.8342 | 0.36 | 0.17 | ol | 34 | 0.00403 | MV
48-AL1/8-ST1A 10.0 | 10.1 | 0.5939 | 0.35 | 0.21 | ol | 48 | 0.00403 | MV
70-AL1/11-ST1A 10.0 | 10.4 | 0.4132 | 0.339 | 0.29 | ol | 70 | 0.00403 | MV
94-AL1/15-ST1A 10.0 | 10.75 | 0.306 | 0.33 | 0.35 | ol | 94 | 0.00403 | MV
122-AL1/20-ST1A 10.0 | 11.1 | 0.2376 | 0.323 | 0.41 | ol | 122 | 0.00403 | MV
149-AL1/24-ST1A 10.0 | 11.25 | 0.194 | 0.315 | 0.47 | ol | 149 | 0.00403 | MV
34-AL1/6-ST1A 20.0 | 9.15 | 0.8342 | 0.382 | 0.17 | ol | 34 | 0.00403 | MV
48-AL1/8-ST1A 20.0 | 9.5 | 0.5939 | 0.372 | 0.21 | ol | 48 | 0.00403 | MV
70-AL1/11-ST1A 20.0 | 9.7 | 0.4132 | 0.36 | 0.29 | ol | 70 | 0.00403 | MV
94-AL1/15-ST1A 20.0 | 10 | 0.306 | 0.35 | 0.35 | ol | 94 | 0.00403 | MV
122-AL1/20-ST1A 20.0 | 10.3 | 0.2376 | 0.344 | 0.41 | ol | 122 | 0.00403 | MV
149-AL1/24-ST1A 20.0 | 10.5 | 0.194 | 0.337 | 0.47 | ol | 149 | 0.00403 | MV
184-AL1/30-ST1A 20.0 | 10.75 | 0.1571 | 0.33 | 0.535 | ol | 184 | 0.00403 | MV
243-AL1/39-ST1A 20.0 | 11 | 0.1188 | 0.32 | 0.645 | ol | 243 | 0.00403 | MV
48-AL1/8-ST1A 110.0 | 8 | 0.5939 | 0.46 | 0.21 | ol | 48 | 0.00403 | HV
70-AL1/11-ST1A 110.0 | 8.4 | 0.4132 | 0.45 | 0.29 | ol | 70 | 0.00403 | HV
94-AL1/15-ST1A 110.0 | 8.65 | 0.306 | 0.44 | 0.35 | ol | 94 | 0.00403 | HV
122-AL1/20-ST1A 110.0 | 8.5 | 0.2376 | 0.43 | 0.41 | ol | 122 | 0.00403 | HV
149-AL1/24-ST1A 110.0 | 8.75 | 0.194 | 0.41 | 0.47 | ol | 149 | 0.00403 | HV
184-AL1/30-ST1A 110.0 | 8.8 | 0.1571 | 0.4 | 0.535 | ol | 184 | 0.00403 | HV
243-AL1/39-ST1A 110.0 | 9 | 0.1188 | 0.39 | 0.645 | ol | 243 | 0.00403 | HV
305-AL1/39-ST1A 110.0 | 9.2 | 0.0949 | 0.38 | 0.74 | ol | 305 | 0.00403 | HV
490-AL1/64-ST1A 110.0 | 9.75 | 0.059 | 0.37 | 0.96 | ol | 490 | 0.00403 | HV
679-AL1/86-ST1A 110.0 | 9.95 | 0.042 | 0.36 | 1.15 | ol | 679 | 0.00403 | HV
490-AL1/64-ST1A 220.0 | 10 | 0.059 | 0.285 | 0.96 | ol | 490 | 0.00403 | HV
679-AL1/86-ST1A 220.0 | 11.7 | 0.042 | 0.275 | 1.15 | ol | 679 | 0.00403 | HV
490-AL1/64-ST1A 380.0 | 11 | 0.059 | 0.253 | 0.96 | ol | 490 | 0.00403 | HV
679-AL1/86-ST1A 380.0 | 14.6 | 0.042 | 0.25 | 1.15 | ol | 679 | 0.00403 | HV

## trafo_std_types
| i0_percent | pfe_kw | vkr_percent | sn_mva | vn_lv_kv | vn_hv_kv | vk_percent | shift_degree | vector_group | tap_side | tap_neutral | tap_min | tap_max | tap_step_degree | tap_step_percent | tap_phase_shifter
160 MVA 380/110 kV | 0.06 | 60 | 0.25 | 160 | 110 | 380 | 12.2 | 0 | Yy0 | hv | 0 | -9 | 9 | 0 | 1.5 | FALSE
100 MVA 220/110 kV | 0.06 | 55 | 0.26 | 100 | 110 | 220 | 12 | 0 | Yy0 | hv | 0 | -9 | 9 | 0 | 1.5 | FALSE
63 MVA 110/20 kV | 0.04 | 22 | 0.32 | 63 | 20 | 110 | 18 | 150 | YNd5 | hv | 0 | -9 | 9 | 0 | 1.5 | FALSE
40 MVA 110/20 kV | 0.05 | 18 | 0.34 | 40 | 20 | 110 | 16.2 | 150 | YNd5 | hv | 0 | -9 | 9 | 0 | 1.5 | FALSE
25 MVA 110/20 kV | 0.07 | 14 | 0.41 | 25 | 20 | 110 | 12 | 150 | YNd5 | hv | 0 | -9 | 9 | 0 | 1.5 | FALSE
63 MVA 110/10 kV | 0.04 | 22 | 0.32 | 63 | 10 | 110 | 18 | 150 | YNd5 | hv | 0 | -9 | 9 | 0 | 1.5 | FALSE
40 MVA 110/10 kV | 0.05 | 18 | 0.34 | 40 | 10 | 110 | 16.2 | 150 | YNd5 | hv | 0 | -9 | 9 | 0 | 1.5 | FALSE
25 MVA 110/10 kV | 0.07 | 14 | 0.41 | 25 | 10 | 110 | 12 | 150 | YNd5 | hv | 0 | -9 | 9 | 0 | 1.5 | FALSE
0.25 MVA 20/0.4 kV | 0.32 | 0.8 | 1.44 | 0.25 | 0.4 | 20 | 6 | 150 | Yzn5 | hv | 0 | -2 | 2 | 0 | 2.5 | FALSE
0.4 MVA 20/0.4 kV | 0.3375 | 1.35 | 1.425 | 0.4 | 0.4 | 20 | 6 | 150 | Dyn5 | hv | 0 | -2 | 2 | 0 | 2.5 | FALSE
0.63 MVA 20/0.4 kV | 0.2619 | 1.65 | 1.206 | 0.63 | 0.4 | 20 | 6 | 150 | Dyn5 | hv | 0 | -2 | 2 | 0 | 2.5 | FALSE
0.25 MVA 10/0.4 kV | 0.24 | 0.6 | 1.2 | 0.25 | 0.4 | 10 | 4 | 150 | Dyn5 | hv | 0 | -2 | 2 | 0 | 2.5 | FALSE
0.4 MVA 10/0.4 kV | 0.2375 | 0.95 | 1.325 | 0.4 | 0.4 | 10 | 4 | 150 | Dyn5 | hv | 0 | -2 | 2 | 0 | 2.5 | FALSE
0.63 MVA 10/0.4 kV | 0.1873 | 1.18 | 1.0794 | 0.63 | 0.4 | 10 | 4 | 150 | Dyn5 | hv | 0 | -2 | 2 | 0 | 2.5 | FALSE

## trafo3w_std_types
| sn_hv_mva | sn_mv_mva | sn_lv_mva | vn_hv_kv | vn_mv_kv | vn_lv_kv | vk_hv_percent | vk_mv_percent | vk_lv_percent | vkr_hv_percent | vkr_mv_percent | vkr_lv_percent | pfe_kw | i0_percent | shift_mv_degree | shift_lv_degree | vector_group | tap_side | tap_neutral | tap_min | tap_max | tap_step_percent
63/25/38 MVA 110/20/10 kV | 63 | 25 | 38 | 110 | 20 | 10 | 10.4 | 10.4 | 10.4 | 0.28 | 0.32 | 0.35 | 35 | 0.89 | 0 | 0 | YN0yn0yn0 | hv | 0 | -10 | 10 | 1.2
63/25/38 MVA 110/10/10 kV | 63 | 25 | 38 | 110 | 10 | 10 | 10.4 | 10.4 | 10.4 | 0.28 | 0.32 | 0.35 | 35 | 0.89 | 0 | 0 | YN0yn0yn0 | hv | 0 | -10 | 10 | 1.2

## fuse_std_types
| fuse_type | i_rated_a | t_avg | t_min | t_total | x_avg | x_min | x_total
HV 100A | HV 100A | 100 | 0 | [10.0, 3.64, 0.854, 0.281, 0.1, 0.0531, 0.022, 0.01] | [10.0, 4.267, 1.21, 0.403, 0.1, 0.058, 0.022, 0.01] | 0 | [300.0, 350.0, 450.0, 550.0, 700.0, 850.0, 1200.0, 1752.0] | [600.0, 700.0, 900.0, 1150.0, 1665.0, 2000.0, 3000.0, 4313.0]
HV 10A | HV 10A | 10 | 0 | [10.0, 1675.0, 0.344, 0.156, 0.1, 0.0417, 0.0171, 0.01] | [10.0, 1.3, 0.3, 0.155, 0.1, 0.0555, 0.023, 0.01] | 0 | [30.0, 32.0, 35.0, 37.0, 39.0, 50.0, 70.0, 88.0] | [60.0, 70.0, 80.0, 87.0, 94.0, 110.0, 150.0, 216.0]
HV 125A | HV 125A | 125 | 0 | [10.0, 1.82, 0.344, 0.1, 0.0467, 0.0269, 0.01] | [10.0, 2.478, 0.426, 0.1, 0.0427, 0.0211, 0.01] | 0 | [375.0, 500.0, 700.0, 925.0, 1200.0, 1500.0, 2341.0] | [750.0, 1000.0, 1500.0, 2200.0, 3000.0, 4000.0, 5765.0]
HV 160A | HV 160A | 160 | 0 | [10.0, 4.15, 1.03, 0.198, 0.1, 0.051, 0.0172, 0.01] | [10.0, 2.3, 0.734, 0.274, 0.1, 0.046, 0.0177, 0.01] | 0 | [480.0, 550.0, 700.0, 1000.0, 1260.0, 1600.0, 2500.0, 3227.0] | [960.0, 1300.0, 1700.0, 2200.0, 2996.0, 4000.0, 6000.0, 7946.0]
HV 16A | HV 16A | 16 | 0 | [10.0, 0.352, 0.164, 0.1, 0.0649, 0.0342, 0.01] | [10.0, 2.34, 0.722, 0.181, 0.1, 0.055, 0.0296, 0.01] | 0 | [48.0, 60.0, 65.0, 71.0, 80.0, 100.0, 162.0] | [96.0, 110.0, 125.0, 150.0, 168.0, 200.0, 250.0, 398.0]
HV 200A | HV 200A | 200 | 0 | [10.0, 4.267, 1.21, 0.403, 0.1, 0.058, 0.022, 0.01] | [10.0, 3.73, 1.654, 0.328, 0.1, 0.0531, 0.019, 0.01] | 0 | [600.0, 700.0, 900.0, 1150.0, 1665.0, 2000.0, 3000.0, 4313.0] | [1200.0, 1500.0, 1800.0, 2700.0, 3960.0, 5000.0, 7500.0, 10620.0]
HV 20A | HV 20A | 20 | 0 | [10.0, 1.3, 0.3, 0.155, 0.1, 0.0555, 0.023, 0.01] | [10.0, 1.3, 0.161, 0.1, 0.0611, 0.0399, 0.0141, 0.01] | 0 | [60.0, 70.0, 80.0, 87.0, 94.0, 110.0, 150.0, 216.0] | [120.0, 150.0, 200.0, 223.0, 260.0, 300.0, 450.0, 532.0]
HV 25A | HV 25A | 25 | 0 | [10.0, 2.512, 0.833, 0.299, 0.1, 0.0372, 0.0223, 0.01] | [10.0, 3.125, 0.597, 0.198, 0.1, 0.0378, 0.022, 0.01] | 0 | [75.0, 82.0, 90.0, 100.0, 124.0, 170.0, 200.0, 289.0] | [150.0, 170.0, 210.0, 250.0, 294.0, 400.0, 500.0, 711.0]
HV 31.5A | HV 31.5A | 31.5 | 0 | [10.0, 2.34, 0.722, 0.181, 0.1, 0.055, 0.0296, 0.01] | [10.0, 2.84, 0.368, 0.164, 0.1, 0.0621, 0.0378, 0.0195, 0.01] | 0 | [95.0, 110.0, 125.0, 150.0, 165.0, 200.0, 250.0, 390.0] | [189.0, 220.0, 300.0, 350.0, 393.0, 450.0, 530.0, 700.0, 960.0]
HV 40A | HV 40A | 40 | 0 | [10.0, 1.3, 0.161, 0.1, 0.0611, 0.0399, 0.0141, 0.01] | [10.0, 2.05, 0.369, 0.198, 0.1, 0.051, 0.0298, 0.01] | 0 | [120.0, 150.0, 200.0, 223.0, 260.0, 300.0, 450.0, 532.0] | [240.0, 300.0, 400.0, 450.0, 530.0, 650.0, 800.0, 1311.0]
HV 50A | HV 50A | 50 | 0 | [10.0, 3.215, 0.597, 0.198, 0.1, 0.0378, 0.022, 0.01] | [10.0, 3.64, 0.854, 0.281, 0.1, 0.0531, 0.022, 0.01] | 0 | [150.0, 170.0, 210.0, 250.0, 294.0, 400.0, 500.0, 711.0] | [300.0, 350.0, 450.0, 550.0, 700.0, 850.0, 1200.0, 1752.0]
HV 6.3A | HV 6.3A | 6.3 | 0 | [10.0, 1.39, 0.344, 0.168, 0.1, 0.056, 0.0263, 0.01] | [10.0, 1.711, 0.516, 0.198, 0.1, 0.0634, 0.0303, 0.01] | 0 | [19.0, 19.5, 20.4, 20.8, 22.0, 25.0, 32.0, 48.0] | [38.0, 40.0, 43.0, 48.0, 53.0, 60.0, 75.0, 118.0]
HV 63A | HV 63A | 63 | 0 | [10.0, 2.84, 0.368, 0.164, 0.1, 0.0621, 0.0378, 0.0195, 0.01] | [10.0, 1.82, 0.344, 0.1, 0.0467, 0.0269, 0.01] | 0 | [189.0, 220.0, 300.0, 350.0, 393.0, 450.0, 530.0, 700.0, 961.0] | [378.0, 500.0, 700.0, 934.0, 1200.0, 1500.0, 2366.0]
HV 80A | HV 80A | 80 | 0 | [10.0, 2.05, 0.369, 0.198, 0.1, 0.051, 0.0298, 0.01] | [10.0, 4.15, 1.03, 0.198, 0.1, 0.051, 0.0172, 0.01] | 0 | [240.0, 300.0, 400.0, 450.0, 530.0, 650.0, 800.0, 1311.0] | [480.0, 550.0, 700.0, 1000.0, 1260.0, 1600.0, 2500.0, 3227.0]
Siemens NH-1-100 | Siemens NH-1-100 | 100 | [5400.0, 2000.0, 400.0, 20.0, 1.0, 0.2, 0.012, 0.004] | 0 | 0 | [150.0, 190.0, 250.0, 430.0, 900.0, 1250.0, 2700.0, 3600.0] | 0 | 0
Siemens NH-1-125 | Siemens NH-1-125 | 125 | [4800.0, 120.0, 7.0, 0.1, 0.004] | 0 | 0 | [180.0, 400.0, 740.0, 2000.0, 4250.0] | 0 | 0
Siemens NH-1-16 | Siemens NH-1-16 | 16 | [4000.0, 400.0, 2.0, 0.1, 0.04, 0.01] | 0 | 0 | [26.0, 35.0, 75.0, 150.0, 200.0, 300.0] | 0 | 0
Siemens NH-1-160 | Siemens NH-1-160 | 160 | [4800.0, 120.0, 7.0, 0.1, 0.004] | 0 | 0 | [210.0, 500.0, 900.0, 2300.0, 5000.0] | 0 | 0
Siemens NH-1-25 | Siemens NH-1-25 | 25 | [4000.0, 1000.0, 10.0, 0.2, 0.02, 0.01] | 0 | 0 | [40.0, 50.0, 100.0, 210.0, 400.0, 500.0] | 0 | 0
Siemens NH-1-50 | Siemens NH-1-50 | 50 | [4000.0, 40.0, 4.0, 1.0, 0.02, 0.01] | 0 | 0 | [86.0, 200.0, 300.0, 400.0, 1000.0, 1280.0] | 0 | 0
Siemens NH-1-63 | Siemens NH-1-63 | 63 | [4000.0, 100.0, 10.0, 2.0, 0.04, 0.01] | 0 | 0 | [100.0, 200.0, 300.0, 400.0, 1000.0, 1500.0] | 0 | 0
Siemens NH-1-80 | Siemens NH-1-80 | 80 | [4800.0, 120.0, 7.0, 0.1, 0.01] | 0 | 0 | [150.58, 250.0, 450.0, 1150.0, 2470.0] | 0 | 0
Siemens NH-2-1000 | Siemens NH-2-1000 | 1000 | [4800.0, 120.0, 7.0, 0.1, 0.004] | 0 | 0 | [1900.0, 3500.0, 8400.0, 24000.0, 52000.0] | 0 | 0
Siemens NH-2-200 | Siemens NH-2-200 | 200 | [4800.0, 120.0, 7.0, 0.1, 0.004] | 0 | 0 | [280.0, 650.0, 1200.0, 3000.0, 7000.0] | 0 | 0
Siemens NH-2-224 | Siemens NH-2-224 | 224 | [4800.0, 120.0, 7.0, 0.2, 0.04, 0.004] | 0 | 0 | [400.0, 750.0, 1453.0, 3025.0, 4315.0, 7600.0] | 0 | 0
Siemens NH-2-250 | Siemens NH-2-250 | 250 | [4800.0, 120.0, 7.0, 0.1, 0.004] | 0 | 0 | [450.0, 800.0, 1650.0, 4000.0, 8500.0] | 0 | 0
Siemens NH-2-315 | Siemens NH-2-315 | 315 | [4800.0, 120.0, 7.0, 0.1, 0.004] | 0 | 0 | [550.0, 920.0, 1900.0, 5000.0, 11000.0] | 0 | 0
Siemens NH-2-355 | Siemens NH-2-355 | 355 | [4800.0, 120.0, 6.0, 0.1, 0.004] | 0 | 0 | [650.0, 1116.27, 2350.0, 5840.0, 12790.0] | 0 | 0
Siemens NH-2-400 | Siemens NH-2-400 | 400 | [4800.0, 120.0, 7.0, 0.1, 0.004] | 0 | 0 | [720.0, 1350.0, 2800.0, 6500.0, 15000.0] | 0 | 0
Siemens NH-2-425 | Siemens NH-2-425 | 425 | [4800.0, 120.0, 7.0, 0.1, 0.004] | 0 | 0 | [850.0, 1500.0, 3050.0, 7500.0, 16500.0] | 0 | 0
Siemens NH-2-630 | Siemens NH-2-630 | 630 | [4800.0, 120.0, 7.0, 0.1, 0.004] | 0 | 0 | [1200.0, 2000.0, 4800.0, 12000.0, 26000.0] | 0 | 0

## dtypes
| element | column | dtype
0 | bus | name | object
1 | bus | vn_kv | float64
2 | bus | type | object
3 | bus | zone | object
4 | bus | in_service | bool
5 | load | name | object
6 | load | bus | uint32
7 | load | p_mw | float64
8 | load | q_mvar | float64
9 | load | const_z_percent | float64
10 | load | const_i_percent | float64
11 | load | sn_mva | float64
12 | load | scaling | float64
13 | load | in_service | bool
14 | load | type | object
15 | ext_grid | name | object
16 | ext_grid | bus | uint32
17 | ext_grid | vm_pu | float64
18 | ext_grid | va_degree | float64
19 | ext_grid | slack_weight | float64
20 | ext_grid | in_service | bool
21 | line | name | object
22 | line | std_type | object
23 | line | from_bus | uint32
24 | line | to_bus | uint32
25 | line | length_km | float64
26 | line | r_ohm_per_km | float64
27 | line | x_ohm_per_km | float64
28 | line | c_nf_per_km | float64
29 | line | g_us_per_km | float64
30 | line | max_i_ka | float64
31 | line | df | float64
32 | line | parallel | uint32
33 | line | type | object
34 | line | in_service | bool
35 | trafo | name | object
36 | trafo | std_type | object
37 | trafo | hv_bus | uint32
38 | trafo | lv_bus | uint32
39 | trafo | sn_mva | float64
40 | trafo | vn_hv_kv | float64
41 | trafo | vn_lv_kv | float64
42 | trafo | vk_percent | float64
43 | trafo | vkr_percent | float64
44 | trafo | pfe_kw | float64
45 | trafo | i0_percent | float64
46 | trafo | shift_degree | float64
47 | trafo | tap_side | object
48 | trafo | tap_neutral | int32
49 | trafo | tap_min | int32
50 | trafo | tap_max | int32
51 | trafo | tap_step_percent | float64
52 | trafo | tap_step_degree | float64
53 | trafo | tap_pos | int32
54 | trafo | tap_phase_shifter | bool
55 | trafo | parallel | uint32
56 | trafo | df | float64
57 | trafo | in_service | bool
58 | line_geodata | coords | object
59 | bus_geodata | x | float64
60 | bus_geodata | y | float64
61 | bus_geodata | coords | object

## parameters
| version | format_version | converged | OPF_converged | name | f_hz | sn_mva
0 | 2.14.6 | 2.14.0 | FALSE | FALSE |  | 50 | 1