## bus
| name | vn_kv | type | zone | in_service
0 | bus_LV_3392-31_0_3_node_0 | 0.4 | n |  | TRUE
1 | bus_LV_3392-31_0_3_node_1 | 0.4 | n |  | TRUE
2 | bus_LV_3392-31_0_3_node_2 | 0.4 | n |  | TRUE
3 | bus_LV_3392-31_0_3_node_3 | 0.4 | n |  | TRUE
4 | bus_LV_3392-31_0_3_node_222 | 0.4 | n |  | TRUE
5 | bus_LV_3392-31_0_3_node_26 | 0.4 | n |  | TRUE
6 | bus_LV_3392-31_0_3_node_109 | 0.4 | n |  | TRUE
7 | bus_LV_3392-31_0_3_node_4 | 0.4 | n |  | TRUE
8 | bus_LV_3392-31_0_3_node_5 | 0.4 | n |  | TRUE
9 | bus_LV_3392-31_0_3_node_6 | 0.4 | n |  | TRUE
10 | bus_LV_3392-31_0_3_node_7 | 0.4 | n |  | TRUE
11 | bus_LV_3392-31_0_3_node_8 | 0.4 | n |  | TRUE
12 | bus_LV_3392-31_0_3_node_9 | 0.4 | n |  | TRUE
13 | bus_LV_3392-31_0_3_node_10 | 0.4 | n |  | TRUE
14 | bus_LV_3392-31_0_3_node_11 | 0.4 | n |  | TRUE
15 | bus_LV_3392-31_0_3_node_12 | 0.4 | n |  | TRUE
16 | bus_LV_3392-31_0_3_node_17 | 0.4 | n |  | TRUE
17 | bus_LV_3392-31_0_3_node_15 | 0.4 | n |  | TRUE
18 | bus_LV_3392-31_0_3_node_13 | 0.4 | n |  | TRUE
19 | bus_LV_3392-31_0_3_node_24 | 0.4 | n |  | TRUE
20 | bus_LV_3392-31_0_3_node_16 | 0.4 | n |  | TRUE
21 | bus_LV_3392-31_0_3_node_14 | 0.4 | n |  | TRUE
22 | bus_LV_3392-31_0_3_node_45 | 0.4 | n |  | TRUE
23 | bus_LV_3392-31_0_3_node_18 | 0.4 | n |  | TRUE
24 | bus_LV_3392-31_0_3_node_19 | 0.4 | n |  | TRUE
25 | bus_LV_3392-31_0_3_node_25 | 0.4 | n |  | TRUE
26 | bus_LV_3392-31_0_3_node_20 | 0.4 | n |  | TRUE
27 | bus_LV_3392-31_0_3_node_21 | 0.4 | n |  | TRUE
28 | bus_LV_3392-31_0_3_node_22 | 0.4 | n |  | TRUE
29 | bus_LV_3392-31_0_3_node_23 | 0.4 | n |  | TRUE
30 | bus_LV_3392-31_0_3_node_27 | 0.4 | n |  | TRUE
31 | bus_LV_3392-31_0_3_node_31 | 0.4 | n |  | TRUE
32 | bus_LV_3392-31_0_3_node_30 | 0.4 | n |  | TRUE
33 | bus_LV_3392-31_0_3_node_28 | 0.4 | n |  | TRUE
34 | bus_LV_3392-31_0_3_node_29 | 0.4 | n |  | TRUE
35 | bus_LV_3392-31_0_3_node_94 | 0.4 | n |  | TRUE
36 | bus_LV_3392-31_0_3_node_146 | 0.4 | n |  | TRUE
37 | bus_LV_3392-31_0_3_node_148 | 0.4 | n |  | TRUE
38 | bus_LV_3392-31_0_3_node_32 | 0.4 | n |  | TRUE
39 | bus_LV_3392-31_0_3_node_54 | 0.4 | n |  | TRUE
40 | bus_LV_3392-31_0_3_node_56 | 0.4 | n |  | TRUE
41 | bus_LV_3392-31_0_3_node_52 | 0.4 | n |  | TRUE
42 | bus_LV_3392-31_0_3_node_86 | 0.4 | n |  | TRUE
43 | bus_LV_3392-31_0_3_node_144 | 0.4 | n |  | TRUE
44 | bus_LV_3392-31_0_3_node_33 | 0.4 | n |  | TRUE
45 | bus_LV_3392-31_0_3_node_150 | 0.4 | n |  | TRUE
46 | bus_LV_3392-31_0_3_node_81 | 0.4 | n |  | TRUE
47 | bus_LV_3392-31_0_3_node_82 | 0.4 | n |  | TRUE
48 | bus_LV_3392-31_0_3_node_83 | 0.4 | n |  | TRUE
49 | bus_LV_3392-31_0_3_node_84 | 0.4 | n |  | TRUE
50 | bus_LV_3392-31_0_3_node_85 | 0.4 | n |  | TRUE
51 | bus_LV_3392-31_0_3_node_141 | 0.4 | n |  | TRUE
52 | bus_LV_3392-31_0_3_node_142 | 0.4 | n |  | TRUE
53 | bus_LV_3392-31_0_3_node_143 | 0.4 | n |  | TRUE
54 | bus_LV_3392-31_0_3_node_145 | 0.4 | n |  | TRUE
55 | bus_LV_3392-31_0_3_node_149 | 0.4 | n |  | TRUE
56 | bus_LV_3392-31_0_3_node_34 | 0.4 | n |  | TRUE
57 | bus_LV_3392-31_0_3_node_35 | 0.4 | n |  | TRUE
58 | bus_LV_3392-31_0_3_node_36 | 0.4 | n |  | TRUE
59 | bus_LV_3392-31_0_3_node_37 | 0.4 | n |  | TRUE
60 | bus_LV_3392-31_0_3_node_38 | 0.4 | n |  | TRUE
61 | bus_LV_3392-31_0_3_node_57 | 0.4 | n |  | TRUE
62 | bus_LV_3392-31_0_3_node_39 | 0.4 | n |  | TRUE
63 | bus_LV_3392-31_0_3_node_105 | 0.4 | n |  | TRUE
64 | bus_LV_3392-31_0_3_node_106 | 0.4 | n |  | TRUE
65 | bus_LV_3392-31_0_3_node_40 | 0.4 | n |  | TRUE
66 | bus_LV_3392-31_0_3_node_41 | 0.4 | n |  | TRUE
67 | bus_LV_3392-31_0_3_node_42 | 0.4 | n |  | TRUE
68 | bus_LV_3392-31_0_3_node_43 | 0.4 | n |  | TRUE
69 | bus_LV_3392-31_0_3_node_46 | 0.4 | n |  | TRUE
70 | bus_LV_3392-31_0_3_node_47 | 0.4 | n |  | TRUE
71 | bus_LV_3392-31_0_3_node_48 | 0.4 | n |  | TRUE
72 | bus_LV_3392-31_0_3_node_98 | 0.4 | n |  | TRUE
73 | bus_LV_3392-31_0_3_node_103 | 0.4 | n |  | TRUE
74 | bus_LV_3392-31_0_3_node_147 | 0.4 | n |  | TRUE
75 | bus_LV_3392-31_0_3_node_100 | 0.4 | n |  | TRUE
76 | bus_LV_3392-31_0_3_node_96 | 0.4 | n |  | TRUE
77 | bus_LV_3392-31_0_3_node_49 | 0.4 | n |  | TRUE
78 | bus_LV_3392-31_0_3_node_50 | 0.4 | n |  | TRUE
79 | bus_LV_3392-31_0_3_node_51 | 0.4 | n |  | TRUE
80 | bus_LV_3392-31_0_3_node_53 | 0.4 | n |  | TRUE
81 | bus_LV_3392-31_0_3_node_55 | 0.4 | n |  | TRUE
82 | bus_LV_3392-31_0_3_node_58 | 0.4 | n |  | TRUE
83 | bus_LV_3392-31_0_3_node_59 | 0.4 | n |  | TRUE
84 | bus_LV_3392-31_0_3_node_60 | 0.4 | n |  | TRUE
85 | bus_LV_3392-31_0_3_node_61 | 0.4 | n |  | TRUE
86 | bus_LV_3392-31_0_3_node_62 | 0.4 | n |  | TRUE
87 | bus_LV_3392-31_0_3_node_63 | 0.4 | n |  | TRUE
88 | bus_LV_3392-31_0_3_node_65 | 0.4 | n |  | TRUE
89 | bus_LV_3392-31_0_3_node_117 | 0.4 | n |  | TRUE
90 | bus_LV_3392-31_0_3_node_132 | 0.4 | n |  | TRUE
91 | bus_LV_3392-31_0_3_node_114 | 0.4 | n |  | TRUE
92 | bus_LV_3392-31_0_3_node_90 | 0.4 | n |  | TRUE
93 | bus_LV_3392-31_0_3_node_92 | 0.4 | n |  | TRUE
94 | bus_LV_3392-31_0_3_node_88 | 0.4 | n |  | TRUE
95 | bus_LV_3392-31_0_3_node_125 | 0.4 | n |  | TRUE
96 | bus_LV_3392-31_0_3_node_128 | 0.4 | n |  | TRUE
97 | bus_LV_3392-31_0_3_node_129 | 0.4 | n |  | TRUE
98 | bus_LV_3392-31_0_3_node_123 | 0.4 | n |  | TRUE
99 | bus_LV_3392-31_0_3_node_124 | 0.4 | n |  | TRUE
100 | bus_LV_3392-31_0_3_node_152 | 0.4 | n |  | TRUE
101 | bus_LV_3392-31_0_3_node_127 | 0.4 | n |  | TRUE
102 | bus_LV_3392-31_0_3_node_66 | 0.4 | n |  | TRUE
103 | bus_LV_3392-31_0_3_node_67 | 0.4 | n |  | TRUE
104 | bus_LV_3392-31_0_3_node_68 | 0.4 | n |  | TRUE
105 | bus_LV_3392-31_0_3_node_69 | 0.4 | n |  | TRUE
106 | bus_LV_3392-31_0_3_node_70 | 0.4 | n |  | TRUE
107 | bus_LV_3392-31_0_3_node_71 | 0.4 | n |  | TRUE
108 | bus_LV_3392-31_0_3_node_72 | 0.4 | n |  | TRUE
109 | bus_LV_3392-31_0_3_node_73 | 0.4 | n |  | TRUE
110 | bus_LV_3392-31_0_3_node_155 | 0.4 | n |  | TRUE
111 | bus_LV_3392-31_0_3_node_101 | 0.4 | n |  | TRUE
112 | bus_LV_3392-31_0_3_node_97 | 0.4 | n |  | TRUE
113 | bus_LV_3392-31_0_3_node_135 | 0.4 | n |  | TRUE
114 | bus_LV_3392-31_0_3_node_156 | 0.4 | n |  | TRUE
115 | bus_LV_3392-31_0_3_node_157 | 0.4 | n |  | TRUE
116 | bus_LV_3392-31_0_3_node_161 | 0.4 | n |  | TRUE
117 | bus_LV_3392-31_0_3_node_99 | 0.4 | n |  | TRUE
118 | bus_LV_3392-31_0_3_node_134 | 0.4 | n |  | TRUE
119 | bus_LV_3392-31_0_3_node_74 | 0.4 | n |  | TRUE
120 | bus_LV_3392-31_0_3_node_75 | 0.4 | n |  | TRUE
121 | bus_LV_3392-31_0_3_node_76 | 0.4 | n |  | TRUE
122 | bus_LV_3392-31_0_3_node_77 | 0.4 | n |  | TRUE
123 | bus_LV_3392-31_0_3_node_78 | 0.4 | n |  | TRUE
124 | bus_LV_3392-31_0_3_node_79 | 0.4 | n |  | TRUE
125 | bus_LV_3392-31_0_3_node_80 | 0.4 | n |  | TRUE
126 | bus_LV_3392-31_0_3_node_95 | 0.4 | n |  | TRUE
127 | bus_LV_3392-31_0_3_node_153 | 0.4 | n |  | TRUE
128 | bus_LV_3392-31_0_3_node_138 | 0.4 | n |  | TRUE
129 | bus_LV_3392-31_0_3_node_130 | 0.4 | n |  | TRUE
130 | bus_LV_3392-31_0_3_node_136 | 0.4 | n |  | TRUE
131 | bus_LV_3392-31_0_3_node_154 | 0.4 | n |  | TRUE
132 | bus_LV_3392-31_0_3_node_131 | 0.4 | n |  | TRUE
133 | bus_LV_3392-31_0_3_node_151 | 0.4 | n |  | TRUE
134 | bus_LV_3392-31_0_3_node_110 | 0.4 | n |  | TRUE
135 | bus_LV_3392-31_0_3_node_87 | 0.4 | n |  | TRUE
136 | bus_LV_3392-31_0_3_node_89 | 0.4 | n |  | TRUE
137 | bus_LV_3392-31_0_3_node_91 | 0.4 | n |  | TRUE
138 | bus_LV_3392-31_0_3_node_93 | 0.4 | n |  | TRUE
139 | bus_LV_3392-31_0_3_node_140 | 0.4 | n |  | TRUE
140 | bus_LV_3392-31_0_3_node_137 | 0.4 | n |  | TRUE
141 | bus_LV_3392-31_0_3_node_102 | 0.4 | n |  | TRUE
142 | bus_LV_3392-31_0_3_node_104 | 0.4 | n |  | TRUE
143 | bus_LV_3392-31_0_3_node_122 | 0.4 | n |  | TRUE
144 | bus_LV_3392-31_0_3_node_120 | 0.4 | n |  | TRUE
145 | bus_LV_3392-31_0_3_node_118 | 0.4 | n |  | TRUE
146 | bus_LV_3392-31_0_3_node_107 | 0.4 | n |  | TRUE
147 | bus_LV_3392-31_0_3_node_108 | 0.4 | n |  | TRUE
148 | bus_LV_3392-31_0_3_node_111 | 0.4 | n |  | TRUE
149 | bus_LV_3392-31_0_3_node_112 | 0.4 | n |  | TRUE
150 | bus_LV_3392-31_0_3_node_113 | 0.4 | n |  | TRUE
151 | bus_LV_3392-31_0_3_node_196 | 0.4 | n |  | TRUE
152 | bus_LV_3392-31_0_3_node_197 | 0.4 | n |  | TRUE
153 | bus_LV_3392-31_0_3_node_195 | 0.4 | n |  | TRUE
154 | bus_LV_3392-31_0_3_node_198 | 0.4 | n |  | TRUE
155 | bus_LV_3392-31_0_3_node_115 | 0.4 | n |  | TRUE
156 | bus_LV_3392-31_0_3_node_116 | 0.4 | n |  | TRUE
157 | bus_LV_3392-31_0_3_node_194 | 0.4 | n |  | TRUE
158 | bus_LV_3392-31_0_3_node_119 | 0.4 | n |  | TRUE
159 | bus_LV_3392-31_0_3_node_121 | 0.4 | n |  | TRUE
160 | bus_LV_3392-31_0_3_node_159 | 0.4 | n |  | TRUE
161 | bus_LV_3392-31_0_3_node_126 | 0.4 | n |  | TRUE
162 | bus_LV_3392-31_0_3_node_133 | 0.4 | n |  | TRUE
163 | bus_LV_3392-31_0_3_node_139 | 0.4 | n |  | TRUE
164 | bus_LV_3392-31_0_3_node_160 | 0.4 | n |  | TRUE
165 | bus_LV_3392-31_0_3_node_193 | 0.4 | n |  | TRUE
166 | bus_MV_156_0_node_75 | 20 | n |  | TRUE

## load
| name | bus | p_mw | q_mvar | const_z_percent | const_i_percent | sn_mva | scaling | in_service | type
0 | LV_3392-31_0_3_load_0 | 0 | 0.0017257 | 0.0004325 | 0 | 0 |  | 1 | TRUE | wye
1 | LV_3392-31_0_3_load_3 | 3 | 0.00039973 | 0.00010018 | 0 | 0 |  | 1 | TRUE | wye
2 | LV_3392-31_0_3_load_222 | 4 | 0.0014967 | 0.00037512 | 0 | 0 |  | 1 | TRUE | wye
3 | LV_3392-31_0_3_load_109 | 6 | 0.0015172 | 0.00038024 | 0 | 0 |  | 1 | TRUE | wye
4 | LV_3392-31_0_3_load_4 | 7 | 0.00027885 | 6.9886e-05 | 0 | 0 |  | 1 | TRUE | wye
5 | LV_3392-31_0_3_load_5 | 8 | 0.00048694 | 0.00012204 | 0 | 0 |  | 1 | TRUE | wye
6 | LV_3392-31_0_3_load_6 | 9 | 0.00051424 | 0.00012888 | 0 | 0 |  | 1 | TRUE | wye
7 | LV_3392-31_0_3_load_7 | 10 | 0.00031606 | 7.9211e-05 | 0 | 0 |  | 1 | TRUE | wye
8 | LV_3392-31_0_3_load_8 | 11 | 0.00046184 | 0.00011575 | 0 | 0 |  | 1 | TRUE | wye
9 | LV_3392-31_0_3_load_9 | 12 | 0.00019839 | 4.972e-05 | 0 | 0 |  | 1 | TRUE | wye
10 | LV_3392-31_0_3_load_11 | 14 | 0.00053584 | 0.00013429 | 0 | 0 |  | 1 | TRUE | wye
11 | LV_3392-31_0_3_load_15 | 17 | 0.00043586 | 0.00010924 | 0 | 0 |  | 1 | TRUE | wye
12 | LV_3392-31_0_3_load_13 | 18 | 0.00037394 | 9.3719e-05 | 0 | 0 |  | 1 | TRUE | wye
13 | LV_3392-31_0_3_load_16 | 20 | 0.00046816 | 0.00011733 | 0 | 0 |  | 1 | TRUE | wye
14 | LV_3392-31_0_3_load_14 | 21 | 0.000168 | 4.2104e-05 | 0 | 0 |  | 1 | TRUE | wye
15 | LV_3392-31_0_3_load_45 | 22 | 0.00030257 | 7.5832e-05 | 0 | 0 |  | 1 | TRUE | wye
16 | LV_3392-31_0_3_load_18 | 23 | 0.0015266 | 0.00038259 | 0 | 0 |  | 1 | TRUE | wye
17 | LV_3392-31_0_3_load_19 | 24 | 0.00077598 | 0.00019448 | 0 | 0 |  | 1 | TRUE | wye
18 | LV_3392-31_0_3_load_25 | 25 | 0.00044388 | 0.00011125 | 0 | 0 |  | 1 | TRUE | wye
19 | LV_3392-31_0_3_load_20 | 26 | 0.0025567 | 0.00064077 | 0 | 0 |  | 1 | TRUE | wye
20 | LV_3392-31_0_3_load_22 | 28 | 0.00083969 | 0.00021045 | 0 | 0 |  | 1 | TRUE | wye
21 | LV_3392-31_0_3_load_27 | 30 | 0.0033222 | 0.00083263 | 0 | 0 |  | 1 | TRUE | wye
22 | LV_3392-31_0_3_load_31 | 31 | 0.0010834 | 0.00027153 | 0 | 0 |  | 1 | TRUE | wye
23 | LV_3392-31_0_3_load_30 | 32 | 0.00064013 | 0.00016043 | 0 | 0 |  | 1 | TRUE | wye
24 | LV_3392-31_0_3_load_28 | 33 | 0.00083625 | 0.00020958 | 0 | 0 |  | 1 | TRUE | wye
25 | LV_3392-31_0_3_load_94 | 35 | 0.00020937 | 5.2473e-05 | 0 | 0 |  | 1 | TRUE | wye
26 | LV_3392-31_0_3_load_146 | 36 | 0.00046747 | 0.00011716 | 0 | 0 |  | 1 | TRUE | wye
27 | LV_3392-31_0_3_load_148 | 37 | 0.0010117 | 0.00025356 | 0 | 0 |  | 1 | TRUE | wye
28 | LV_3392-31_0_3_load_32 | 38 | 0.00074817 | 0.00018751 | 0 | 0 |  | 1 | TRUE | wye
29 | LV_3392-31_0_3_load_56 | 40 | 0.00063871 | 0.00016007 | 0 | 0 |  | 1 | TRUE | wye
30 | LV_3392-31_0_3_load_86 | 42 | 0.00032864 | 8.2366e-05 | 0 | 0 |  | 1 | TRUE | wye
31 | LV_3392-31_0_3_load_144 | 43 | 0.00065025 | 0.00016297 | 0 | 0 |  | 1 | TRUE | wye
32 | LV_3392-31_0_3_load_33 | 44 | 0.001425 | 0.00035714 | 0 | 0 |  | 1 | TRUE | wye
33 | LV_3392-31_0_3_load_150 | 45 | 0.0028113 | 0.00070457 | 0 | 0 |  | 1 | TRUE | wye
34 | LV_3392-31_0_3_load_81 | 46 | 0.0003823 | 9.5814e-05 | 0 | 0 |  | 1 | TRUE | wye
35 | LV_3392-31_0_3_load_82 | 47 | 0.00091809 | 0.0002301 | 0 | 0 |  | 1 | TRUE | wye
36 | LV_3392-31_0_3_load_84 | 49 | 0.0013786 | 0.00034551 | 0 | 0 |  | 1 | TRUE | wye
37 | LV_3392-31_0_3_load_85 | 50 | 0.00084834 | 0.00021261 | 0 | 0 |  | 1 | TRUE | wye
38 | LV_3392-31_0_3_load_141 | 51 | 0.00028556 | 7.1569e-05 | 0 | 0 |  | 1 | TRUE | wye
39 | LV_3392-31_0_3_load_143 | 53 | 0.0002736 | 6.857e-05 | 0 | 0 |  | 1 | TRUE | wye
40 | LV_3392-31_0_3_load_149 | 55 | 0.00019119 | 4.7917e-05 | 0 | 0 |  | 1 | TRUE | wye
41 | LV_3392-31_0_3_load_34 | 56 | 0.0041864 | 0.0010492 | 0 | 0 |  | 1 | TRUE | wye
42 | LV_3392-31_0_3_load_35 | 57 | 0.0051918 | 0.0013012 | 0 | 0 |  | 1 | TRUE | wye
43 | LV_3392-31_0_3_load_36 | 58 | 0.0012281 | 0.00030778 | 0 | 0 |  | 1 | TRUE | wye
44 | LV_3392-31_0_3_load_38 | 60 | 0.0013661 | 0.00034237 | 0 | 0 |  | 1 | TRUE | wye
45 | LV_3392-31_0_3_load_57 | 61 | 0.0017508 | 0.00043879 | 0 | 0 |  | 1 | TRUE | wye
46 | LV_3392-31_0_3_load_39 | 62 | 0.0010951 | 0.00027446 | 0 | 0 |  | 1 | TRUE | wye
47 | LV_3392-31_0_3_load_105 | 63 | 0.0011612 | 0.00029101 | 0 | 0 |  | 1 | TRUE | wye
48 | LV_3392-31_0_3_load_40 | 65 | 0.0004157 | 0.00010418 | 0 | 0 |  | 1 | TRUE | wye
49 | LV_3392-31_0_3_load_42 | 67 | 0.00081238 | 0.0002036 | 0 | 0 |  | 1 | TRUE | wye
50 | LV_3392-31_0_3_load_46 | 69 | 0.00023273 | 5.8327e-05 | 0 | 0 |  | 1 | TRUE | wye
51 | LV_3392-31_0_3_load_48 | 71 | 0.00037488 | 9.3954e-05 | 0 | 0 |  | 1 | TRUE | wye
52 | LV_3392-31_0_3_load_103 | 73 | 0.003297 | 0.00082629 | 0 | 0 |  | 1 | TRUE | wye
53 | LV_3392-31_0_3_load_147 | 74 | 0.00067332 | 0.00016875 | 0 | 0 |  | 1 | TRUE | wye
54 | LV_3392-31_0_3_load_100 | 75 | 0.0010187 | 0.00025532 | 0 | 0 |  | 1 | TRUE | wye
55 | LV_3392-31_0_3_load_96 | 76 | 0.0016559 | 0.000415 | 0 | 0 |  | 1 | TRUE | wye
56 | LV_3392-31_0_3_load_49 | 77 | 6.9197e-05 | 1.7343e-05 | 0 | 0 |  | 1 | TRUE | wye
57 | LV_3392-31_0_3_load_51 | 79 | 0.0004956 | 0.00012421 | 0 | 0 |  | 1 | TRUE | wye
58 | LV_3392-31_0_3_load_53 | 80 | 0.00046991 | 0.00011777 | 0 | 0 |  | 1 | TRUE | wye
59 | LV_3392-31_0_3_load_55 | 81 | 0.00019191 | 4.8098e-05 | 0 | 0 |  | 1 | TRUE | wye
60 | LV_3392-31_0_3_load_58 | 82 | 0.0037482 | 0.00093938 | 0 | 0 |  | 1 | TRUE | wye
61 | LV_3392-31_0_3_load_59 | 83 | 0.0067733 | 0.0016975 | 0 | 0 |  | 1 | TRUE | wye
62 | LV_3392-31_0_3_load_60 | 84 | 0.0034386 | 0.00086178 | 0 | 0 |  | 1 | TRUE | wye
63 | LV_3392-31_0_3_load_65 | 88 | 0.0024328 | 0.00060973 | 0 | 0 |  | 1 | TRUE | wye
64 | LV_3392-31_0_3_load_117 | 89 | 0.0021801 | 0.0005464 | 0 | 0 |  | 1 | TRUE | wye
65 | LV_3392-31_0_3_load_92 | 93 | 0.00093761 | 0.00023499 | 0 | 0 |  | 1 | TRUE | wye
66 | LV_3392-31_0_3_load_88 | 94 | 0.0010115 | 0.0002535 | 0 | 0 |  | 1 | TRUE | wye
67 | LV_3392-31_0_3_load_128 | 96 | 0.0040234 | 0.0010084 | 0 | 0 |  | 1 | TRUE | wye
68 | LV_3392-31_0_3_load_129 | 97 | 0.002344 | 0.00058746 | 0 | 0 |  | 1 | TRUE | wye
69 | LV_3392-31_0_3_load_123 | 98 | 0.0014686 | 0.00036806 | 0 | 0 |  | 1 | TRUE | wye
70 | LV_3392-31_0_3_load_152 | 100 | 0.0011928 | 0.00029895 | 0 | 0 |  | 1 | TRUE | wye
71 | LV_3392-31_0_3_load_66 | 102 | 0.00036836 | 9.2321e-05 | 0 | 0 |  | 1 | TRUE | wye
72 | LV_3392-31_0_3_load_67 | 103 | 0.00045584 | 0.00011424 | 0 | 0 |  | 1 | TRUE | wye
73 | LV_3392-31_0_3_load_68 | 104 | 0.00021556 | 5.4025e-05 | 0 | 0 |  | 1 | TRUE | wye
74 | LV_3392-31_0_3_load_71 | 107 | 0.0021918 | 0.00054932 | 0 | 0 |  | 1 | TRUE | wye
75 | LV_3392-31_0_3_load_73 | 109 | 0.00034846 | 8.7333e-05 | 0 | 0 |  | 1 | TRUE | wye
76 | LV_3392-31_0_3_load_101 | 111 | 0.0006828 | 0.00017112 | 0 | 0 |  | 1 | TRUE | wye
77 | LV_3392-31_0_3_load_135 | 113 | 0.00030753 | 7.7075e-05 | 0 | 0 |  | 1 | TRUE | wye
78 | LV_3392-31_0_3_load_156 | 114 | 0.00086343 | 0.0002164 | 0 | 0 |  | 1 | TRUE | wye
79 | LV_3392-31_0_3_load_157 | 115 | 0.0003086 | 7.7343e-05 | 0 | 0 |  | 1 | TRUE | wye
80 | LV_3392-31_0_3_load_161 | 116 | 0.0021325 | 0.00053447 | 0 | 0 |  | 1 | TRUE | wye
81 | LV_3392-31_0_3_load_99 | 117 | 0.0014536 | 0.0003643 | 0 | 0 |  | 1 | TRUE | wye
82 | LV_3392-31_0_3_load_134 | 118 | 0.00049463 | 0.00012397 | 0 | 0 |  | 1 | TRUE | wye
83 | LV_3392-31_0_3_load_74 | 119 | 0.0065092 | 0.0016314 | 0 | 0 |  | 1 | TRUE | wye
84 | LV_3392-31_0_3_load_75 | 120 | 0.00040864 | 0.00010241 | 0 | 0 |  | 1 | TRUE | wye
85 | LV_3392-31_0_3_load_76 | 121 | 0.0016283 | 0.00040809 | 0 | 0 |  | 1 | TRUE | wye
86 | LV_3392-31_0_3_load_77 | 122 | 0.00049881 | 0.00012501 | 0 | 0 |  | 1 | TRUE | wye
87 | LV_3392-31_0_3_load_79 | 124 | 0.00034826 | 8.7281e-05 | 0 | 0 |  | 1 | TRUE | wye
88 | LV_3392-31_0_3_load_153 | 127 | 0.0027573 | 0.00069105 | 0 | 0 |  | 1 | TRUE | wye
89 | LV_3392-31_0_3_load_138 | 128 | 0.0035521 | 0.00089023 | 0 | 0 |  | 1 | TRUE | wye
90 | LV_3392-31_0_3_load_131 | 132 | 0.0021353 | 0.00053515 | 0 | 0 |  | 1 | TRUE | wye
91 | LV_3392-31_0_3_load_151 | 133 | 0.00069333 | 0.00017377 | 0 | 0 |  | 1 | TRUE | wye
92 | LV_3392-31_0_3_load_110 | 134 | 0.0023223 | 0.00058202 | 0 | 0 |  | 1 | TRUE | wye
93 | LV_3392-31_0_3_load_87 | 135 | 0.0083984 | 0.0021048 | 0 | 0 |  | 1 | TRUE | wye
94 | LV_3392-31_0_3_load_89 | 136 | 0.0057217 | 0.001434 | 0 | 0 |  | 1 | TRUE | wye
95 | LV_3392-31_0_3_load_91 | 137 | 0.0029554 | 0.00074069 | 0 | 0 |  | 1 | TRUE | wye
96 | LV_3392-31_0_3_load_93 | 138 | 0.0033152 | 0.00083086 | 0 | 0 |  | 1 | TRUE | wye
97 | LV_3392-31_0_3_load_140 | 139 | 0.00044366 | 0.00011119 | 0 | 0 |  | 1 | TRUE | wye
98 | LV_3392-31_0_3_load_137 | 140 | 0.00060644 | 0.00015199 | 0 | 0 |  | 1 | TRUE | wye
99 | LV_3392-31_0_3_load_104 | 142 | 0.0015758 | 0.00039494 | 0 | 0 |  | 1 | TRUE | wye
100 | LV_3392-31_0_3_load_122 | 143 | 0.00085333 | 0.00021387 | 0 | 0 |  | 1 | TRUE | wye
101 | LV_3392-31_0_3_load_118 | 145 | 0.00032622 | 8.1758e-05 | 0 | 0 |  | 1 | TRUE | wye
102 | LV_3392-31_0_3_load_107 | 146 | 0.00072697 | 0.00018219 | 0 | 0 |  | 1 | TRUE | wye
103 | LV_3392-31_0_3_load_108 | 147 | 0.0021367 | 0.00053551 | 0 | 0 |  | 1 | TRUE | wye
104 | LV_3392-31_0_3_load_111 | 148 | 0.0010959 | 0.00027467 | 0 | 0 |  | 1 | TRUE | wye
105 | LV_3392-31_0_3_load_112 | 149 | 0.001588 | 0.00039799 | 0 | 0 |  | 1 | TRUE | wye
106 | LV_3392-31_0_3_load_197 | 152 | 0.00010571 | 2.6493e-05 | 0 | 0 |  | 1 | TRUE | wye
107 | LV_3392-31_0_3_load_195 | 153 | 0.00040016 | 0.00010029 | 0 | 0 |  | 1 | TRUE | wye
108 | LV_3392-31_0_3_load_198 | 154 | 0.00039969 | 0.00010017 | 0 | 0 |  | 1 | TRUE | wye
109 | LV_3392-31_0_3_load_116 | 156 | 0.0027883 | 0.00069881 | 0 | 0 |  | 1 | TRUE | wye
110 | LV_3392-31_0_3_load_194 | 157 | 0.00016534 | 4.1437e-05 | 0 | 0 |  | 1 | TRUE | wye
111 | LV_3392-31_0_3_load_119 | 158 | 0.00076088 | 0.00019069 | 0 | 0 |  | 1 | TRUE | wye
112 | LV_3392-31_0_3_load_159 | 160 | 0.00019322 | 4.8426e-05 | 0 | 0 |  | 1 | TRUE | wye
113 | LV_3392-31_0_3_load_133 | 162 | 0.0028702 | 0.00071934 | 0 | 0 |  | 1 | TRUE | wye
114 | LV_3392-31_0_3_load_139 | 163 | 0.0026496 | 0.00066406 | 0 | 0 |  | 1 | TRUE | wye
115 | LV_3392-31_0_3_load_160 | 164 | 0.0044271 | 0.0011095 | 0 | 0 |  | 1 | TRUE | wye
116 | LV_3392-31_0_3_load_193 | 165 | 0.00028463 | 7.1334e-05 | 0 | 0 |  | 1 | TRUE | wye

## ext_grid
| name | bus | vm_pu | va_degree | slack_weight | in_service
0 |  | 63 | 1 | 0 | 1 | TRUE

## line
| name | std_type | from_bus | to_bus | length_km | r_ohm_per_km | x_ohm_per_km | c_nf_per_km | g_us_per_km | max_i_ka | df | parallel | type | in_service
0 | LV_3392-31_0_3_line_0 | NAYY 4x150 SE | 0 | 1 | 0.011261 | 0.208 | 0.08 | 261 | 0 | 0.27 | 1 | 1 | cs | TRUE
1 | LV_3392-31_0_3_line_1 | NAYY 4x150 SE | 1 | 2 | 0.056019 | 0.208 | 0.08 | 261 | 0 | 0.27 | 1 | 1 | cs | TRUE
2 | LV_3392-31_0_3_line_2 | NAYY 4x150 SE | 1 | 3 | 0.024923 | 0.208 | 0.08 | 261 | 0 | 0.27 | 1 | 1 | cs | TRUE
3 | LV_3392-31_0_3_line_3 | NAYY 4x150 SE | 2 | 7 | 0.008449 | 0.208 | 0.08 | 261 | 0 | 0.27 | 1 | 1 | cs | TRUE
4 | LV_3392-31_0_3_line_4 | NAYY 4x150 SE | 2 | 8 | 0.011969 | 0.208 | 0.08 | 261 | 0 | 0.27 | 1 | 1 | cs | TRUE
5 | LV_3392-31_0_3_line_5 | NAYY 4x150 SE | 4 | 5 | 0.44066 | 0.208 | 0.08 | 261 | 0 | 0.27 | 1 | 2 | cs | TRUE
6 | LV_3392-31_0_3_line_6 | NAYY 4x150 SE | 4 | 6 | 0.17393 | 0.208 | 0.08 | 261 | 0 | 0.27 | 1 | 2 | cs | TRUE
7 | LV_3392-31_0_3_line_7 | NAYY 4x150 SE | 5 | 28 | 0.025213 | 0.208 | 0.08 | 261 | 0 | 0.27 | 1 | 2 | cs | TRUE
8 | LV_3392-31_0_3_line_8 | NAYY 4x150 SE | 6 | 146 | 0.003676 | 0.208 | 0.08 | 261 | 0 | 0.27 | 1 | 2 | cs | TRUE
9 | LV_3392-31_0_3_line_9 | NAYY 4x150 SE | 7 | 9 | 0.013962 | 0.208 | 0.08 | 261 | 0 | 0.27 | 1 | 1 | cs | TRUE
10 | LV_3392-31_0_3_line_10 | NAYY 4x150 SE | 9 | 10 | 0.014985 | 0.208 | 0.08 | 261 | 0 | 0.27 | 1 | 1 | cs | TRUE
11 | LV_3392-31_0_3_line_11 | NAYY 4x150 SE | 10 | 11 | 0.019581 | 0.208 | 0.08 | 261 | 0 | 0.27 | 1 | 1 | cs | TRUE
12 | LV_3392-31_0_3_line_12 | NAYY 4x150 SE | 11 | 12 | 0.17426 | 0.208 | 0.08 | 261 | 0 | 0.27 | 1 | 1 | cs | TRUE
13 | LV_3392-31_0_3_line_13 | NAYY 4x150 SE | 12 | 13 | 0.011955 | 0.208 | 0.08 | 261 | 0 | 0.27 | 1 | 1 | cs | TRUE
14 | LV_3392-31_0_3_line_14 | NAYY 4x150 SE | 13 | 14 | 0.026981 | 0.208 | 0.08 | 261 | 0 | 0.27 | 1 | 2 | cs | TRUE
15 | LV_3392-31_0_3_line_15 | NAYY 4x150 SE | 13 | 15 | 0.010882 | 0.208 | 0.08 | 261 | 0 | 0.27 | 1 | 2 | cs | TRUE
16 | LV_3392-31_0_3_line_16 | NAYY 4x150 SE | 14 | 16 | 0.044407 | 0.208 | 0.08 | 261 | 0 | 0.27 | 1 | 2 | cs | TRUE
17 | LV_3392-31_0_3_line_17 | NAYY 4x150 SE | 15 | 17 | 0.00095793 | 0.208 | 0.08 | 261 | 0 | 0.27 | 1 | 2 | cs | TRUE
18 | LV_3392-31_0_3_line_18 | NAYY 4x150 SE | 15 | 18 | 0.033561 | 0.208 | 0.08 | 261 | 0 | 0.27 | 1 | 1 | cs | TRUE
19 | LV_3392-31_0_3_line_19 | NAYY 4x150 SE | 16 | 19 | 0.12755 | 0.208 | 0.08 | 261 | 0 | 0.27 | 1 | 2 | cs | TRUE
20 | LV_3392-31_0_3_line_20 | NAYY 4x150 SE | 17 | 20 | 0.020432 | 0.208 | 0.08 | 261 | 0 | 0.27 | 1 | 2 | cs | TRUE
21 | LV_3392-31_0_3_line_21 | NAYY 4x150 SE | 18 | 21 | 0.13046 | 0.208 | 0.08 | 261 | 0 | 0.27 | 1 | 1 | cs | TRUE
22 | LV_3392-31_0_3_line_22 | NAYY 4x150 SE | 19 | 25 | 0.0030024 | 0.208 | 0.08 | 261 | 0 | 0.27 | 1 | 2 | cs | TRUE
23 | LV_3392-31_0_3_line_23 | NAYY 4x150 SE | 20 | 23 | 0.0075559 | 0.208 | 0.08 | 261 | 0 | 0.27 | 1 | 2 | cs | TRUE
24 | LV_3392-31_0_3_line_24 | NAYY 4x150 SE | 21 | 22 | 0.25356 | 0.208 | 0.08 | 261 | 0 | 0.27 | 1 | 1 | cs | TRUE
25 | LV_3392-31_0_3_line_25 | NAYY 4x150 SE | 23 | 24 | 0.016409 | 0.208 | 0.08 | 261 | 0 | 0.27 | 1 | 2 | cs | TRUE
26 | LV_3392-31_0_3_line_26 | NAYY 4x150 SE | 24 | 26 | 0.15816 | 0.208 | 0.08 | 261 | 0 | 0.27 | 1 | 2 | cs | TRUE
27 | LV_3392-31_0_3_line_27 | NAYY 4x150 SE | 25 | 31 | 0.016762 | 0.208 | 0.08 | 261 | 0 | 0.27 | 1 | 2 | cs | TRUE
28 | LV_3392-31_0_3_line_28 | NAYY 4x150 SE | 26 | 27 | 0.026875 | 0.208 | 0.08 | 261 | 0 | 0.27 | 1 | 2 | cs | TRUE
29 | LV_3392-31_0_3_line_29 | NAYY 4x150 SE | 27 | 28 | 0.014619 | 0.208 | 0.08 | 261 | 0 | 0.27 | 1 | 2 | cs | TRUE
30 | LV_3392-31_0_3_line_30 | NAYY 4x150 SE | 27 | 29 | 0.026358 | 0.208 | 0.08 | 261 | 0 | 0.27 | 1 | 1 | cs | TRUE
31 | LV_3392-31_0_3_line_31 | NAYY 4x150 SE | 29 | 30 | 0.0066397 | 0.208 | 0.08 | 261 | 0 | 0.27 | 1 | 1 | cs | TRUE
32 | LV_3392-31_0_3_line_32 | NAYY 4x150 SE | 31 | 32 | 0.012193 | 0.208 | 0.08 | 261 | 0 | 0.27 | 1 | 2 | cs | TRUE
33 | LV_3392-31_0_3_line_33 | NAYY 4x150 SE | 32 | 38 | 0.29359 | 0.208 | 0.08 | 261 | 0 | 0.27 | 1 | 2 | cs | TRUE
34 | LV_3392-31_0_3_line_34 | NAYY 4x150 SE | 33 | 34 | 0.027612 | 0.208 | 0.08 | 261 | 0 | 0.27 | 1 | 1 | cs | TRUE
35 | LV_3392-31_0_3_line_35 | NAYY 4x150 SE | 34 | 35 | 0.017244 | 0.208 | 0.08 | 261 | 0 | 0.27 | 1 | 1 | cs | TRUE
36 | LV_3392-31_0_3_line_36 | NAYY 4x150 SE | 34 | 36 | 0.019909 | 0.208 | 0.08 | 261 | 0 | 0.27 | 1 | 1 | cs | TRUE
37 | LV_3392-31_0_3_line_37 | NAYY 4x150 SE | 34 | 37 | 0.014539 | 0.208 | 0.08 | 261 | 0 | 0.27 | 1 | 1 | cs | TRUE
38 | LV_3392-31_0_3_line_38 | NAYY 4x150 SE | 35 | 42 | 0.011256 | 0.208 | 0.08 | 261 | 0 | 0.27 | 1 | 1 | cs | TRUE
39 | LV_3392-31_0_3_line_39 | NAYY 4x150 SE | 36 | 43 | 0.00092108 | 0.208 | 0.08 | 261 | 0 | 0.27 | 1 | 1 | cs | TRUE
40 | LV_3392-31_0_3_line_40 | NAYY 4x150 SE | 38 | 44 | 0.028808 | 0.208 | 0.08 | 261 | 0 | 0.27 | 1 | 1 | cs | TRUE
41 | LV_3392-31_0_3_line_41 | NAYY 4x150 SE | 39 | 40 | 0.19087 | 0.208 | 0.08 | 261 | 0 | 0.27 | 1 | 1 | cs | TRUE
42 | LV_3392-31_0_3_line_42 | NAYY 4x150 SE | 39 | 41 | 0.1029 | 0.208 | 0.08 | 261 | 0 | 0.27 | 1 | 1 | cs | TRUE
43 | LV_3392-31_0_3_line_43 | NAYY 4x150 SE | 40 | 61 | 0.0035607 | 0.208 | 0.08 | 261 | 0 | 0.27 | 1 | 1 | cs | TRUE
44 | LV_3392-31_0_3_line_44 | NAYY 4x150 SE | 41 | 80 | 0.017438 | 0.208 | 0.08 | 261 | 0 | 0.27 | 1 | 1 | cs | TRUE
45 | LV_3392-31_0_3_line_45 | NAYY 4x150 SE | 41 | 78 | 0.045454 | 0.208 | 0.08 | 261 | 0 | 0.27 | 1 | 1 | cs | TRUE
46 | LV_3392-31_0_3_line_46 | NAYY 4x150 SE | 42 | 49 | 0.019317 | 0.208 | 0.08 | 261 | 0 | 0.27 | 1 | 1 | cs | TRUE
47 | LV_3392-31_0_3_line_47 | NAYY 4x150 SE | 43 | 52 | 0.013606 | 0.208 | 0.08 | 261 | 0 | 0.27 | 1 | 1 | cs | TRUE
48 | LV_3392-31_0_3_line_48 | NAYY 4x150 SE | 44 | 45 | 0.024949 | 0.208 | 0.08 | 261 | 0 | 0.27 | 1 | 1 | cs | TRUE
49 | LV_3392-31_0_3_line_49 | NAYY 4x150 SE | 45 | 55 | 0.013089 | 0.208 | 0.08 | 261 | 0 | 0.27 | 1 | 1 | cs | TRUE
50 | LV_3392-31_0_3_line_50 | NAYY 4x150 SE | 46 | 47 | 0.025244 | 0.208 | 0.08 | 261 | 0 | 0.27 | 1 | 1 | cs | TRUE
51 | LV_3392-31_0_3_line_51 | NAYY 4x150 SE | 46 | 48 | 0.015939 | 0.208 | 0.08 | 261 | 0 | 0.27 | 1 | 1 | cs | TRUE
52 | LV_3392-31_0_3_line_52 | NAYY 4x150 SE | 47 | 49 | 0.0099995 | 0.208 | 0.08 | 261 | 0 | 0.27 | 1 | 1 | cs | TRUE
53 | LV_3392-31_0_3_line_53 | NAYY 4x150 SE | 48 | 50 | 0.063155 | 0.208 | 0.08 | 261 | 0 | 0.27 | 1 | 1 | cs | TRUE
54 | LV_3392-31_0_3_line_54 | NAYY 4x150 SE | 51 | 52 | 0.027103 | 0.208 | 0.08 | 261 | 0 | 0.27 | 1 | 1 | cs | TRUE
55 | LV_3392-31_0_3_line_55 | NAYY 4x150 SE | 52 | 53 | 0.012867 | 0.208 | 0.08 | 261 | 0 | 0.27 | 1 | 1 | cs | TRUE
56 | LV_3392-31_0_3_line_56 | NAYY 4x150 SE | 53 | 54 | 0.011073 | 0.208 | 0.08 | 261 | 0 | 0.27 | 1 | 1 | cs | TRUE
57 | LV_3392-31_0_3_line_57 | NAYY 4x150 SE | 54 | 55 | 0.028262 | 0.208 | 0.08 | 261 | 0 | 0.27 | 1 | 1 | cs | TRUE
58 | LV_3392-31_0_3_line_58 | NAYY 4x150 SE | 56 | 57 | 0.006585 | 0.208 | 0.08 | 261 | 0 | 0.27 | 1 | 1 | cs | TRUE
59 | LV_3392-31_0_3_line_59 | NAYY 4x150 SE | 56 | 58 | 0.068645 | 0.208 | 0.08 | 261 | 0 | 0.27 | 1 | 1 | cs | TRUE
60 | LV_3392-31_0_3_line_60 | NAYY 4x150 SE | 57 | 59 | 0.11657 | 0.208 | 0.08 | 261 | 0 | 0.27 | 1 | 1 | cs | TRUE
61 | LV_3392-31_0_3_line_61 | NAYY 4x150 SE | 58 | 60 | 0.013713 | 0.208 | 0.08 | 261 | 0 | 0.27 | 1 | 1 | cs | TRUE
62 | LV_3392-31_0_3_line_62 | NAYY 4x150 SE | 59 | 61 | 0.19406 | 0.208 | 0.08 | 261 | 0 | 0.27 | 1 | 1 | cs | TRUE
63 | LV_3392-31_0_3_line_63 | NAYY 4x150 SE | 60 | 62 | 0.01579 | 0.208 | 0.08 | 261 | 0 | 0.27 | 1 | 1 | cs | TRUE
64 | LV_3392-31_0_3_line_64 | NAYY 4x150 SE | 62 | 63 | 0.021929 | 0.208 | 0.08 | 261 | 0 | 0.27 | 1 | 1 | cs | TRUE
65 | LV_3392-31_0_3_line_65 | NAYY 4x150 SE | 63 | 64 | 0.015272 | 0.208 | 0.08 | 261 | 0 | 0.27 | 1 | 2 | cs | TRUE
66 | LV_3392-31_0_3_line_66 | NAYY 4x150 SE | 64 | 146 | 0.0072918 | 0.208 | 0.08 | 261 | 0 | 0.27 | 1 | 2 | cs | TRUE
67 | LV_3392-31_0_3_line_67 | NAYY 4x150 SE | 64 | 147 | 0.022169 | 0.208 | 0.08 | 261 | 0 | 0.27 | 1 | 2 | cs | TRUE
68 | LV_3392-31_0_3_line_68 | NAYY 4x150 SE | 65 | 66 | 0.053668 | 0.208 | 0.08 | 261 | 0 | 0.27 | 1 | 1 | cs | TRUE
69 | LV_3392-31_0_3_line_69 | NAYY 4x150 SE | 66 | 67 | 0.091376 | 0.208 | 0.08 | 261 | 0 | 0.27 | 1 | 1 | cs | TRUE
70 | LV_3392-31_0_3_line_70 | NAYY 4x150 SE | 66 | 68 | 0.12583 | 0.208 | 0.08 | 261 | 0 | 0.27 | 1 | 1 | cs | TRUE
71 | LV_3392-31_0_3_line_71 | NAYY 4x150 SE | 67 | 69 | 0.098879 | 0.208 | 0.08 | 261 | 0 | 0.27 | 1 | 1 | cs | TRUE
72 | LV_3392-31_0_3_line_72 | NAYY 4x150 SE | 68 | 70 | 0.07107 | 0.208 | 0.08 | 261 | 0 | 0.27 | 1 | 1 | cs | TRUE
73 | LV_3392-31_0_3_line_73 | NAYY 4x150 SE | 69 | 71 | 0.07084 | 0.208 | 0.08 | 261 | 0 | 0.27 | 1 | 1 | cs | TRUE
74 | LV_3392-31_0_3_line_74 | NAYY 4x150 SE | 70 | 72 | 0.027217 | 0.208 | 0.08 | 261 | 0 | 0.27 | 1 | 1 | cs | TRUE
75 | LV_3392-31_0_3_line_75 | NAYY 4x150 SE | 72 | 75 | 0.070573 | 0.208 | 0.08 | 261 | 0 | 0.27 | 1 | 1 | cs | TRUE
76 | LV_3392-31_0_3_line_76 | NAYY 4x150 SE | 72 | 76 | 0.021322 | 0.208 | 0.08 | 261 | 0 | 0.27 | 1 | 1 | cs | TRUE
77 | LV_3392-31_0_3_line_77 | NAYY 4x150 SE | 73 | 74 | 0.018895 | 0.208 | 0.08 | 261 | 0 | 0.27 | 1 | 1 | cs | TRUE
78 | LV_3392-31_0_3_line_78 | NAYY 4x150 SE | 74 | 143 | 0.0054406 | 0.208 | 0.08 | 261 | 0 | 0.27 | 1 | 1 | cs | TRUE
79 | LV_3392-31_0_3_line_79 | NAYY 4x150 SE | 75 | 142 | 0.0077838 | 0.208 | 0.08 | 261 | 0 | 0.27 | 1 | 1 | cs | TRUE
80 | LV_3392-31_0_3_line_80 | NAYY 4x150 SE | 76 | 112 | 0.039268 | 0.208 | 0.08 | 261 | 0 | 0.27 | 1 | 1 | cs | TRUE
81 | LV_3392-31_0_3_line_81 | NAYY 4x150 SE | 77 | 78 | 0.029697 | 0.208 | 0.08 | 261 | 0 | 0.27 | 1 | 1 | cs | TRUE
82 | LV_3392-31_0_3_line_82 | NAYY 4x150 SE | 77 | 79 | 0.042173 | 0.208 | 0.08 | 261 | 0 | 0.27 | 1 | 1 | cs | TRUE
83 | LV_3392-31_0_3_line_83 | NAYY 4x150 SE | 80 | 81 | 0.027379 | 0.208 | 0.08 | 261 | 0 | 0.27 | 1 | 1 | cs | TRUE
84 | LV_3392-31_0_3_line_84 | NAYY 4x150 SE | 82 | 83 | 0.034163 | 0.208 | 0.08 | 261 | 0 | 0.27 | 1 | 1 | cs | TRUE
85 | LV_3392-31_0_3_line_85 | NAYY 4x150 SE | 82 | 84 | 0.013436 | 0.208 | 0.08 | 261 | 0 | 0.27 | 1 | 1 | cs | TRUE
86 | LV_3392-31_0_3_line_86 | NAYY 4x150 SE | 83 | 85 | 0.019836 | 0.208 | 0.08 | 261 | 0 | 0.27 | 1 | 1 | cs | TRUE
87 | LV_3392-31_0_3_line_87 | NAYY 4x150 SE | 84 | 86 | 0.0076447 | 0.208 | 0.08 | 261 | 0 | 0.27 | 1 | 1 | cs | TRUE
88 | LV_3392-31_0_3_line_88 | NAYY 4x150 SE | 85 | 87 | 0.005008 | 0.208 | 0.08 | 261 | 0 | 0.27 | 1 | 1 | cs | TRUE
89 | LV_3392-31_0_3_line_89 | NAYY 4x150 SE | 86 | 88 | 0.031486 | 0.208 | 0.08 | 261 | 0 | 0.27 | 1 | 1 | cs | TRUE
90 | LV_3392-31_0_3_line_90 | NAYY 4x150 SE | 87 | 89 | 0.028805 | 0.208 | 0.08 | 261 | 0 | 0.27 | 1 | 1 | cs | TRUE
91 | LV_3392-31_0_3_line_91 | NAYY 4x150 SE | 88 | 90 | 0.025126 | 0.208 | 0.08 | 261 | 0 | 0.27 | 1 | 1 | cs | TRUE
92 | LV_3392-31_0_3_line_92 | NAYY 4x150 SE | 89 | 91 | 0.011864 | 0.208 | 0.08 | 261 | 0 | 0.27 | 1 | 1 | cs | TRUE
93 | LV_3392-31_0_3_line_93 | NAYY 4x150 SE | 90 | 100 | 0.019149 | 0.208 | 0.08 | 261 | 0 | 0.27 | 1 | 1 | cs | TRUE
94 | LV_3392-31_0_3_line_94 | NAYY 4x150 SE | 90 | 101 | 0.004851 | 0.208 | 0.08 | 261 | 0 | 0.27 | 1 | 1 | cs | TRUE
95 | LV_3392-31_0_3_line_95 | NAYY 4x150 SE | 91 | 150 | 0.020545 | 0.208 | 0.08 | 261 | 0 | 0.27 | 1 | 1 | cs | TRUE
96 | LV_3392-31_0_3_line_96 | NAYY 4x150 SE | 92 | 93 | 0.014438 | 0.208 | 0.08 | 261 | 0 | 0.27 | 1 | 1 | cs | TRUE
97 | LV_3392-31_0_3_line_97 | NAYY 4x150 SE | 92 | 94 | 0.0032912 | 0.208 | 0.08 | 261 | 0 | 0.27 | 1 | 1 | cs | TRUE
98 | LV_3392-31_0_3_line_98 | NAYY 4x150 SE | 94 | 135 | 0.025529 | 0.208 | 0.08 | 261 | 0 | 0.27 | 1 | 1 | cs | TRUE
99 | LV_3392-31_0_3_line_99 | NAYY 4x150 SE | 95 | 96 | 0.011392 | 0.208 | 0.08 | 261 | 0 | 0.27 | 1 | 1 | cs | TRUE
100 | LV_3392-31_0_3_line_100 | NAYY 4x150 SE | 95 | 97 | 0.0091425 | 0.208 | 0.08 | 261 | 0 | 0.27 | 1 | 1 | cs | TRUE
101 | LV_3392-31_0_3_line_101 | NAYY 4x150 SE | 96 | 138 | 0.0096519 | 0.208 | 0.08 | 261 | 0 | 0.27 | 1 | 1 | cs | TRUE
102 | LV_3392-31_0_3_line_102 | NAYY 4x150 SE | 97 | 163 | 0.027147 | 0.208 | 0.08 | 261 | 0 | 0.27 | 1 | 1 | cs | TRUE
103 | LV_3392-31_0_3_line_103 | NAYY 4x150 SE | 98 | 99 | 0.0081425 | 0.208 | 0.08 | 261 | 0 | 0.27 | 1 | 1 | cs | TRUE
104 | LV_3392-31_0_3_line_104 | NAYY 4x150 SE | 99 | 161 | 0.014178 | 0.208 | 0.08 | 261 | 0 | 0.27 | 1 | 1 | cs | TRUE
105 | LV_3392-31_0_3_line_105 | NAYY 4x150 SE | 99 | 101 | 0.02247 | 0.208 | 0.08 | 261 | 0 | 0.27 | 1 | 1 | cs | TRUE
106 | LV_3392-31_0_3_line_106 | NAYY 4x150 SE | 101 | 162 | 0.012539 | 0.208 | 0.08 | 261 | 0 | 0.27 | 1 | 1 | cs | TRUE
107 | LV_3392-31_0_3_line_107 | NAYY 4x150 SE | 102 | 103 | 0.021445 | 0.208 | 0.08 | 261 | 0 | 0.27 | 1 | 1 | cs | TRUE
108 | LV_3392-31_0_3_line_108 | NAYY 4x150 SE | 102 | 104 | 0.0089128 | 0.208 | 0.08 | 261 | 0 | 0.27 | 1 | 1 | cs | TRUE
109 | LV_3392-31_0_3_line_109 | NAYY 4x150 SE | 103 | 105 | 0.04002 | 0.208 | 0.08 | 261 | 0 | 0.27 | 1 | 1 | cs | TRUE
110 | LV_3392-31_0_3_line_110 | NAYY 4x150 SE | 104 | 106 | 0.0075473 | 0.208 | 0.08 | 261 | 0 | 0.27 | 1 | 1 | cs | TRUE
111 | LV_3392-31_0_3_line_111 | NAYY 4x150 SE | 105 | 107 | 0.050691 | 0.208 | 0.08 | 261 | 0 | 0.27 | 1 | 1 | cs | TRUE
112 | LV_3392-31_0_3_line_112 | NAYY 4x150 SE | 106 | 108 | 0.024174 | 0.208 | 0.08 | 261 | 0 | 0.27 | 1 | 1 | cs | TRUE
113 | LV_3392-31_0_3_line_113 | NAYY 4x150 SE | 106 | 109 | 0.016651 | 0.208 | 0.08 | 261 | 0 | 0.27 | 1 | 1 | cs | TRUE
114 | LV_3392-31_0_3_line_114 | NAYY 4x150 SE | 107 | 110 | 0.15674 | 0.208 | 0.08 | 261 | 0 | 0.27 | 1 | 1 | cs | TRUE
115 | LV_3392-31_0_3_line_115 | NAYY 4x150 SE | 108 | 111 | 0.0099998 | 0.208 | 0.08 | 261 | 0 | 0.27 | 1 | 1 | cs | TRUE
116 | LV_3392-31_0_3_line_116 | NAYY 4x150 SE | 108 | 112 | 0.004463 | 0.208 | 0.08 | 261 | 0 | 0.27 | 1 | 1 | cs | TRUE
117 | LV_3392-31_0_3_line_117 | NAYY 4x150 SE | 109 | 113 | 0.0029989 | 0.208 | 0.08 | 261 | 0 | 0.27 | 1 | 1 | cs | TRUE
118 | LV_3392-31_0_3_line_118 | NAYY 4x150 SE | 110 | 114 | 0.061941 | 0.208 | 0.08 | 261 | 0 | 0.27 | 1 | 1 | cs | TRUE
119 | LV_3392-31_0_3_line_119 | NAYY 4x150 SE | 110 | 115 | 0.036281 | 0.208 | 0.08 | 261 | 0 | 0.27 | 1 | 1 | cs | TRUE
120 | LV_3392-31_0_3_line_120 | NAYY 4x150 SE | 112 | 117 | 0.022325 | 0.208 | 0.08 | 261 | 0 | 0.27 | 1 | 1 | cs | TRUE
121 | LV_3392-31_0_3_line_121 | NAYY 4x150 SE | 113 | 118 | 0.016233 | 0.208 | 0.08 | 261 | 0 | 0.27 | 1 | 1 | cs | TRUE
122 | LV_3392-31_0_3_line_122 | NAYY 4x150 SE | 115 | 116 | 0.00056468 | 0.208 | 0.08 | 261 | 0 | 0.27 | 1 | 1 | cs | TRUE
123 | LV_3392-31_0_3_line_123 | NAYY 4x150 SE | 117 | 141 | 0.0086403 | 0.208 | 0.08 | 261 | 0 | 0.27 | 1 | 1 | cs | TRUE
124 | LV_3392-31_0_3_line_124 | NAYY 4x150 SE | 118 | 130 | 0.023641 | 0.208 | 0.08 | 261 | 0 | 0.27 | 1 | 1 | cs | TRUE
125 | LV_3392-31_0_3_line_125 | NAYY 4x150 SE | 119 | 120 | 0.025118 | 0.208 | 0.08 | 261 | 0 | 0.27 | 1 | 2 | cs | TRUE
126 | LV_3392-31_0_3_line_126 | NAYY 4x150 SE | 119 | 121 | 0.0053045 | 0.208 | 0.08 | 261 | 0 | 0.27 | 1 | 2 | cs | TRUE
127 | LV_3392-31_0_3_line_127 | NAYY 4x150 SE | 120 | 122 | 0.016394 | 0.208 | 0.08 | 261 | 0 | 0.27 | 1 | 2 | cs | TRUE
128 | LV_3392-31_0_3_line_128 | NAYY 4x150 SE | 121 | 123 | 0.031218 | 0.208 | 0.08 | 261 | 0 | 0.27 | 1 | 2 | cs | TRUE
129 | LV_3392-31_0_3_line_129 | NAYY 4x150 SE | 122 | 124 | 0.016834 | 0.208 | 0.08 | 261 | 0 | 0.27 | 1 | 2 | cs | TRUE
130 | LV_3392-31_0_3_line_130 | NAYY 4x150 SE | 123 | 125 | 0.021189 | 0.208 | 0.08 | 261 | 0 | 0.27 | 1 | 2 | cs | TRUE
131 | LV_3392-31_0_3_line_131 | NAYY 4x150 SE | 124 | 126 | 0.005991 | 0.208 | 0.08 | 261 | 0 | 0.27 | 1 | 2 | cs | TRUE
132 | LV_3392-31_0_3_line_132 | NAYY 4x150 SE | 125 | 127 | 0.0071716 | 0.208 | 0.08 | 261 | 0 | 0.27 | 1 | 2 | cs | TRUE
133 | LV_3392-31_0_3_line_133 | NAYY 4x150 SE | 126 | 128 | 0.026231 | 0.208 | 0.08 | 261 | 0 | 0.27 | 1 | 1 | cs | TRUE
134 | LV_3392-31_0_3_line_134 | NAYY 4x150 SE | 126 | 129 | 0.013625 | 0.208 | 0.08 | 261 | 0 | 0.27 | 1 | 2 | cs | TRUE
135 | LV_3392-31_0_3_line_135 | NAYY 4x150 SE | 126 | 130 | 0.02177 | 0.208 | 0.08 | 261 | 0 | 0.27 | 1 | 1 | cs | TRUE
136 | LV_3392-31_0_3_line_136 | NAYY 4x150 SE | 127 | 134 | 0.026999 | 0.208 | 0.08 | 261 | 0 | 0.27 | 1 | 2 | cs | TRUE
137 | LV_3392-31_0_3_line_137 | NAYY 4x150 SE | 128 | 139 | 0.01893 | 0.208 | 0.08 | 261 | 0 | 0.27 | 1 | 1 | cs | TRUE
138 | LV_3392-31_0_3_line_138 | NAYY 4x150 SE | 129 | 133 | 0.017013 | 0.208 | 0.08 | 261 | 0 | 0.27 | 1 | 2 | cs | TRUE
139 | LV_3392-31_0_3_line_139 | NAYY 4x150 SE | 130 | 140 | 0.018505 | 0.208 | 0.08 | 261 | 0 | 0.27 | 1 | 1 | cs | TRUE
140 | LV_3392-31_0_3_line_140 | NAYY 4x150 SE | 131 | 132 | 0.018314 | 0.208 | 0.08 | 261 | 0 | 0.27 | 1 | 1 | cs | TRUE
141 | LV_3392-31_0_3_line_141 | NAYY 4x150 SE | 131 | 133 | 0.03151 | 0.208 | 0.08 | 261 | 0 | 0.27 | 1 | 2 | cs | TRUE
142 | LV_3392-31_0_3_line_142 | NAYY 4x150 SE | 132 | 161 | 0.018453 | 0.208 | 0.08 | 261 | 0 | 0.27 | 1 | 1 | cs | TRUE
143 | LV_3392-31_0_3_line_143 | NAYY 4x150 SE | 134 | 147 | 0.0087095 | 0.208 | 0.08 | 261 | 0 | 0.27 | 1 | 2 | cs | TRUE
144 | LV_3392-31_0_3_line_144 | NAYY 4x150 SE | 135 | 136 | 0.025642 | 0.208 | 0.08 | 261 | 0 | 0.27 | 1 | 1 | cs | TRUE
145 | LV_3392-31_0_3_line_145 | NAYY 4x150 SE | 136 | 137 | 0.0055024 | 0.208 | 0.08 | 261 | 0 | 0.27 | 1 | 1 | cs | TRUE
146 | LV_3392-31_0_3_line_146 | NAYY 4x150 SE | 137 | 138 | 0.026934 | 0.208 | 0.08 | 261 | 0 | 0.27 | 1 | 1 | cs | TRUE
147 | LV_3392-31_0_3_line_147 | NAYY 4x150 SE | 139 | 163 | 0.0052126 | 0.208 | 0.08 | 261 | 0 | 0.27 | 1 | 1 | cs | TRUE
148 | LV_3392-31_0_3_line_148 | NAYY 4x150 SE | 141 | 143 | 0.024618 | 0.208 | 0.08 | 261 | 0 | 0.27 | 1 | 1 | cs | TRUE
149 | LV_3392-31_0_3_line_149 | NAYY 4x150 SE | 141 | 144 | 0.036483 | 0.208 | 0.08 | 261 | 0 | 0.27 | 1 | 1 | cs | TRUE
150 | LV_3392-31_0_3_line_150 | NAYY 4x150 SE | 144 | 145 | 0.018423 | 0.208 | 0.08 | 261 | 0 | 0.27 | 1 | 1 | cs | TRUE
151 | LV_3392-31_0_3_line_151 | NAYY 4x150 SE | 145 | 158 | 0.0060691 | 0.208 | 0.08 | 261 | 0 | 0.27 | 1 | 1 | cs | TRUE
152 | LV_3392-31_0_3_line_152 | NAYY 4x150 SE | 148 | 149 | 0.021448 | 0.208 | 0.08 | 261 | 0 | 0.27 | 1 | 1 | cs | TRUE
153 | LV_3392-31_0_3_line_153 | NAYY 4x150 SE | 148 | 150 | 0.041099 | 0.208 | 0.08 | 261 | 0 | 0.27 | 1 | 1 | cs | TRUE
154 | LV_3392-31_0_3_line_154 | NAYY 4x150 SE | 150 | 151 | 0.20588 | 0.208 | 0.08 | 261 | 0 | 0.27 | 1 | 1 | cs | TRUE
155 | LV_3392-31_0_3_line_155 | NAYY 4x150 SE | 151 | 152 | 0.10997 | 0.208 | 0.08 | 261 | 0 | 0.27 | 1 | 1 | cs | TRUE
156 | LV_3392-31_0_3_line_156 | NAYY 4x150 SE | 151 | 153 | 0.16295 | 0.208 | 0.08 | 261 | 0 | 0.27 | 1 | 1 | cs | TRUE
157 | LV_3392-31_0_3_line_157 | NAYY 4x150 SE | 152 | 154 | 0.024092 | 0.208 | 0.08 | 261 | 0 | 0.27 | 1 | 1 | cs | TRUE
158 | LV_3392-31_0_3_line_158 | NAYY 4x150 SE | 153 | 157 | 0.0055124 | 0.208 | 0.08 | 261 | 0 | 0.27 | 1 | 1 | cs | TRUE
159 | LV_3392-31_0_3_line_159 | NAYY 4x150 SE | 154 | 165 | 0.098056 | 0.208 | 0.08 | 261 | 0 | 0.27 | 1 | 1 | cs | TRUE
160 | LV_3392-31_0_3_line_160 | NAYY 4x150 SE | 155 | 156 | 0.10113 | 0.208 | 0.08 | 261 | 0 | 0.27 | 1 | 1 | cs | TRUE
161 | LV_3392-31_0_3_line_161 | NAYY 4x150 SE | 155 | 157 | 0.20876 | 0.208 | 0.08 | 261 | 0 | 0.27 | 1 | 1 | cs | TRUE
162 | LV_3392-31_0_3_line_162 | NAYY 4x150 SE | 158 | 159 | 0.13667 | 0.208 | 0.08 | 261 | 0 | 0.27 | 1 | 1 | cs | TRUE
163 | LV_3392-31_0_3_line_163 | NAYY 4x150 SE | 159 | 160 | 0.055183 | 0.208 | 0.08 | 261 | 0 | 0.27 | 1 | 1 | cs | TRUE
164 | LV_3392-31_0_3_line_164 | NAYY 4x150 SE | 162 | 164 | 0.02297 | 0.208 | 0.08 | 261 | 0 | 0.27 | 1 | 1 | cs | TRUE

## trafo
| name | std_type | hv_bus | lv_bus | sn_mva | vn_hv_kv | vn_lv_kv | vk_percent | vkr_percent | pfe_kw | i0_percent | shift_degree | tap_side | tap_neutral | tap_min | tap_max | tap_step_percent | tap_step_degree | tap_pos | tap_phase_shifter | parallel | df | in_service
0 | LV_3392-31_0_3_trafo_105 | 0.25 MVA 20/0.4 kV | 166 | 63 | 0.25 | 20 | 0.4 | 6 | 1.44 | 0.8 | 0.32 | 150 | hv | 0 | -2 | 2 | 2.5 | 0 | 0 | FALSE | 1 | 1 | TRUE

## line_geodata
| x0 | y0 | x1 | y1 | x2 | y2 | x3 | y3 | x4 | y4 | x5 | y5 | x6 | y6 | x7 | y7 | x8 | y8 | x9 | y9 | x10 | y10 | x11 | y11 | x12 | y12
0 | 2722219.9696 | 1250416.1067 | 2722222.7568 | 1250419 | 2722229.6551 | 1250421.2096
1 | 2722219.9696 | 1250416.1067 | 2722210.5623 | 1250420.7722 | 2722206.122 | 1250429.9219 | 2722202.0591 | 1250438.3453 | 2722199.3706 | 1250441.2813 | 2722196.5692 | 1250443.4699 | 2722179.2165 | 1250450.0289
2 | 2722219.9696 | 1250416.1067 | 2722216.4061 | 1250412.4078 | 2722226.7436 | 1250403.2909 | 2722226.8544 | 1250397.2885
3 | 2722179.2165 | 1250450.0289 | 2722175.455 | 1250448.2387 | 2722171.3462 | 1250447.0285
4 | 2722179.2165 | 1250450.0289 | 2722182.2201 | 1250453.0489 | 2722186.8622 | 1250459.2039
5 | 2721332.6295 | 1250227.8475 | 2721703.567 | 1250465.7339
6 | 2721174.0953 | 1250156.3099 | 2721332.6295 | 1250227.8475
7 | 2721703.567 | 1250465.7339 | 2721726.6568 | 1250455.6074
8 | 2721172.257 | 1250153.1265 | 2721174.0953 | 1250156.3099 | 2721174.0953 | 1250156.3099
9 | 2722157.9528 | 1250443.0839 | 2722171.3462 | 1250447.0285
10 | 2722157.9528 | 1250443.0839 | 2722153.9357 | 1250441.9008 | 2722148.5531 | 1250441.0892 | 2722143.1989 | 1250441.101
11 | 2722143.1989 | 1250441.101 | 2722143.1989 | 1250441.101 | 2722129.6004 | 1250443.2115 | 2722123.924 | 1250444.4947
12 | 2722123.924 | 1250444.4947 | 2722117.9243 | 1250445.851 | 2722113.3971 | 1250446.7696 | 2722108.1623 | 1250446.8507 | 2722103.7159 | 1250446.0473 | 2722098.7629 | 1250444.544 | 2722091.2171 | 1250440.9743 | 2722073.2972 | 1250428.8949 | 2722001.067 | 1250380.5217 | 2721991.7399 | 1250375.4365 | 2721985.8211 | 1250373.1572 | 2721978.4754 | 1250371.2266 | 2721971.4425 | 1250370.1958
13 | 2721959.616 | 1250368.4472 | 2721969.1171 | 1250369.855 | 2721971.4425 | 1250370.1958
14 | 2721959.616 | 1250368.4472 | 2721977.4615 | 1250348.2108
15 | 2721959.616 | 1250368.4472 | 2721951.9429 | 1250376.1848
16 | 2722003.2305 | 1250312.1633 | 2721995.1206 | 1250325.3298 | 2721988.6274 | 1250334.8043 | 2721984.1193 | 1250340.661 | 2721977.4615 | 1250348.2108
17 | 2721951.2246 | 1250375.551 | 2721951.9429 | 1250376.1848
18 | 2721951.9429 | 1250376.1848 | 2721960.8198 | 1250386.632 | 2721968.6133 | 1250397.6129 | 2721972.091 | 1250402.9689
19 | 2722110.9217 | 1250243.4443 | 2722043.82 | 1250283.9748 | 2722003.2305 | 1250312.1633
20 | 2721932.5279 | 1250369.2127 | 2721938.4483 | 1250369.2123 | 2721943.25 | 1250370.3676 | 2721946.9809 | 1250372.1793 | 2721949.4657 | 1250373.9986 | 2721951.2246 | 1250375.551
21 | 2722043.1371 | 1250512.3865 | 2721972.091 | 1250402.9689
22 | 2722110.9217 | 1250243.4443 | 2722108.7258 | 1250241.3968
23 | 2721932.5279 | 1250369.2127 | 2721932.5279 | 1250369.2127 | 2721925.0387 | 1250370.2151
24 | 2722043.1371 | 1250512.3865 | 2721940.6094 | 1250744.2893
25 | 2721909.6408 | 1250375.7537 | 2721918.0528 | 1250372.0841 | 2721925.0387 | 1250370.2151 | 2721925.0387 | 1250370.2151
26 | 2721909.6408 | 1250375.7537 | 2721764.6779 | 1250438.9903
27 | 2722108.7258 | 1250241.3968 | 2722096.4662 | 1250229.9659
28 | 2721740.0446 | 1250449.736 | 2721764.6779 | 1250438.9903
29 | 2721740.0446 | 1250449.736 | 2721726.6568 | 1250455.6074
30 | 2721730.8489 | 1250425.026 | 2721740.0446 | 1250449.736
31 | 2721730.8489 | 1250425.026 | 2721735.5707 | 1250420.358
32 | 2722087.5482 | 1250221.6507 | 2722096.4662 | 1250229.9659
33 | 2722087.5482 | 1250221.6507 | 2722058.8994 | 1249929.4595
34 | 2721962.1167 | 1249908.1936 | 2721976.2648 | 1249931.9058
35 | 2721962.1167 | 1249908.1936 | 2721947.5623 | 1249917.4415
36 | 2721962.1167 | 1249908.1936 | 2721957.5248 | 1249894.632 | 2721958.4757 | 1249889.1226
37 | 2721962.1167 | 1249908.1936 | 2721975.0461 | 1249901.5438
38 | 2721938.0618 | 1249923.4782 | 2721947.5623 | 1249917.4415
39 | 2721958.6323 | 1249888.2149 | 2721958.4757 | 1249889.1226
40 | 2722043.0167 | 1249905.4463 | 2722046.8865 | 1249910.5405 | 2722058.8994 | 1249929.4595
41 | 2721444.3799 | 1249656.6376 | 2721273.3159 | 1249741.309
42 | 2721444.3799 | 1249656.6376 | 2721439.1035 | 1249618.5637 | 2721423.4731 | 1249590.7753 | 2721402.0991 | 1249566.1054
43 | 2721270.0513 | 1249742.7308 | 2721273.3159 | 1249741.309
44 | 2721402.0991 | 1249566.1054 | 2721400.085 | 1249548.7842
45 | 2721402.0991 | 1249566.1054 | 2721389.2573 | 1249570.2793 | 2721378.4126 | 1249565.8201 | 2721371.097 | 1249546.8875
46 | 2721938.0618 | 1249923.4782 | 2721927.3984 | 1249930.2538 | 2721922.4588 | 1249934.755
47 | 2721960.9464 | 1249874.8077 | 2721958.6323 | 1249888.2149
48 | 2722043.0167 | 1249905.4463 | 2722036.2619 | 1249896.5542 | 2722023.6639 | 1249890.9661
49 | 2722023.6639 | 1249890.9661 | 2722015.3597 | 1249887.2826 | 2722011.5656 | 1249886.0009
50 | 2721898.6569 | 1249960.5811 | 2721910.0582 | 1249946.0551 | 2721915.0677 | 1249941.4901
51 | 2721888.816 | 1249973.1191 | 2721898.6569 | 1249960.5811
52 | 2721922.4588 | 1249934.755 | 2721915.0677 | 1249941.4901
53 | 2721888.816 | 1249973.1191 | 2721881.1319 | 1249972.5606 | 2721863.0647 | 1249945.8997 | 2721848.4455 | 1249927.8281
54 | 2721960.9464 | 1249874.8077 | 2721940.4352 | 1249857.0908
55 | 2721960.9464 | 1249874.8077 | 2721973.7617 | 1249875.9622
56 | 2721984.7897 | 1249876.9557 | 2721973.7617 | 1249875.9622
57 | 2721984.7897 | 1249876.9557 | 2722011.5656 | 1249886.0009
58 | 2721185.993 | 1250029.1781 | 2721185.993 | 1250029.1781 | 2721183.9186 | 1250022.9283
59 | 2721185.993 | 1250029.1781 | 2721197.5946 | 1250047.542 | 2721205.6371 | 1250068.9581 | 2721205.9719 | 1250082.4876 | 2721205.4266 | 1250092.9864
60 | 2721235.352 | 1249933.6615 | 2721213.1813 | 1249947.9425 | 2721190.6057 | 1249963.1939 | 2721182.4094 | 1249976.5933 | 2721178.7372 | 1249997.7251 | 2721181.604 | 1250015.9548 | 2721183.9186 | 1250022.9283
61 | 2721201.902 | 1250105.7296 | 2721204.9998 | 1250101.2059 | 2721205.4266 | 1250092.9864
62 | 2721235.352 | 1249933.6615 | 2721270.0513 | 1249742.7308
63 | 2721192.8781 | 1250118.6847 | 2721194.7709 | 1250116.1428 | 2721201.902 | 1250105.7296
64 | 2721192.8781 | 1250118.6847 | 2721185.0722 | 1250129.1667 | 2721179.0284 | 1250135.645
65 | 2721168.6106 | 1250146.8119 | 2721179.0284 | 1250135.645
66 | 2721168.6106 | 1250146.8119 | 2721172.257 | 1250153.1265
67 | 2721168.6106 | 1250146.8119 | 2721150.0331 | 1250149.401 | 2721146.6225 | 1250149.4837
68 | 2721210.5653 | 1250464.997 | 2721253.7231 | 1250496.897
69 | 2721210.5653 | 1250464.997 | 2721200.7874 | 1250494.0885 | 2721204.8689 | 1250512.3543 | 2721215.1987 | 1250523.4417 | 2721222.0694 | 1250543.7773 | 2721220.5377 | 1250548.9034
70 | 2721112.1662 | 1250386.1959 | 2721210.5653 | 1250464.997
71 | 2721163.4533 | 1250519.5862 | 2721186.8752 | 1250541.4445 | 2721196.9092 | 1250565.8817 | 2721207.2919 | 1250572.166 | 2721215.1139 | 1250567.055 | 2721220.5377 | 1250548.9034
72 | 2721056.5908 | 1250341.6892 | 2721112.1662 | 1250386.1959
73 | 2721131.3191 | 1250557.3779 | 2721136.2757 | 1250542.8335 | 2721136.2077 | 1250521.4249 | 2721136.0444 | 1250515.3831 | 2721149.2917 | 1250515.643 | 2721163.0082 | 1250519.1708 | 2721163.4533 | 1250519.5862
74 | 2721035.3116 | 1250324.6401 | 2721056.5908 | 1250341.6892
75 | 2721035.3116 | 1250324.6401 | 2721060.9364 | 1250290.5454 | 2721064.1036 | 1250275.6196 | 2721054.9853 | 1250266.8308
76 | 2721035.3116 | 1250324.6401 | 2721018.6692 | 1250311.3113
77 | 2721013.9173 | 1250341.6733 | 2721002.9559 | 1250333.7427 | 2720998.4908 | 1250330.7679
78 | 2720998.4908 | 1250330.7679 | 2720993.963 | 1250327.7514
79 | 2721049.381 | 1250261.429 | 2721054.9853 | 1250266.8308
80 | 2720988.0197 | 1250286.7644 | 2721018.6692 | 1250311.3113
81 | 2721371.097 | 1249546.8875 | 2721355.8425 | 1249530.2165 | 2721353.9361 | 1249523.3772
82 | 2721348.7347 | 1249481.5963 | 2721352.4444 | 1249518.0255 | 2721353.9361 | 1249523.3772
83 | 2721396.9225 | 1249521.5888 | 2721400.085 | 1249548.7842
84 | 2720963.8526 | 1250088.4834 | 2720939.7779 | 1250064.2443
85 | 2720973.3208 | 1250098.0163 | 2720963.8526 | 1250088.4834
86 | 2720925.7999 | 1250050.1708 | 2720939.7779 | 1250064.2443
87 | 2720978.7079 | 1250103.4403 | 2720973.3208 | 1250098.0163
88 | 2720922.2704 | 1250046.6068 | 2720925.7999 | 1250050.1708
89 | 2720978.7079 | 1250103.4403 | 2720991.7303 | 1250109.211 | 2721007.3558 | 1250116.4998
90 | 2720922.2704 | 1250046.6068 | 2720902.3587 | 1250025.7921
91 | 2721031.2316 | 1250124.1079 | 2721012.9974 | 1250119.1314 | 2721007.3558 | 1250116.4998
92 | 2720894.1579 | 1250017.2195 | 2720902.3587 | 1250025.7921
93 | 2721031.2316 | 1250124.1079 | 2721032.3246 | 1250104.9917
94 | 2721030.9514 | 1250128.9508 | 2721031.2316 | 1250124.1079
95 | 2720878.4416 | 1250003.932 | 2720894.1579 | 1250017.2195
96 | 2720896.405 | 1250085.4568 | 2720885.8125 | 1250075.6451
97 | 2720896.405 | 1250085.4568 | 2720898.7025 | 1250087.8133
98 | 2720916.5239 | 1250106.0931 | 2720898.7025 | 1250087.8133
99 | 2720971.6877 | 1250162.8143 | 2720963.7642 | 1250154.6286
100 | 2720971.6877 | 1250162.8143 | 2720970.4565 | 1250171.8735
101 | 2720957.0513 | 1250147.6935 | 2720963.7642 | 1250154.6286
102 | 2720970.4565 | 1250171.8735 | 2720970.1413 | 1250174.1924 | 2720970.8287 | 1250180.4673 | 2720980.4523 | 1250191.4287 | 2720983.6828 | 1250193.6268
103 | 2721025.922 | 1250150.7445 | 2721020.1691 | 1250144.9821
104 | 2721025.922 | 1250150.7445 | 2721035.8105 | 1250160.9328
105 | 2721030.9514 | 1250128.9508 | 2721030.7839 | 1250131.9722 | 2721028.0849 | 1250145.0504 | 2721025.922 | 1250150.7445
106 | 2721030.9514 | 1250128.9508 | 2721043.4174 | 1250130.3033
107 | 2720954.9751 | 1250264.614 | 2720948.2638 | 1250262.5657 | 2720933.8369 | 1250262.7772
108 | 2720963.4997 | 1250267.2156 | 2720954.9751 | 1250264.614
109 | 2720893.9446 | 1250265.5378 | 2720919.7327 | 1250262.9839 | 2720933.8369 | 1250262.7772
110 | 2720970.7183 | 1250269.4187 | 2720963.4997 | 1250267.2156
111 | 2720893.9446 | 1250265.5378 | 2720897.7443 | 1250288.7796 | 2720899.1248 | 1250300.3176 | 2720896.5129 | 1250309.1496 | 2720897.9885 | 1250315.285
112 | 2720970.7183 | 1250269.4187 | 2720974.6284 | 1250270.6106 | 2720990.4747 | 1250283.0336
113 | 2720970.7183 | 1250269.4187 | 2720977.4712 | 1250261.5721 | 2720982.6232 | 1250257.9485
114 | 2720897.9885 | 1250315.285 | 2720751.0192 | 1250369.7576
115 | 2720990.4747 | 1250283.0336 | 2720995.3871 | 1250274.3236
116 | 2720990.4747 | 1250283.0336 | 2720988.0197 | 1250286.7644
117 | 2720982.6232 | 1250257.9485 | 2720985.0762 | 1250256.2233
118 | 2720751.0192 | 1250369.7576 | 2720767.9224 | 1250417.0089 | 2720768.899 | 1250428.7388
119 | 2720751.0192 | 1250369.7576 | 2720718.3048 | 1250385.4447
120 | 2720988.0197 | 1250286.7644 | 2720977.5339 | 1250306.474
121 | 2720998.354 | 1250246.8846 | 2720985.0762 | 1250256.2233
122 | 2720717.7956 | 1250385.6889 | 2720718.3048 | 1250385.4447
123 | 2720973.4756 | 1250314.102 | 2720977.5339 | 1250306.474
124 | 2721018.1419 | 1250233.9788 | 2721008.7082 | 1250239.6021 | 2720998.354 | 1250246.8846
125 | 2721085.3995 | 1250188.4409 | 2721079.9706 | 1250192.0947 | 2721071.3295 | 1250198.4681 | 2721064.9517 | 1250203.0216
126 | 2721085.3995 | 1250188.4409 | 2721089.8001 | 1250185.4792
127 | 2721064.9517 | 1250203.0216 | 2721053.7799 | 1250210.9981 | 2721051.2393 | 1250211.8101
128 | 2721115.6988 | 1250168.0486 | 2721089.8001 | 1250185.4792
129 | 2721051.2393 | 1250211.8101 | 2721042.9555 | 1250214.4577 | 2721034.8243 | 1250214.7719
130 | 2721103.7554 | 1250150.5229 | 2721112.167 | 1250162.7608 | 2721115.6988 | 1250168.0486
131 | 2721028.8378 | 1250215.0032 | 2721034.8243 | 1250214.7719
132 | 2721103.7554 | 1250150.5229 | 2721110.9249 | 1250150.3491
133 | 2721028.8378 | 1250215.0032 | 2721007.7281 | 1250208.4778 | 2721004.1521 | 1250206.4
134 | 2721028.8378 | 1250215.0032 | 2721035.5372 | 1250203.1299
135 | 2721018.1419 | 1250233.9788 | 2721028.8378 | 1250215.0032
136 | 2721110.9249 | 1250150.3491 | 2721137.9156 | 1250149.6948
137 | 2721004.1521 | 1250206.4 | 2720992.5332 | 1250199.6489 | 2720987.9924 | 1250196.5592
138 | 2721035.5372 | 1250203.1299 | 2721047.7834 | 1250191.3205
139 | 2721018.1419 | 1250233.9788 | 2721009.0512 | 1250250.0968
140 | 2721070.4653 | 1250169.4479 | 2721063.0743 | 1250170.8203 | 2721055.5754 | 1250169.7106 | 2721052.5598 | 1250168.5933
141 | 2721070.4653 | 1250169.4479 | 2721047.7834 | 1250191.3205
142 | 2721035.8105 | 1250160.9328 | 2721045.4421 | 1250165.956 | 2721052.5598 | 1250168.5933
143 | 2721146.6225 | 1250149.4837 | 2721137.9156 | 1250149.6948
144 | 2720916.5239 | 1250106.0931 | 2720934.4236 | 1250124.453
145 | 2720938.2647 | 1250128.3929 | 2720934.4236 | 1250124.453
146 | 2720938.2647 | 1250128.3929 | 2720952.8434 | 1250143.3464 | 2720957.0513 | 1250147.6935
147 | 2720983.6828 | 1250193.6268 | 2720987.9924 | 1250196.5592
148 | 2720973.4756 | 1250314.102 | 2720993.963 | 1250327.7514
149 | 2720973.4756 | 1250314.102 | 2720956.3249 | 1250346.3239
150 | 2720956.3249 | 1250346.3239 | 2720947.6695 | 1250362.5871
151 | 2720947.6695 | 1250362.5871 | 2720944.8182 | 1250367.9447
152 | 2720852.5641 | 1250035.8576 | 2720839.2064 | 1250052.6385
153 | 2720878.4416 | 1250003.932 | 2720868.0369 | 1250016.4194 | 2720852.5641 | 1250035.8576
154 | 2720878.4416 | 1250003.932 | 2720832.4816 | 1249803.2463
155 | 2720832.4816 | 1249803.2463 | 2720836.828 | 1249769.0058 | 2720847.4415 | 1249725.2071 | 2720852.3886 | 1249702.244 | 2720851.1644 | 1249695.4561
156 | 2720832.4816 | 1249803.2463 | 2720826.1026 | 1249799.046 | 2720794.4053 | 1249744.2756 | 2720783.0154 | 1249706.9229 | 2720770.4247 | 1249688.4506 | 2720751.3446 | 1249664.4977
157 | 2720846.8884 | 1249671.7468 | 2720851.1644 | 1249695.4561
158 | 2720747.91 | 1249660.186 | 2720751.3446 | 1249664.4977
159 | 2720846.8884 | 1249671.7468 | 2720846.1805 | 1249667.8215 | 2720846.11 | 1249651.6618 | 2720854.0826 | 1249638.1017 | 2720874.6018 | 1249625.1869 | 2720887.621 | 1249623.3953 | 2720898.0618 | 1249628.0455 | 2720902.0393 | 1249640.8007
160 | 2720553.1321 | 1249883.7824 | 2720581.9462 | 1249786.8305
161 | 2720747.91 | 1249660.186 | 2720581.9462 | 1249786.8305
162 | 2720922.5399 | 1250500.1324 | 2720923.4181 | 1250468.5901 | 2720924.0585 | 1250420.2174 | 2720929.209 | 1250397.2696 | 2720937.2267 | 1250382.2092 | 2720944.8182 | 1250367.9447
163 | 2720922.5399 | 1250500.1324 | 2720889.5735 | 1250544.3865
164 | 2721066.2556 | 1250129.7169 | 2721052.0421 | 1250131.239 | 2721043.4174 | 1250130.3033

## bus_geodata
| x | y | coords
0 | 2722229.6551 | 1250421.2096
1 | 2722219.9696 | 1250416.1067
2 | 2722179.2165 | 1250450.0289
3 | 2722226.8544 | 1250397.2885
4 | 2721332.6295 | 1250227.8475
5 | 2721703.567 | 1250465.7339
6 | 2721174.0953 | 1250156.3099
7 | 2722171.3462 | 1250447.0285
8 | 2722186.8622 | 1250459.2039
9 | 2722157.9528 | 1250443.0839
10 | 2722143.1989 | 1250441.101
11 | 2722123.924 | 1250444.4947
12 | 2721971.4425 | 1250370.1958
13 | 2721959.616 | 1250368.4472
14 | 2721977.4615 | 1250348.2108
15 | 2721951.9429 | 1250376.1848
16 | 2722003.2305 | 1250312.1633
17 | 2721951.2246 | 1250375.551
18 | 2721972.091 | 1250402.9689
19 | 2722110.9217 | 1250243.4443
20 | 2721932.5279 | 1250369.2127
21 | 2722043.1371 | 1250512.3865
22 | 2721940.6094 | 1250744.2893
23 | 2721925.0387 | 1250370.2151
24 | 2721909.6408 | 1250375.7536
25 | 2722108.7258 | 1250241.3968
26 | 2721764.6779 | 1250438.9903
27 | 2721740.0446 | 1250449.736
28 | 2721726.6569 | 1250455.6074
29 | 2721730.8489 | 1250425.026
30 | 2721735.5707 | 1250420.358
31 | 2722096.4662 | 1250229.9659
32 | 2722087.5482 | 1250221.6507
33 | 2721976.2648 | 1249931.9058
34 | 2721962.1167 | 1249908.1936
35 | 2721947.5623 | 1249917.4415
36 | 2721958.4757 | 1249889.1226
37 | 2721975.0461 | 1249901.5438
38 | 2722058.8994 | 1249929.4595
39 | 2721444.3799 | 1249656.6376
40 | 2721273.3159 | 1249741.309
41 | 2721402.0991 | 1249566.1054
42 | 2721938.0618 | 1249923.4782
43 | 2721958.6323 | 1249888.2149
44 | 2722043.0167 | 1249905.4463
45 | 2722023.6639 | 1249890.9661
46 | 2721898.6569 | 1249960.5811
47 | 2721915.0677 | 1249941.4901
48 | 2721888.816 | 1249973.1191
49 | 2721922.4588 | 1249934.755
50 | 2721848.4455 | 1249927.8281
51 | 2721940.4352 | 1249857.0908
52 | 2721960.9464 | 1249874.8077
53 | 2721973.7617 | 1249875.9622
54 | 2721984.7897 | 1249876.9557
55 | 2722011.5656 | 1249886.0009
56 | 2721185.993 | 1250029.1781
57 | 2721183.9186 | 1250022.9283
58 | 2721205.4266 | 1250092.9864
59 | 2721235.352 | 1249933.6615
60 | 2721201.902 | 1250105.7296
61 | 2721270.0513 | 1249742.7308
62 | 2721192.8781 | 1250118.6847
63 | 2721179.0284 | 1250135.645
64 | 2721168.6106 | 1250146.8119
65 | 2721253.7231 | 1250496.897
66 | 2721210.5653 | 1250464.997
67 | 2721220.5377 | 1250548.9034
68 | 2721112.1662 | 1250386.1959
69 | 2721163.4533 | 1250519.5862
70 | 2721056.5908 | 1250341.6892
71 | 2721131.3191 | 1250557.3779
72 | 2721035.3116 | 1250324.6401
73 | 2721013.9173 | 1250341.6733
74 | 2720998.4908 | 1250330.7679
75 | 2721054.9853 | 1250266.8308
76 | 2721018.6692 | 1250311.3113
77 | 2721353.9361 | 1249523.3772
78 | 2721371.097 | 1249546.8875
79 | 2721348.7347 | 1249481.5963
80 | 2721400.085 | 1249548.7842
81 | 2721396.9225 | 1249521.5888
82 | 2720963.8526 | 1250088.4834
83 | 2720939.7779 | 1250064.2443
84 | 2720973.3208 | 1250098.0163
85 | 2720925.7999 | 1250050.1708
86 | 2720978.7079 | 1250103.4403
87 | 2720922.2704 | 1250046.6068
88 | 2721007.3558 | 1250116.4998
89 | 2720902.3587 | 1250025.7921
90 | 2721031.2316 | 1250124.1079
91 | 2720894.1579 | 1250017.2195
92 | 2720896.405 | 1250085.4568
93 | 2720885.8125 | 1250075.6451
94 | 2720898.7025 | 1250087.8133
95 | 2720971.6877 | 1250162.8143
96 | 2720963.7642 | 1250154.6286
97 | 2720970.4565 | 1250171.8735
98 | 2721020.1691 | 1250144.9821
99 | 2721025.922 | 1250150.7445
100 | 2721032.3246 | 1250104.9917
101 | 2721030.9514 | 1250128.9508
102 | 2720954.9751 | 1250264.614
103 | 2720933.8369 | 1250262.7772
104 | 2720963.4997 | 1250267.2156
105 | 2720893.9446 | 1250265.5378
106 | 2720970.7183 | 1250269.4187
107 | 2720897.9885 | 1250315.285
108 | 2720990.4747 | 1250283.0336
109 | 2720982.6232 | 1250257.9485
110 | 2720751.0192 | 1250369.7576
111 | 2720995.3871 | 1250274.3236
112 | 2720988.0197 | 1250286.7644
113 | 2720985.0762 | 1250256.2233
114 | 2720768.899 | 1250428.7388
115 | 2720718.3048 | 1250385.4447
116 | 2720717.7956 | 1250385.6889
117 | 2720977.5339 | 1250306.474
118 | 2720998.354 | 1250246.8846
119 | 2721085.3995 | 1250188.4409
120 | 2721064.9517 | 1250203.0216
121 | 2721089.8001 | 1250185.4792
122 | 2721051.2393 | 1250211.8101
123 | 2721115.6988 | 1250168.0486
124 | 2721034.8243 | 1250214.7719
125 | 2721103.7554 | 1250150.5229
126 | 2721028.8378 | 1250215.0032
127 | 2721110.9249 | 1250150.3491
128 | 2721004.1521 | 1250206.4
129 | 2721035.5372 | 1250203.1299
130 | 2721018.1419 | 1250233.9788
131 | 2721070.4653 | 1250169.4479
132 | 2721052.5598 | 1250168.5933
133 | 2721047.7834 | 1250191.3205
134 | 2721137.9156 | 1250149.6948
135 | 2720916.5239 | 1250106.0931
136 | 2720934.4236 | 1250124.453
137 | 2720938.2647 | 1250128.3929
138 | 2720957.0513 | 1250147.6935
139 | 2720987.9924 | 1250196.5592
140 | 2721009.0512 | 1250250.0968
141 | 2720973.4756 | 1250314.102
142 | 2721049.381 | 1250261.429
143 | 2720993.963 | 1250327.7514
144 | 2720956.3249 | 1250346.3239
145 | 2720947.6695 | 1250362.5871
146 | 2721172.257 | 1250153.1265
147 | 2721146.6225 | 1250149.4837
148 | 2720852.5641 | 1250035.8576
149 | 2720839.2064 | 1250052.6385
150 | 2720878.4416 | 1250003.932
151 | 2720832.4816 | 1249803.2463
152 | 2720851.1644 | 1249695.4561
153 | 2720751.3446 | 1249664.4977
154 | 2720846.8884 | 1249671.7468
155 | 2720581.9462 | 1249786.8305
156 | 2720553.1321 | 1249883.7824
157 | 2720747.91 | 1249660.186
158 | 2720944.8182 | 1250367.9447
159 | 2720922.5399 | 1250500.1324
160 | 2720889.5735 | 1250544.3865
161 | 2721035.8105 | 1250160.9328
162 | 2721043.4174 | 1250130.3033
163 | 2720983.6828 | 1250193.6268
164 | 2721066.2556 | 1250129.7169
165 | 2720902.0393 | 1249640.8007
166 | 2721168.6106 | 1250146.8119

## line_std_types
| c_nf_per_km | r_ohm_per_km | x_ohm_per_km | max_i_ka | type | q_mm2 | alpha | voltage_rating
NAYY 4x50 SE | 210 | 0.642 | 0.083 | 0.142 | cs | 50 | 0.00403 | LV
NAYY 4x120 SE | 264 | 0.225 | 0.08 | 0.242 | cs | 120 | 0.00403 | LV
NAYY 4x150 SE | 261 | 0.208 | 0.08 | 0.27 | cs | 150 | 0.00403 | LV
NA2XS2Y 1x95 RM/25 12/20 kV | 216 | 0.313 | 0.132 | 0.252 | cs | 95 | 0.00403 | MV
NA2XS2Y 1x185 RM/25 12/20 kV | 273 | 0.161 | 0.117 | 0.362 | cs | 185 | 0.00403 | MV
NA2XS2Y 1x240 RM/25 12/20 kV | 304 | 0.122 | 0.112 | 0.421 | cs | 240 | 0.00403 | MV
NA2XS2Y 1x95 RM/25 6/10 kV | 315 | 0.313 | 0.123 | 0.249 | cs | 95 | 0.00403 | MV
NA2XS2Y 1x185 RM/25 6/10 kV | 406 | 0.161 | 0.11 | 0.358 | cs | 185 | 0.00403 | MV
NA2XS2Y 1x240 RM/25 6/10 kV | 456 | 0.122 | 0.105 | 0.416 | cs | 240 | 0.00403 | MV
NA2XS2Y 1x150 RM/25 12/20 kV | 250 | 0.206 | 0.116 | 0.319 | cs | 150 | 0.00403 | MV
NA2XS2Y 1x120 RM/25 12/20 kV | 230 | 0.253 | 0.119 | 0.283 | cs | 120 | 0.00403 | MV
NA2XS2Y 1x70 RM/25 12/20 kV | 190 | 0.443 | 0.132 | 0.22 | cs | 70 | 0.00403 | MV
NA2XS2Y 1x150 RM/25 6/10 kV | 360 | 0.206 | 0.11 | 0.315 | cs | 150 | 0.00403 | MV
NA2XS2Y 1x120 RM/25 6/10 kV | 340 | 0.253 | 0.113 | 0.28 | cs | 120 | 0.00403 | MV
NA2XS2Y 1x70 RM/25 6/10 kV | 280 | 0.443 | 0.123 | 0.217 | cs | 70 | 0.00403 | MV
N2XS(FL)2Y 1x120 RM/35 64/110 kV | 112 | 0.153 | 0.166 | 0.366 | cs | 120 | 0.00393 | HV
N2XS(FL)2Y 1x185 RM/35 64/110 kV | 125 | 0.099 | 0.156 | 0.457 | cs | 185 | 0.00393 | HV
N2XS(FL)2Y 1x240 RM/35 64/110 kV | 135 | 0.075 | 0.149 | 0.526 | cs | 240 | 0.00393 | HV
N2XS(FL)2Y 1x300 RM/35 64/110 kV | 144 | 0.06 | 0.144 | 0.588 | cs | 300 | 0.00393 | HV
15-AL1/3-ST1A 0.4 | 11 | 1.8769 | 0.35 | 0.105 | ol | 16 | 0.00403 | LV
24-AL1/4-ST1A 0.4 | 11.25 | 1.2012 | 0.335 | 0.14 | ol | 24 | 0.00403 | LV
48-AL1/8-ST1A 0.4 | 12.2 | 0.5939 | 0.3 | 0.21 | ol | 48 | 0.00403 | LV
94-AL1/15-ST1A 0.4 | 13.2 | 0.306 | 0.29 | 0.35 | ol | 94 | 0.00403 | LV
34-AL1/6-ST1A 10.0 | 9.7 | 0.8342 | 0.36 | 0.17 | ol | 34 | 0.00403 | MV
48-AL1/8-ST1A 10.0 | 10.1 | 0.5939 | 0.35 | 0.21 | ol | 48 | 0.00403 | MV
70-AL1/11-ST1A 10.0 | 10.4 | 0.4132 | 0.339 | 0.29 | ol | 70 | 0.00403 | MV
94-AL1/15-ST1A 10.0 | 10.75 | 0.306 | 0.33 | 0.35 | ol | 94 | 0.00403 | MV
122-AL1/20-ST1A 10.0 | 11.1 | 0.2376 | 0.323 | 0.41 | ol | 122 | 0.00403 | MV
149-AL1/24-ST1A 10.0 | 11.25 | 0.194 | 0.315 | 0.47 | ol | 149 | 0.00403 | MV
34-AL1/6-ST1A 20.0 | 9.15 | 0.8342 | 0.382 | 0.17 | ol | 34 | 0.00403 | MV
48-AL1/8-ST1A 20.0 | 9.5 | 0.5939 | 0.372 | 0.21 | ol | 48 | 0.00403 | MV
70-AL1/11-ST1A 20.0 | 9.7 | 0.4132 | 0.36 | 0.29 | ol | 70 | 0.00403 | MV
94-AL1/15-ST1A 20.0 | 10 | 0.306 | 0.35 | 0.35 | ol | 94 | 0.00403 | MV
122-AL1/20-ST1A 20.0 | 10.3 | 0.2376 | 0.344 | 0.41 | ol | 122 | 0.00403 | MV
149-AL1/24-ST1A 20.0 | 10.5 | 0.194 | 0.337 | 0.47 | ol | 149 | 0.00403 | MV
184-AL1/30-ST1A 20.0 | 10.75 | 0.1571 | 0.33 | 0.535 | ol | 184 | 0.00403 | MV
243-AL1/39-ST1A 20.0 | 11 | 0.1188 | 0.32 | 0.645 | ol | 243 | 0.00403 | MV
48-AL1/8-ST1A 110.0 | 8 | 0.5939 | 0.46 | 0.21 | ol | 48 | 0.00403 | HV
70-AL1/11-ST1A 110.0 | 8.4 | 0.4132 | 0.45 | 0.29 | ol | 70 | 0.00403 | HV
94-AL1/15-ST1A 110.0 | 8.65 | 0.306 | 0.44 | 0.35 | ol | 94 | 0.00403 | HV
122-AL1/20-ST1A 110.0 | 8.5 | 0.2376 | 0.43 | 0.41 | ol | 122 | 0.00403 | HV
149-AL1/24-ST1A 110.0 | 8.75 | 0.194 | 0.41 | 0.47 | ol | 149 | 0.00403 | HV
184-AL1/30-ST1A 110.0 | 8.8 | 0.1571 | 0.4 | 0.535 | ol | 184 | 0.00403 | HV
243-AL1/39-ST1A 110.0 | 9 | 0.1188 | 0.39 | 0.645 | ol | 243 | 0.00403 | HV
305-AL1/39-ST1A 110.0 | 9.2 | 0.0949 | 0.38 | 0.74 | ol | 305 | 0.00403 | HV
490-AL1/64-ST1A 110.0 | 9.75 | 0.059 | 0.37 | 0.96 | ol | 490 | 0.00403 | HV
679-AL1/86-ST1A 110.0 | 9.95 | 0.042 | 0.36 | 1.15 | ol | 679 | 0.00403 | HV
490-AL1/64-ST1A 220.0 | 10 | 0.059 | 0.285 | 0.96 | ol | 490 | 0.00403 | HV
679-AL1/86-ST1A 220.0 | 11.7 | 0.042 | 0.275 | 1.15 | ol | 679 | 0.00403 | HV
490-AL1/64-ST1A 380.0 | 11 | 0.059 | 0.253 | 0.96 | ol | 490 | 0.00403 | HV
679-AL1/86-ST1A 380.0 | 14.6 | 0.042 | 0.25 | 1.15 | ol | 679 | 0.00403 | HV

## trafo_std_types
| i0_percent | pfe_kw | vkr_percent | sn_mva | vn_lv_kv | vn_hv_kv | vk_percent | shift_degree | vector_group | tap_side | tap_neutral | tap_min | tap_max | tap_step_degree | tap_step_percent | tap_phase_shifter
160 MVA 380/110 kV | 0.06 | 60 | 0.25 | 160 | 110 | 380 | 12.2 | 0 | Yy0 | hv | 0 | -9 | 9 | 0 | 1.5 | FALSE
100 MVA 220/110 kV | 0.06 | 55 | 0.26 | 100 | 110 | 220 | 12 | 0 | Yy0 | hv | 0 | -9 | 9 | 0 | 1.5 | FALSE
63 MVA 110/20 kV | 0.04 | 22 | 0.32 | 63 | 20 | 110 | 18 | 150 | YNd5 | hv | 0 | -9 | 9 | 0 | 1.5 | FALSE
40 MVA 110/20 kV | 0.05 | 18 | 0.34 | 40 | 20 | 110 | 16.2 | 150 | YNd5 | hv | 0 | -9 | 9 | 0 | 1.5 | FALSE
25 MVA 110/20 kV | 0.07 | 14 | 0.41 | 25 | 20 | 110 | 12 | 150 | YNd5 | hv | 0 | -9 | 9 | 0 | 1.5 | FALSE
63 MVA 110/10 kV | 0.04 | 22 | 0.32 | 63 | 10 | 110 | 18 | 150 | YNd5 | hv | 0 | -9 | 9 | 0 | 1.5 | FALSE
40 MVA 110/10 kV | 0.05 | 18 | 0.34 | 40 | 10 | 110 | 16.2 | 150 | YNd5 | hv | 0 | -9 | 9 | 0 | 1.5 | FALSE
25 MVA 110/10 kV | 0.07 | 14 | 0.41 | 25 | 10 | 110 | 12 | 150 | YNd5 | hv | 0 | -9 | 9 | 0 | 1.5 | FALSE
0.25 MVA 20/0.4 kV | 0.32 | 0.8 | 1.44 | 0.25 | 0.4 | 20 | 6 | 150 | Yzn5 | hv | 0 | -2 | 2 | 0 | 2.5 | FALSE
0.4 MVA 20/0.4 kV | 0.3375 | 1.35 | 1.425 | 0.4 | 0.4 | 20 | 6 | 150 | Dyn5 | hv | 0 | -2 | 2 | 0 | 2.5 | FALSE
0.63 MVA 20/0.4 kV | 0.2619 | 1.65 | 1.206 | 0.63 | 0.4 | 20 | 6 | 150 | Dyn5 | hv | 0 | -2 | 2 | 0 | 2.5 | FALSE
0.25 MVA 10/0.4 kV | 0.24 | 0.6 | 1.2 | 0.25 | 0.4 | 10 | 4 | 150 | Dyn5 | hv | 0 | -2 | 2 | 0 | 2.5 | FALSE
0.4 MVA 10/0.4 kV | 0.2375 | 0.95 | 1.325 | 0.4 | 0.4 | 10 | 4 | 150 | Dyn5 | hv | 0 | -2 | 2 | 0 | 2.5 | FALSE
0.63 MVA 10/0.4 kV | 0.1873 | 1.18 | 1.0794 | 0.63 | 0.4 | 10 | 4 | 150 | Dyn5 | hv | 0 | -2 | 2 | 0 | 2.5 | FALSE

## trafo3w_std_types
| sn_hv_mva | sn_mv_mva | sn_lv_mva | vn_hv_kv | vn_mv_kv | vn_lv_kv | vk_hv_percent | vk_mv_percent | vk_lv_percent | vkr_hv_percent | vkr_mv_percent | vkr_lv_percent | pfe_kw | i0_percent | shift_mv_degree | shift_lv_degree | vector_group | tap_side | tap_neutral | tap_min | tap_max | tap_step_percent
63/25/38 MVA 110/20/10 kV | 63 | 25 | 38 | 110 | 20 | 10 | 10.4 | 10.4 | 10.4 | 0.28 | 0.32 | 0.35 | 35 | 0.89 | 0 | 0 | YN0yn0yn0 | hv | 0 | -10 | 10 | 1.2
63/25/38 MVA 110/10/10 kV | 63 | 25 | 38 | 110 | 10 | 10 | 10.4 | 10.4 | 10.4 | 0.28 | 0.32 | 0.35 | 35 | 0.89 | 0 | 0 | YN0yn0yn0 | hv | 0 | -10 | 10 | 1.2

## fuse_std_types
| fuse_type | i_rated_a | t_avg | t_min | t_total | x_avg | x_min | x_total
HV 100A | HV 100A | 100 | 0 | [10.0, 3.64, 0.854, 0.281, 0.1, 0.0531, 0.022, 0.01] | [10.0, 4.267, 1.21, 0.403, 0.1, 0.058, 0.022, 0.01] | 0 | [300.0, 350.0, 450.0, 550.0, 700.0, 850.0, 1200.0, 1752.0] | [600.0, 700.0, 900.0, 1150.0, 1665.0, 2000.0, 3000.0, 4313.0]
HV 10A | HV 10A | 10 | 0 | [10.0, 1675.0, 0.344, 0.156, 0.1, 0.0417, 0.0171, 0.01] | [10.0, 1.3, 0.3, 0.155, 0.1, 0.0555, 0.023, 0.01] | 0 | [30.0, 32.0, 35.0, 37.0, 39.0, 50.0, 70.0, 88.0] | [60.0, 70.0, 80.0, 87.0, 94.0, 110.0, 150.0, 216.0]
HV 125A | HV 125A | 125 | 0 | [10.0, 1.82, 0.344, 0.1, 0.0467, 0.0269, 0.01] | [10.0, 2.478, 0.426, 0.1, 0.0427, 0.0211, 0.01] | 0 | [375.0, 500.0, 700.0, 925.0, 1200.0, 1500.0, 2341.0] | [750.0, 1000.0, 1500.0, 2200.0, 3000.0, 4000.0, 5765.0]
HV 160A | HV 160A | 160 | 0 | [10.0, 4.15, 1.03, 0.198, 0.1, 0.051, 0.0172, 0.01] | [10.0, 2.3, 0.734, 0.274, 0.1, 0.046, 0.0177, 0.01] | 0 | [480.0, 550.0, 700.0, 1000.0, 1260.0, 1600.0, 2500.0, 3227.0] | [960.0, 1300.0, 1700.0, 2200.0, 2996.0, 4000.0, 6000.0, 7946.0]
HV 16A | HV 16A | 16 | 0 | [10.0, 0.352, 0.164, 0.1, 0.0649, 0.0342, 0.01] | [10.0, 2.34, 0.722, 0.181, 0.1, 0.055, 0.0296, 0.01] | 0 | [48.0, 60.0, 65.0, 71.0, 80.0, 100.0, 162.0] | [96.0, 110.0, 125.0, 150.0, 168.0, 200.0, 250.0, 398.0]
HV 200A | HV 200A | 200 | 0 | [10.0, 4.267, 1.21, 0.403, 0.1, 0.058, 0.022, 0.01] | [10.0, 3.73, 1.654, 0.328, 0.1, 0.0531, 0.019, 0.01] | 0 | [600.0, 700.0, 900.0, 1150.0, 1665.0, 2000.0, 3000.0, 4313.0] | [1200.0, 1500.0, 1800.0, 2700.0, 3960.0, 5000.0, 7500.0, 10620.0]
HV 20A | HV 20A | 20 | 0 | [10.0, 1.3, 0.3, 0.155, 0.1, 0.0555, 0.023, 0.01] | [10.0, 1.3, 0.161, 0.1, 0.0611, 0.0399, 0.0141, 0.01] | 0 | [60.0, 70.0, 80.0, 87.0, 94.0, 110.0, 150.0, 216.0] | [120.0, 150.0, 200.0, 223.0, 260.0, 300.0, 450.0, 532.0]
HV 25A | HV 25A | 25 | 0 | [10.0, 2.512, 0.833, 0.299, 0.1, 0.0372, 0.0223, 0.01] | [10.0, 3.125, 0.597, 0.198, 0.1, 0.0378, 0.022, 0.01] | 0 | [75.0, 82.0, 90.0, 100.0, 124.0, 170.0, 200.0, 289.0] | [150.0, 170.0, 210.0, 250.0, 294.0, 400.0, 500.0, 711.0]
HV 31.5A | HV 31.5A | 31.5 | 0 | [10.0, 2.34, 0.722, 0.181, 0.1, 0.055, 0.0296, 0.01] | [10.0, 2.84, 0.368, 0.164, 0.1, 0.0621, 0.0378, 0.0195, 0.01] | 0 | [95.0, 110.0, 125.0, 150.0, 165.0, 200.0, 250.0, 390.0] | [189.0, 220.0, 300.0, 350.0, 393.0, 450.0, 530.0, 700.0, 960.0]
HV 40A | HV 40A | 40 | 0 | [10.0, 1.3, 0.161, 0.1, 0.0611, 0.0399, 0.0141, 0.01] | [10.0, 2.05, 0.369, 0.198, 0.1, 0.051, 0.0298, 0.01] | 0 | [120.0, 150.0, 200.0, 223.0, 260.0, 300.0, 450.0, 532.0] | [240.0, 300.0, 400.0, 450.0, 530.0, 650.0, 800.0, 1311.0]
HV 50A | HV 50A | 50 | 0 | [10.0, 3.215, 0.597, 0.198, 0.1, 0.0378, 0.022, 0.01] | [10.0, 3.64, 0.854, 0.281, 0.1, 0.0531, 0.022, 0.01] | 0 | [150.0, 170.0, 210.0, 250.0, 294.0, 400.0, 500.0, 711.0] | [300.0, 350.0, 450.0, 550.0, 700.0, 850.0, 1200.0, 1752.0]
HV 6.3A | HV 6.3A | 6.3 | 0 | [10.0, 1.39, 0.344, 0.168, 0.1, 0.056, 0.0263, 0.01] | [10.0, 1.711, 0.516, 0.198, 0.1, 0.0634, 0.0303, 0.01] | 0 | [19.0, 19.5, 20.4, 20.8, 22.0, 25.0, 32.0, 48.0] | [38.0, 40.0, 43.0, 48.0, 53.0, 60.0, 75.0, 118.0]
HV 63A | HV 63A | 63 | 0 | [10.0, 2.84, 0.368, 0.164, 0.1, 0.0621, 0.0378, 0.0195, 0.01] | [10.0, 1.82, 0.344, 0.1, 0.0467, 0.0269, 0.01] | 0 | [189.0, 220.0, 300.0, 350.0, 393.0, 450.0, 530.0, 700.0, 961.0] | [378.0, 500.0, 700.0, 934.0, 1200.0, 1500.0, 2366.0]
HV 80A | HV 80A | 80 | 0 | [10.0, 2.05, 0.369, 0.198, 0.1, 0.051, 0.0298, 0.01] | [10.0, 4.15, 1.03, 0.198, 0.1, 0.051, 0.0172, 0.01] | 0 | [240.0, 300.0, 400.0, 450.0, 530.0, 650.0, 800.0, 1311.0] | [480.0, 550.0, 700.0, 1000.0, 1260.0, 1600.0, 2500.0, 3227.0]
Siemens NH-1-100 | Siemens NH-1-100 | 100 | [5400.0, 2000.0, 400.0, 20.0, 1.0, 0.2, 0.012, 0.004] | 0 | 0 | [150.0, 190.0, 250.0, 430.0, 900.0, 1250.0, 2700.0, 3600.0] | 0 | 0
Siemens NH-1-125 | Siemens NH-1-125 | 125 | [4800.0, 120.0, 7.0, 0.1, 0.004] | 0 | 0 | [180.0, 400.0, 740.0, 2000.0, 4250.0] | 0 | 0
Siemens NH-1-16 | Siemens NH-1-16 | 16 | [4000.0, 400.0, 2.0, 0.1, 0.04, 0.01] | 0 | 0 | [26.0, 35.0, 75.0, 150.0, 200.0, 300.0] | 0 | 0
Siemens NH-1-160 | Siemens NH-1-160 | 160 | [4800.0, 120.0, 7.0, 0.1, 0.004] | 0 | 0 | [210.0, 500.0, 900.0, 2300.0, 5000.0] | 0 | 0
Siemens NH-1-25 | Siemens NH-1-25 | 25 | [4000.0, 1000.0, 10.0, 0.2, 0.02, 0.01] | 0 | 0 | [40.0, 50.0, 100.0, 210.0, 400.0, 500.0] | 0 | 0
Siemens NH-1-50 | Siemens NH-1-50 | 50 | [4000.0, 40.0, 4.0, 1.0, 0.02, 0.01] | 0 | 0 | [86.0, 200.0, 300.0, 400.0, 1000.0, 1280.0] | 0 | 0
Siemens NH-1-63 | Siemens NH-1-63 | 63 | [4000.0, 100.0, 10.0, 2.0, 0.04, 0.01] | 0 | 0 | [100.0, 200.0, 300.0, 400.0, 1000.0, 1500.0] | 0 | 0
Siemens NH-1-80 | Siemens NH-1-80 | 80 | [4800.0, 120.0, 7.0, 0.1, 0.01] | 0 | 0 | [150.58, 250.0, 450.0, 1150.0, 2470.0] | 0 | 0
Siemens NH-2-1000 | Siemens NH-2-1000 | 1000 | [4800.0, 120.0, 7.0, 0.1, 0.004] | 0 | 0 | [1900.0, 3500.0, 8400.0, 24000.0, 52000.0] | 0 | 0
Siemens NH-2-200 | Siemens NH-2-200 | 200 | [4800.0, 120.0, 7.0, 0.1, 0.004] | 0 | 0 | [280.0, 650.0, 1200.0, 3000.0, 7000.0] | 0 | 0
Siemens NH-2-224 | Siemens NH-2-224 | 224 | [4800.0, 120.0, 7.0, 0.2, 0.04, 0.004] | 0 | 0 | [400.0, 750.0, 1453.0, 3025.0, 4315.0, 7600.0] | 0 | 0
Siemens NH-2-250 | Siemens NH-2-250 | 250 | [4800.0, 120.0, 7.0, 0.1, 0.004] | 0 | 0 | [450.0, 800.0, 1650.0, 4000.0, 8500.0] | 0 | 0
Siemens NH-2-315 | Siemens NH-2-315 | 315 | [4800.0, 120.0, 7.0, 0.1, 0.004] | 0 | 0 | [550.0, 920.0, 1900.0, 5000.0, 11000.0] | 0 | 0
Siemens NH-2-355 | Siemens NH-2-355 | 355 | [4800.0, 120.0, 6.0, 0.1, 0.004] | 0 | 0 | [650.0, 1116.27, 2350.0, 5840.0, 12790.0] | 0 | 0
Siemens NH-2-400 | Siemens NH-2-400 | 400 | [4800.0, 120.0, 7.0, 0.1, 0.004] | 0 | 0 | [720.0, 1350.0, 2800.0, 6500.0, 15000.0] | 0 | 0
Siemens NH-2-425 | Siemens NH-2-425 | 425 | [4800.0, 120.0, 7.0, 0.1, 0.004] | 0 | 0 | [850.0, 1500.0, 3050.0, 7500.0, 16500.0] | 0 | 0
Siemens NH-2-630 | Siemens NH-2-630 | 630 | [4800.0, 120.0, 7.0, 0.1, 0.004] | 0 | 0 | [1200.0, 2000.0, 4800.0, 12000.0, 26000.0] | 0 | 0

## dtypes
| element | column | dtype
0 | bus | name | object
1 | bus | vn_kv | float64
2 | bus | type | object
3 | bus | zone | object
4 | bus | in_service | bool
5 | load | name | object
6 | load | bus | uint32
7 | load | p_mw | float64
8 | load | q_mvar | float64
9 | load | const_z_percent | float64
10 | load | const_i_percent | float64
11 | load | sn_mva | float64
12 | load | scaling | float64
13 | load | in_service | bool
14 | load | type | object
15 | ext_grid | name | object
16 | ext_grid | bus | uint32
17 | ext_grid | vm_pu | float64
18 | ext_grid | va_degree | float64
19 | ext_grid | slack_weight | float64
20 | ext_grid | in_service | bool
21 | line | name | object
22 | line | std_type | object
23 | line | from_bus | uint32
24 | line | to_bus | uint32
25 | line | length_km | float64
26 | line | r_ohm_per_km | float64
27 | line | x_ohm_per_km | float64
28 | line | c_nf_per_km | float64
29 | line | g_us_per_km | float64
30 | line | max_i_ka | float64
31 | line | df | float64
32 | line | parallel | uint32
33 | line | type | object
34 | line | in_service | bool
35 | trafo | name | object
36 | trafo | std_type | object
37 | trafo | hv_bus | uint32
38 | trafo | lv_bus | uint32
39 | trafo | sn_mva | float64
40 | trafo | vn_hv_kv | float64
41 | trafo | vn_lv_kv | float64
42 | trafo | vk_percent | float64
43 | trafo | vkr_percent | float64
44 | trafo | pfe_kw | float64
45 | trafo | i0_percent | float64
46 | trafo | shift_degree | float64
47 | trafo | tap_side | object
48 | trafo | tap_neutral | int32
49 | trafo | tap_min | int32
50 | trafo | tap_max | int32
51 | trafo | tap_step_percent | float64
52 | trafo | tap_step_degree | float64
53 | trafo | tap_pos | int32
54 | trafo | tap_phase_shifter | bool
55 | trafo | parallel | uint32
56 | trafo | df | float64
57 | trafo | in_service | bool
58 | line_geodata | coords | object
59 | bus_geodata | x | float64
60 | bus_geodata | y | float64
61 | bus_geodata | coords | object

## parameters
| version | format_version | converged | OPF_converged | name | f_hz | sn_mva
0 | 2.14.6 | 2.14.0 | FALSE | FALSE |  | 50 | 1