## bus
| name | vn_kv | type | zone | in_service
0 | bus_LV_4143-6_0_4_node_0 | 0.4 | n |  | TRUE
1 | bus_LV_4143-6_0_4_node_1 | 0.4 | n |  | TRUE
2 | bus_LV_4143-6_0_4_node_2 | 0.4 | n |  | TRUE
3 | bus_LV_4143-6_0_4_node_132 | 0.4 | n |  | TRUE
4 | bus_LV_4143-6_0_4_node_6 | 0.4 | n |  | TRUE
5 | bus_LV_4143-6_0_4_node_123 | 0.4 | n |  | TRUE
6 | bus_LV_4143-6_0_4_node_124 | 0.4 | n |  | TRUE
7 | bus_LV_4143-6_0_4_node_125 | 0.4 | n |  | TRUE
8 | bus_LV_4143-6_0_4_node_126 | 0.4 | n |  | TRUE
9 | bus_LV_4143-6_0_4_node_173 | 0.4 | n |  | TRUE
10 | bus_LV_4143-6_0_4_node_3 | 0.4 | n |  | TRUE
11 | bus_LV_4143-6_0_4_node_4 | 0.4 | n |  | TRUE
12 | bus_LV_4143-6_0_4_node_5 | 0.4 | n |  | TRUE
13 | bus_LV_4143-6_0_4_node_7 | 0.4 | n |  | TRUE
14 | bus_LV_4143-6_0_4_node_10 | 0.4 | n |  | TRUE
15 | bus_LV_4143-6_0_4_node_9 | 0.4 | n |  | TRUE
16 | bus_LV_4143-6_0_4_node_157 | 0.4 | n |  | TRUE
17 | bus_LV_4143-6_0_4_node_8 | 0.4 | n |  | TRUE
18 | bus_LV_4143-6_0_4_node_155 | 0.4 | n |  | TRUE
19 | bus_LV_4143-6_0_4_node_100 | 0.4 | n |  | TRUE
20 | bus_LV_4143-6_0_4_node_11 | 0.4 | n |  | TRUE
21 | bus_LV_4143-6_0_4_node_14 | 0.4 | n |  | TRUE
22 | bus_LV_4143-6_0_4_node_73 | 0.4 | n |  | TRUE
23 | bus_LV_4143-6_0_4_node_16 | 0.4 | n |  | TRUE
24 | bus_LV_4143-6_0_4_node_99 | 0.4 | n |  | TRUE
25 | bus_LV_4143-6_0_4_node_12 | 0.4 | n |  | TRUE
26 | bus_LV_4143-6_0_4_node_18 | 0.4 | n |  | TRUE
27 | bus_LV_4143-6_0_4_node_113 | 0.4 | n |  | TRUE
28 | bus_LV_4143-6_0_4_node_71 | 0.4 | n |  | TRUE
29 | bus_LV_4143-6_0_4_node_15 | 0.4 | n |  | TRUE
30 | bus_LV_4143-6_0_4_node_13 | 0.4 | n |  | TRUE
31 | bus_LV_4143-6_0_4_node_28 | 0.4 | n |  | TRUE
32 | bus_LV_4143-6_0_4_node_102 | 0.4 | n |  | TRUE
33 | bus_LV_4143-6_0_4_node_26 | 0.4 | n |  | TRUE
34 | bus_LV_4143-6_0_4_node_145 | 0.4 | n |  | TRUE
35 | bus_LV_4143-6_0_4_node_101 | 0.4 | n |  | TRUE
36 | bus_LV_4143-6_0_4_node_17 | 0.4 | n |  | TRUE
37 | bus_LV_4143-6_0_4_node_174 | 0.4 | n |  | TRUE
38 | bus_LV_4143-6_0_4_node_131 | 0.4 | n |  | TRUE
39 | bus_LV_4143-6_0_4_node_130 | 0.4 | n |  | TRUE
40 | bus_LV_4143-6_0_4_node_114 | 0.4 | n |  | TRUE
41 | bus_LV_4143-6_0_4_node_70 | 0.4 | n |  | TRUE
42 | bus_LV_4143-6_0_4_node_72 | 0.4 | n |  | TRUE
43 | bus_LV_4143-6_0_4_node_19 | 0.4 | n |  | TRUE
44 | bus_LV_4143-6_0_4_node_20 | 0.4 | n |  | TRUE
45 | bus_LV_4143-6_0_4_node_21 | 0.4 | n |  | TRUE
46 | bus_LV_4143-6_0_4_node_148 | 0.4 | n |  | TRUE
47 | bus_LV_4143-6_0_4_node_171 | 0.4 | n |  | TRUE
48 | bus_LV_4143-6_0_4_node_169 | 0.4 | n |  | TRUE
49 | bus_LV_4143-6_0_4_node_147 | 0.4 | n |  | TRUE
50 | bus_LV_4143-6_0_4_node_154 | 0.4 | n |  | TRUE
51 | bus_LV_4143-6_0_4_node_153 | 0.4 | n |  | TRUE
52 | bus_LV_4143-6_0_4_node_22 | 0.4 | n |  | TRUE
53 | bus_LV_4143-6_0_4_node_23 | 0.4 | n |  | TRUE
54 | bus_LV_4143-6_0_4_node_98 | 0.4 | n |  | TRUE
55 | bus_LV_4143-6_0_4_node_24 | 0.4 | n |  | TRUE
56 | bus_LV_4143-6_0_4_node_48 | 0.4 | n |  | TRUE
57 | bus_LV_4143-6_0_4_node_91 | 0.4 | n |  | TRUE
58 | bus_LV_4143-6_0_4_node_137 | 0.4 | n |  | TRUE
59 | bus_LV_4143-6_0_4_node_46 | 0.4 | n |  | TRUE
60 | bus_LV_4143-6_0_4_node_138 | 0.4 | n |  | TRUE
61 | bus_LV_4143-6_0_4_node_116 | 0.4 | n |  | TRUE
62 | bus_LV_4143-6_0_4_node_25 | 0.4 | n |  | TRUE
63 | bus_LV_4143-6_0_4_node_27 | 0.4 | n |  | TRUE
64 | bus_LV_4143-6_0_4_node_29 | 0.4 | n |  | TRUE
65 | bus_LV_4143-6_0_4_node_30 | 0.4 | n |  | TRUE
66 | bus_LV_4143-6_0_4_node_31 | 0.4 | n |  | TRUE
67 | bus_LV_4143-6_0_4_node_32 | 0.4 | n |  | TRUE
68 | bus_LV_4143-6_0_4_node_33 | 0.4 | n |  | TRUE
69 | bus_LV_4143-6_0_4_node_45 | 0.4 | n |  | TRUE
70 | bus_LV_4143-6_0_4_node_133 | 0.4 | n |  | TRUE
71 | bus_LV_4143-6_0_4_node_55 | 0.4 | n |  | TRUE
72 | bus_LV_4143-6_0_4_node_56 | 0.4 | n |  | TRUE
73 | bus_LV_4143-6_0_4_node_39 | 0.4 | n |  | TRUE
74 | bus_LV_4143-6_0_4_node_111 | 0.4 | n |  | TRUE
75 | bus_LV_4143-6_0_4_node_150 | 0.4 | n |  | TRUE
76 | bus_LV_4143-6_0_4_node_34 | 0.4 | n |  | TRUE
77 | bus_LV_4143-6_0_4_node_165 | 0.4 | n |  | TRUE
78 | bus_LV_4143-6_0_4_node_162 | 0.4 | n |  | TRUE
79 | bus_LV_4143-6_0_4_node_35 | 0.4 | n |  | TRUE
80 | bus_LV_4143-6_0_4_node_36 | 0.4 | n |  | TRUE
81 | bus_LV_4143-6_0_4_node_37 | 0.4 | n |  | TRUE
82 | bus_LV_4143-6_0_4_node_38 | 0.4 | n |  | TRUE
83 | bus_LV_4143-6_0_4_node_40 | 0.4 | n |  | TRUE
84 | bus_LV_4143-6_0_4_node_74 | 0.4 | n |  | TRUE
85 | bus_LV_4143-6_0_4_node_75 | 0.4 | n |  | TRUE
86 | bus_LV_4143-6_0_4_node_117 | 0.4 | n |  | TRUE
87 | bus_LV_4143-6_0_4_node_122 | 0.4 | n |  | TRUE
88 | bus_LV_4143-6_0_4_node_52 | 0.4 | n |  | TRUE
89 | bus_LV_4143-6_0_4_node_119 | 0.4 | n |  | TRUE
90 | bus_LV_4143-6_0_4_node_54 | 0.4 | n |  | TRUE
91 | bus_LV_4143-6_0_4_node_50 | 0.4 | n |  | TRUE
92 | bus_LV_4143-6_0_4_node_41 | 0.4 | n |  | TRUE
93 | bus_LV_4143-6_0_4_node_42 | 0.4 | n |  | TRUE
94 | bus_LV_4143-6_0_4_node_43 | 0.4 | n |  | TRUE
95 | bus_LV_4143-6_0_4_node_106 | 0.4 | n |  | TRUE
96 | bus_LV_4143-6_0_4_node_104 | 0.4 | n |  | TRUE
97 | bus_LV_4143-6_0_4_node_81 | 0.4 | n |  | TRUE
98 | bus_LV_4143-6_0_4_node_82 | 0.4 | n |  | TRUE
99 | bus_LV_4143-6_0_4_node_109 | 0.4 | n |  | TRUE
100 | bus_LV_4143-6_0_4_node_47 | 0.4 | n |  | TRUE
101 | bus_LV_4143-6_0_4_node_49 | 0.4 | n |  | TRUE
102 | bus_LV_4143-6_0_4_node_57 | 0.4 | n |  | TRUE
103 | bus_LV_4143-6_0_4_node_58 | 0.4 | n |  | TRUE
104 | bus_LV_4143-6_0_4_node_51 | 0.4 | n |  | TRUE
105 | bus_LV_4143-6_0_4_node_53 | 0.4 | n |  | TRUE
106 | bus_LV_4143-6_0_4_node_103 | 0.4 | n |  | TRUE
107 | bus_LV_4143-6_0_4_node_161 | 0.4 | n |  | TRUE
108 | bus_LV_4143-6_0_4_node_159 | 0.4 | n |  | TRUE
109 | bus_LV_4143-6_0_4_node_77 | 0.4 | n |  | TRUE
110 | bus_LV_4143-6_0_4_node_78 | 0.4 | n |  | TRUE
111 | bus_LV_4143-6_0_4_node_120 | 0.4 | n |  | TRUE
112 | bus_LV_4143-6_0_4_node_146 | 0.4 | n |  | TRUE
113 | bus_LV_4143-6_0_4_node_95 | 0.4 | n |  | TRUE
114 | bus_LV_4143-6_0_4_node_59 | 0.4 | n |  | TRUE
115 | bus_LV_4143-6_0_4_node_79 | 0.4 | n |  | TRUE
116 | bus_LV_4143-6_0_4_node_80 | 0.4 | n |  | TRUE
117 | bus_LV_4143-6_0_4_node_60 | 0.4 | n |  | TRUE
118 | bus_LV_4143-6_0_4_node_61 | 0.4 | n |  | TRUE
119 | bus_LV_4143-6_0_4_node_62 | 0.4 | n |  | TRUE
120 | bus_LV_4143-6_0_4_node_63 | 0.4 | n |  | TRUE
121 | bus_LV_4143-6_0_4_node_64 | 0.4 | n |  | TRUE
122 | bus_LV_4143-6_0_4_node_168 | 0.4 | n |  | TRUE
123 | bus_LV_4143-6_0_4_node_166 | 0.4 | n |  | TRUE
124 | bus_LV_4143-6_0_4_node_136 | 0.4 | n |  | TRUE
125 | bus_LV_4143-6_0_4_node_97 | 0.4 | n |  | TRUE
126 | bus_LV_4143-6_0_4_node_144 | 0.4 | n |  | TRUE
127 | bus_LV_4143-6_0_4_node_65 | 0.4 | n |  | TRUE
128 | bus_LV_4143-6_0_4_node_66 | 0.4 | n |  | TRUE
129 | bus_LV_4143-6_0_4_node_67 | 0.4 | n |  | TRUE
130 | bus_LV_4143-6_0_4_node_68 | 0.4 | n |  | TRUE
131 | bus_LV_4143-6_0_4_node_69 | 0.4 | n |  | TRUE
132 | bus_LV_4143-6_0_4_node_90 | 0.4 | n |  | TRUE
133 | bus_LV_4143-6_0_4_node_88 | 0.4 | n |  | TRUE
134 | bus_LV_4143-6_0_4_node_76 | 0.4 | n |  | TRUE
135 | bus_LV_4143-6_0_4_node_118 | 0.4 | n |  | TRUE
136 | bus_LV_4143-6_0_4_node_128 | 0.4 | n |  | TRUE
137 | bus_LV_4143-6_0_4_node_127 | 0.4 | n |  | TRUE
138 | bus_LV_4143-6_0_4_node_170 | 0.4 | n |  | TRUE
139 | bus_LV_4143-6_0_4_node_134 | 0.4 | n |  | TRUE
140 | bus_LV_4143-6_0_4_node_135 | 0.4 | n |  | TRUE
141 | bus_LV_4143-6_0_4_node_83 | 0.4 | n |  | TRUE
142 | bus_LV_4143-6_0_4_node_84 | 0.4 | n |  | TRUE
143 | bus_LV_4143-6_0_4_node_85 | 0.4 | n |  | TRUE
144 | bus_LV_4143-6_0_4_node_86 | 0.4 | n |  | TRUE
145 | bus_LV_4143-6_0_4_node_87 | 0.4 | n |  | TRUE
146 | bus_LV_4143-6_0_4_node_176 | 0.4 | n |  | TRUE
147 | bus_LV_4143-6_0_4_node_167 | 0.4 | n |  | TRUE
148 | bus_LV_4143-6_0_4_node_177 | 0.4 | n |  | TRUE
149 | bus_LV_4143-6_0_4_node_178 | 0.4 | n |  | TRUE
150 | bus_LV_4143-6_0_4_node_175 | 0.4 | n |  | TRUE
151 | bus_LV_4143-6_0_4_node_89 | 0.4 | n |  | TRUE
152 | bus_LV_4143-6_0_4_node_92 | 0.4 | n |  | TRUE
153 | bus_LV_4143-6_0_4_node_93 | 0.4 | n |  | TRUE
154 | bus_LV_4143-6_0_4_node_94 | 0.4 | n |  | TRUE
155 | bus_LV_4143-6_0_4_node_96 | 0.4 | n |  | TRUE
156 | bus_LV_4143-6_0_4_node_121 | 0.4 | n |  | TRUE
157 | bus_LV_4143-6_0_4_node_105 | 0.4 | n |  | TRUE
158 | bus_LV_4143-6_0_4_node_107 | 0.4 | n |  | TRUE
159 | bus_LV_4143-6_0_4_node_108 | 0.4 | n |  | TRUE
160 | bus_LV_4143-6_0_4_node_158 | 0.4 | n |  | TRUE
161 | bus_LV_4143-6_0_4_node_129 | 0.4 | n |  | TRUE
162 | bus_LV_4143-6_0_4_node_163 | 0.4 | n |  | TRUE
163 | bus_LV_4143-6_0_4_node_112 | 0.4 | n |  | TRUE
164 | bus_LV_4143-6_0_4_node_164 | 0.4 | n |  | TRUE
165 | bus_LV_4143-6_0_4_node_110 | 0.4 | n |  | TRUE
166 | bus_LV_4143-6_0_4_node_115 | 0.4 | n |  | TRUE
167 | bus_LV_4143-6_0_4_node_139 | 0.4 | n |  | TRUE
168 | bus_LV_4143-6_0_4_node_151 | 0.4 | n |  | TRUE
169 | bus_LV_4143-6_0_4_node_149 | 0.4 | n |  | TRUE
170 | bus_LV_4143-6_0_4_node_172 | 0.4 | n |  | TRUE
171 | bus_LV_4143-6_0_4_node_142 | 0.4 | n |  | TRUE
172 | bus_LV_4143-6_0_4_node_140 | 0.4 | n |  | TRUE
173 | bus_LV_4143-6_0_4_node_141 | 0.4 | n |  | TRUE
174 | bus_LV_4143-6_0_4_node_143 | 0.4 | n |  | TRUE
175 | bus_LV_4143-6_0_4_node_152 | 0.4 | n |  | TRUE
176 | bus_LV_4143-6_0_4_node_156 | 0.4 | n |  | TRUE
177 | bus_MV_482_0_node_139 | 20 | n |  | TRUE

## load
| name | bus | p_mw | q_mvar | const_z_percent | const_i_percent | sn_mva | scaling | in_service | type
0 | LV_4143-6_0_4_load_0 | 0 | 0.002261 | 0.00056666 | 0 | 0 |  | 1 | TRUE | wye
1 | LV_4143-6_0_4_load_2 | 2 | 0.0039684 | 0.00099457 | 0 | 0 |  | 1 | TRUE | wye
2 | LV_4143-6_0_4_load_132 | 3 | 0.0024648 | 0.00061773 | 0 | 0 |  | 1 | TRUE | wye
3 | LV_4143-6_0_4_load_123 | 5 | 0.001041 | 0.0002609 | 0 | 0 |  | 1 | TRUE | wye
4 | LV_4143-6_0_4_load_126 | 8 | 0.00047578 | 0.00011924 | 0 | 0 |  | 1 | TRUE | wye
5 | LV_4143-6_0_4_load_173 | 9 | 0.00072388 | 0.00018142 | 0 | 0 |  | 1 | TRUE | wye
6 | LV_4143-6_0_4_load_3 | 10 | 0.0023297 | 0.00058388 | 0 | 0 |  | 1 | TRUE | wye
7 | LV_4143-6_0_4_load_4 | 11 | 0.0098213 | 0.0024615 | 0 | 0 |  | 1 | TRUE | wye
8 | LV_4143-6_0_4_load_157 | 16 | 0.0017186 | 0.00043072 | 0 | 0 |  | 1 | TRUE | wye
9 | LV_4143-6_0_4_load_155 | 18 | 0.00025227 | 6.3224e-05 | 0 | 0 |  | 1 | TRUE | wye
10 | LV_4143-6_0_4_load_100 | 19 | 0.00072009 | 0.00018047 | 0 | 0 |  | 1 | TRUE | wye
11 | LV_4143-6_0_4_load_11 | 20 | 0.00095767 | 0.00024001 | 0 | 0 |  | 1 | TRUE | wye
12 | LV_4143-6_0_4_load_14 | 21 | 0.0011479 | 0.00028768 | 0 | 0 |  | 1 | TRUE | wye
13 | LV_4143-6_0_4_load_73 | 22 | 0.00099899 | 0.00025037 | 0 | 0 |  | 1 | TRUE | wye
14 | LV_4143-6_0_4_load_99 | 24 | 0.0010801 | 0.00027069 | 0 | 0 |  | 1 | TRUE | wye
15 | LV_4143-6_0_4_load_12 | 25 | 0.0072321 | 0.0018125 | 0 | 0 |  | 1 | TRUE | wye
16 | LV_4143-6_0_4_load_113 | 27 | 0.001653 | 0.00041428 | 0 | 0 |  | 1 | TRUE | wye
17 | LV_4143-6_0_4_load_71 | 28 | 0.00019168 | 4.804e-05 | 0 | 0 |  | 1 | TRUE | wye
18 | LV_4143-6_0_4_load_28 | 31 | 0.0062273 | 0.0015607 | 0 | 0 |  | 1 | TRUE | wye
19 | LV_4143-6_0_4_load_145 | 34 | 0.0017636 | 0.00044199 | 0 | 0 |  | 1 | TRUE | wye
20 | LV_4143-6_0_4_load_101 | 35 | 0.0019355 | 0.00048507 | 0 | 0 |  | 1 | TRUE | wye
21 | LV_4143-6_0_4_load_174 | 37 | 0.0055679 | 0.0013954 | 0 | 0 |  | 1 | TRUE | wye
22 | LV_4143-6_0_4_load_130 | 39 | 0.0075705 | 0.0018973 | 0 | 0 |  | 1 | TRUE | wye
23 | LV_4143-6_0_4_load_70 | 41 | 0.0004174 | 0.00010461 | 0 | 0 |  | 1 | TRUE | wye
24 | LV_4143-6_0_4_load_19 | 43 | 0.0025212 | 0.00063188 | 0 | 0 |  | 1 | TRUE | wye
25 | LV_4143-6_0_4_load_171 | 47 | 0.0023375 | 0.00058583 | 0 | 0 |  | 1 | TRUE | wye
26 | LV_4143-6_0_4_load_169 | 48 | 0.00041858 | 0.00010491 | 0 | 0 |  | 1 | TRUE | wye
27 | LV_4143-6_0_4_load_147 | 49 | 0.0028557 | 0.00071571 | 0 | 0 |  | 1 | TRUE | wye
28 | LV_4143-6_0_4_load_154 | 50 | 0.0015672 | 0.00039277 | 0 | 0 |  | 1 | TRUE | wye
29 | LV_4143-6_0_4_load_153 | 51 | 0.0029945 | 0.00075048 | 0 | 0 |  | 1 | TRUE | wye
30 | LV_4143-6_0_4_load_22 | 52 | 0.00011362 | 2.8477e-05 | 0 | 0 |  | 1 | TRUE | wye
31 | LV_4143-6_0_4_load_98 | 54 | 0.00027139 | 6.8016e-05 | 0 | 0 |  | 1 | TRUE | wye
32 | LV_4143-6_0_4_load_48 | 56 | 0.0028623 | 0.00071735 | 0 | 0 |  | 1 | TRUE | wye
33 | LV_4143-6_0_4_load_91 | 57 | 0.00012263 | 3.0734e-05 | 0 | 0 |  | 1 | TRUE | wye
34 | LV_4143-6_0_4_load_137 | 58 | 0.00023739 | 5.9494e-05 | 0 | 0 |  | 1 | TRUE | wye
35 | LV_4143-6_0_4_load_46 | 59 | 0.0027908 | 0.00069943 | 0 | 0 |  | 1 | TRUE | wye
36 | LV_4143-6_0_4_load_138 | 60 | 0.0015158 | 0.0003799 | 0 | 0 |  | 1 | TRUE | wye
37 | LV_4143-6_0_4_load_116 | 61 | 0.012735 | 0.0031916 | 0 | 0 |  | 1 | TRUE | wye
38 | LV_4143-6_0_4_load_25 | 62 | 0.0077867 | 0.0019515 | 0 | 0 |  | 1 | TRUE | wye
39 | LV_4143-6_0_4_load_27 | 63 | 0.0025562 | 0.00064064 | 0 | 0 |  | 1 | TRUE | wye
40 | LV_4143-6_0_4_load_29 | 64 | 0.0014236 | 0.00035679 | 0 | 0 |  | 1 | TRUE | wye
41 | LV_4143-6_0_4_load_30 | 65 | 0.00022322 | 5.5945e-05 | 0 | 0 |  | 1 | TRUE | wye
42 | LV_4143-6_0_4_load_31 | 66 | 0.00041784 | 0.00010472 | 0 | 0 |  | 1 | TRUE | wye
43 | LV_4143-6_0_4_load_33 | 68 | 0.00041925 | 0.00010507 | 0 | 0 |  | 1 | TRUE | wye
44 | LV_4143-6_0_4_load_133 | 70 | 0.00022468 | 5.631e-05 | 0 | 0 |  | 1 | TRUE | wye
45 | LV_4143-6_0_4_load_56 | 72 | 0.00031282 | 7.84e-05 | 0 | 0 |  | 1 | TRUE | wye
46 | LV_4143-6_0_4_load_39 | 73 | 0.00012933 | 3.2413e-05 | 0 | 0 |  | 1 | TRUE | wye
47 | LV_4143-6_0_4_load_111 | 74 | 0.00088946 | 0.00022292 | 0 | 0 |  | 1 | TRUE | wye
48 | LV_4143-6_0_4_load_150 | 75 | 0.00089587 | 0.00022453 | 0 | 0 |  | 1 | TRUE | wye
49 | LV_4143-6_0_4_load_34 | 76 | 0.001665 | 0.00041728 | 0 | 0 |  | 1 | TRUE | wye
50 | LV_4143-6_0_4_load_165 | 77 | 0.005359 | 0.0013431 | 0 | 0 |  | 1 | TRUE | wye
51 | LV_4143-6_0_4_load_162 | 78 | 0.0015299 | 0.00038342 | 0 | 0 |  | 1 | TRUE | wye
52 | LV_4143-6_0_4_load_35 | 79 | 0.00025579 | 6.4106e-05 | 0 | 0 |  | 1 | TRUE | wye
53 | LV_4143-6_0_4_load_36 | 80 | 0.00014896 | 3.7332e-05 | 0 | 0 |  | 1 | TRUE | wye
54 | LV_4143-6_0_4_load_38 | 82 | 0.0001427 | 3.5764e-05 | 0 | 0 |  | 1 | TRUE | wye
55 | LV_4143-6_0_4_load_40 | 83 | 0.00016315 | 4.0889e-05 | 0 | 0 |  | 1 | TRUE | wye
56 | LV_4143-6_0_4_load_74 | 84 | 7.1643e-05 | 1.7955e-05 | 0 | 0 |  | 1 | TRUE | wye
57 | LV_4143-6_0_4_load_75 | 85 | 0.00036607 | 9.1747e-05 | 0 | 0 |  | 1 | TRUE | wye
58 | LV_4143-6_0_4_load_117 | 86 | 2.9716e-05 | 7.4476e-06 | 0 | 0 |  | 1 | TRUE | wye
59 | LV_4143-6_0_4_load_122 | 87 | 0.00014903 | 3.7351e-05 | 0 | 0 |  | 1 | TRUE | wye
60 | LV_4143-6_0_4_load_119 | 89 | 0.000139 | 3.4835e-05 | 0 | 0 |  | 1 | TRUE | wye
61 | LV_4143-6_0_4_load_54 | 90 | 0.0001458 | 3.654e-05 | 0 | 0 |  | 1 | TRUE | wye
62 | LV_4143-6_0_4_load_50 | 91 | 6.1546e-05 | 1.5425e-05 | 0 | 0 |  | 1 | TRUE | wye
63 | LV_4143-6_0_4_load_41 | 92 | 0.00021347 | 5.3501e-05 | 0 | 0 |  | 1 | TRUE | wye
64 | LV_4143-6_0_4_load_42 | 93 | 0.00079599 | 0.00019949 | 0 | 0 |  | 1 | TRUE | wye
65 | LV_4143-6_0_4_load_43 | 94 | 0.00082075 | 0.0002057 | 0 | 0 |  | 1 | TRUE | wye
66 | LV_4143-6_0_4_load_106 | 95 | 0.002212 | 0.00055439 | 0 | 0 |  | 1 | TRUE | wye
67 | LV_4143-6_0_4_load_104 | 96 | 0.00056439 | 0.00014145 | 0 | 0 |  | 1 | TRUE | wye
68 | LV_4143-6_0_4_load_81 | 97 | 0.00023381 | 5.8598e-05 | 0 | 0 |  | 1 | TRUE | wye
69 | LV_4143-6_0_4_load_82 | 98 | 0.00012248 | 3.0696e-05 | 0 | 0 |  | 1 | TRUE | wye
70 | LV_4143-6_0_4_load_109 | 99 | 0.00013226 | 3.3147e-05 | 0 | 0 |  | 1 | TRUE | wye
71 | LV_4143-6_0_4_load_47 | 100 | 0.0018507 | 0.00046382 | 0 | 0 |  | 1 | TRUE | wye
72 | LV_4143-6_0_4_load_49 | 101 | 0.0033324 | 0.00083518 | 0 | 0 |  | 1 | TRUE | wye
73 | LV_4143-6_0_4_load_57 | 102 | 0.002369 | 0.00059373 | 0 | 0 |  | 1 | TRUE | wye
74 | LV_4143-6_0_4_load_58 | 103 | 0.0025334 | 0.00063494 | 0 | 0 |  | 1 | TRUE | wye
75 | LV_4143-6_0_4_load_51 | 104 | 6.261e-05 | 1.5692e-05 | 0 | 0 |  | 1 | TRUE | wye
76 | LV_4143-6_0_4_load_53 | 105 | 0.00044387 | 0.00011124 | 0 | 0 |  | 1 | TRUE | wye
77 | LV_4143-6_0_4_load_103 | 106 | 0.00012165 | 3.0488e-05 | 0 | 0 |  | 1 | TRUE | wye
78 | LV_4143-6_0_4_load_161 | 107 | 0.00024134 | 6.0484e-05 | 0 | 0 |  | 1 | TRUE | wye
79 | LV_4143-6_0_4_load_159 | 108 | 9.7924e-05 | 2.4542e-05 | 0 | 0 |  | 1 | TRUE | wye
80 | LV_4143-6_0_4_load_77 | 109 | 0.00033859 | 8.4858e-05 | 0 | 0 |  | 1 | TRUE | wye
81 | LV_4143-6_0_4_load_78 | 110 | 0.00058882 | 0.00014757 | 0 | 0 |  | 1 | TRUE | wye
82 | LV_4143-6_0_4_load_146 | 112 | 0.00016998 | 4.2602e-05 | 0 | 0 |  | 1 | TRUE | wye
83 | LV_4143-6_0_4_load_59 | 114 | 0.0020454 | 0.00051263 | 0 | 0 |  | 1 | TRUE | wye
84 | LV_4143-6_0_4_load_79 | 115 | 0.0017632 | 0.0004419 | 0 | 0 |  | 1 | TRUE | wye
85 | LV_4143-6_0_4_load_80 | 116 | 0.0014693 | 0.00036825 | 0 | 0 |  | 1 | TRUE | wye
86 | LV_4143-6_0_4_load_60 | 117 | 0.00016846 | 4.2221e-05 | 0 | 0 |  | 1 | TRUE | wye
87 | LV_4143-6_0_4_load_61 | 118 | 0.00021906 | 5.4903e-05 | 0 | 0 |  | 1 | TRUE | wye
88 | LV_4143-6_0_4_load_62 | 119 | 0.00063876 | 0.00016009 | 0 | 0 |  | 1 | TRUE | wye
89 | LV_4143-6_0_4_load_63 | 120 | 0.00042941 | 0.00010762 | 0 | 0 |  | 1 | TRUE | wye
90 | LV_4143-6_0_4_load_64 | 121 | 0.00043621 | 0.00010932 | 0 | 0 |  | 1 | TRUE | wye
91 | LV_4143-6_0_4_load_97 | 125 | 0.00029283 | 7.339e-05 | 0 | 0 |  | 1 | TRUE | wye
92 | LV_4143-6_0_4_load_65 | 127 | 0.00031386 | 7.866e-05 | 0 | 0 |  | 1 | TRUE | wye
93 | LV_4143-6_0_4_load_66 | 128 | 0.00099025 | 0.00024818 | 0 | 0 |  | 1 | TRUE | wye
94 | LV_4143-6_0_4_load_67 | 129 | 0.0007492 | 0.00018777 | 0 | 0 |  | 1 | TRUE | wye
95 | LV_4143-6_0_4_load_68 | 130 | 0.0030877 | 0.00077384 | 0 | 0 |  | 1 | TRUE | wye
96 | LV_4143-6_0_4_load_90 | 132 | 0.0003803 | 9.5313e-05 | 0 | 0 |  | 1 | TRUE | wye
97 | LV_4143-6_0_4_load_88 | 133 | 0.0007883 | 0.00019757 | 0 | 0 |  | 1 | TRUE | wye
98 | LV_4143-6_0_4_load_118 | 135 | 5.021e-05 | 1.2584e-05 | 0 | 0 |  | 1 | TRUE | wye
99 | LV_4143-6_0_4_load_128 | 136 | 0.00016808 | 4.2124e-05 | 0 | 0 |  | 1 | TRUE | wye
100 | LV_4143-6_0_4_load_127 | 137 | 0.00010243 | 2.5672e-05 | 0 | 0 |  | 1 | TRUE | wye
101 | LV_4143-6_0_4_load_170 | 138 | 0.00019301 | 4.8372e-05 | 0 | 0 |  | 1 | TRUE | wye
102 | LV_4143-6_0_4_load_134 | 139 | 0.0019796 | 0.00049614 | 0 | 0 |  | 1 | TRUE | wye
103 | LV_4143-6_0_4_load_135 | 140 | 0.0021361 | 0.00053535 | 0 | 0 |  | 1 | TRUE | wye
104 | LV_4143-6_0_4_load_83 | 141 | 0.0016325 | 0.00040913 | 0 | 0 |  | 1 | TRUE | wye
105 | LV_4143-6_0_4_load_85 | 143 | 0.0030668 | 0.00076862 | 0 | 0 |  | 1 | TRUE | wye
106 | LV_4143-6_0_4_load_176 | 146 | 0.0018048 | 0.00045233 | 0 | 0 |  | 1 | TRUE | wye
107 | LV_4143-6_0_4_load_177 | 148 | 0.0018106 | 0.00045379 | 0 | 0 |  | 1 | TRUE | wye
108 | LV_4143-6_0_4_load_178 | 149 | 0.0020233 | 0.0005071 | 0 | 0 |  | 1 | TRUE | wye
109 | LV_4143-6_0_4_load_175 | 150 | 0.0017329 | 0.0004343 | 0 | 0 |  | 1 | TRUE | wye
110 | LV_4143-6_0_4_load_89 | 151 | 0.00015739 | 3.9446e-05 | 0 | 0 |  | 1 | TRUE | wye
111 | LV_4143-6_0_4_load_92 | 152 | 2.4388e-05 | 6.1121e-06 | 0 | 0 |  | 1 | TRUE | wye
112 | LV_4143-6_0_4_load_93 | 153 | 6.1911e-05 | 1.5516e-05 | 0 | 0 |  | 1 | TRUE | wye
113 | LV_4143-6_0_4_load_94 | 154 | 0.00033496 | 8.3949e-05 | 0 | 0 |  | 1 | TRUE | wye
114 | LV_4143-6_0_4_load_121 | 156 | 0.00013377 | 3.3525e-05 | 0 | 0 |  | 1 | TRUE | wye
115 | LV_4143-6_0_4_load_108 | 159 | 0.0004932 | 0.00012361 | 0 | 0 |  | 1 | TRUE | wye
116 | LV_4143-6_0_4_load_158 | 160 | 0.0011311 | 0.00028349 | 0 | 0 |  | 1 | TRUE | wye
117 | LV_4143-6_0_4_load_129 | 161 | 0.0010507 | 0.00026334 | 0 | 0 |  | 1 | TRUE | wye
118 | LV_4143-6_0_4_load_163 | 162 | 0.00049325 | 0.00012362 | 0 | 0 |  | 1 | TRUE | wye
119 | LV_4143-6_0_4_load_112 | 163 | 0.00023439 | 5.8744e-05 | 0 | 0 |  | 1 | TRUE | wye
120 | LV_4143-6_0_4_load_164 | 164 | 0.0011622 | 0.00029127 | 0 | 0 |  | 1 | TRUE | wye
121 | LV_4143-6_0_4_load_110 | 165 | 0.00013348 | 3.3454e-05 | 0 | 0 |  | 1 | TRUE | wye
122 | LV_4143-6_0_4_load_115 | 166 | 0.0030085 | 0.000754 | 0 | 0 |  | 1 | TRUE | wye
123 | LV_4143-6_0_4_load_139 | 167 | 0.00079172 | 0.00019842 | 0 | 0 |  | 1 | TRUE | wye
124 | LV_4143-6_0_4_load_149 | 169 | 6.599e-05 | 1.6539e-05 | 0 | 0 |  | 1 | TRUE | wye
125 | LV_4143-6_0_4_load_172 | 170 | 0.00085158 | 0.00021343 | 0 | 0 |  | 1 | TRUE | wye
126 | LV_4143-6_0_4_load_140 | 172 | 0.0010121 | 0.00025367 | 0 | 0 |  | 1 | TRUE | wye
127 | LV_4143-6_0_4_load_141 | 173 | 0.00026129 | 6.5485e-05 | 0 | 0 |  | 1 | TRUE | wye
128 | LV_4143-6_0_4_load_152 | 175 | 6.5521e-05 | 1.6421e-05 | 0 | 0 |  | 1 | TRUE | wye
129 | LV_4143-6_0_4_load_156 | 176 | 9.3651e-05 | 2.3471e-05 | 0 | 0 |  | 1 | TRUE | wye

## ext_grid
| name | bus | vm_pu | va_degree | slack_weight | in_service
0 |  | 38 | 1 | 0 | 1 | TRUE

## line
| name | std_type | from_bus | to_bus | length_km | r_ohm_per_km | x_ohm_per_km | c_nf_per_km | g_us_per_km | max_i_ka | df | parallel | type | in_service
0 | LV_4143-6_0_4_line_0 | NAYY 4x150 SE | 0 | 1 | 0.074292 | 0.208 | 0.08 | 261 | 0 | 0.27 | 1 | 1 | cs | TRUE
1 | LV_4143-6_0_4_line_1 | NAYY 4x150 SE | 1 | 2 | 0.027823 | 0.208 | 0.08 | 261 | 0 | 0.27 | 1 | 1 | cs | TRUE
2 | LV_4143-6_0_4_line_2 | NAYY 4x150 SE | 1 | 3 | 0.11098 | 0.208 | 0.08 | 261 | 0 | 0.27 | 1 | 1 | cs | TRUE
3 | LV_4143-6_0_4_line_3 | NAYY 4x150 SE | 3 | 4 | 0.025874 | 0.208 | 0.08 | 261 | 0 | 0.27 | 1 | 1 | cs | TRUE
4 | LV_4143-6_0_4_line_4 | NAYY 4x150 SE | 4 | 11 | 0.08071 | 0.208 | 0.08 | 261 | 0 | 0.27 | 1 | 1 | cs | TRUE
5 | LV_4143-6_0_4_line_5 | NAYY 4x150 SE | 5 | 6 | 0.05066 | 0.208 | 0.08 | 261 | 0 | 0.27 | 1 | 1 | cs | TRUE
6 | LV_4143-6_0_4_line_6 | NAYY 4x150 SE | 5 | 7 | 0.057229 | 0.208 | 0.08 | 261 | 0 | 0.27 | 1 | 1 | cs | TRUE
7 | LV_4143-6_0_4_line_7 | NAYY 4x150 SE | 6 | 8 | 0.026795 | 0.208 | 0.08 | 261 | 0 | 0.27 | 1 | 1 | cs | TRUE
8 | LV_4143-6_0_4_line_8 | NAYY 4x150 SE | 7 | 9 | 0.25264 | 0.208 | 0.08 | 261 | 0 | 0.27 | 1 | 1 | cs | TRUE
9 | LV_4143-6_0_4_line_9 | NAYY 4x150 SE | 9 | 22 | 0.032551 | 0.208 | 0.08 | 261 | 0 | 0.27 | 1 | 1 | cs | TRUE
10 | LV_4143-6_0_4_line_10 | NAYY 4x150 SE | 10 | 11 | 0.078692 | 0.208 | 0.08 | 261 | 0 | 0.27 | 1 | 1 | cs | TRUE
11 | LV_4143-6_0_4_line_11 | NAYY 4x150 SE | 10 | 12 | 0.0087119 | 0.208 | 0.08 | 261 | 0 | 0.27 | 1 | 1 | cs | TRUE
12 | LV_4143-6_0_4_line_12 | NAYY 4x150 SE | 12 | 13 | 0.030368 | 0.208 | 0.08 | 261 | 0 | 0.27 | 1 | 1 | cs | TRUE
13 | LV_4143-6_0_4_line_13 | NAYY 4x150 SE | 12 | 14 | 0.038206 | 0.208 | 0.08 | 261 | 0 | 0.27 | 1 | 1 | cs | TRUE
14 | LV_4143-6_0_4_line_14 | NAYY 4x150 SE | 13 | 15 | 0.025676 | 0.208 | 0.08 | 261 | 0 | 0.27 | 1 | 1 | cs | TRUE
15 | LV_4143-6_0_4_line_15 | NAYY 4x150 SE | 13 | 16 | 0.010681 | 0.208 | 0.08 | 261 | 0 | 0.27 | 1 | 1 | cs | TRUE
16 | LV_4143-6_0_4_line_16 | NAYY 4x150 SE | 14 | 21 | 0.023453 | 0.208 | 0.08 | 261 | 0 | 0.27 | 1 | 1 | cs | TRUE
17 | LV_4143-6_0_4_line_17 | NAYY 4x150 SE | 15 | 20 | 0.019867 | 0.208 | 0.08 | 261 | 0 | 0.27 | 1 | 1 | cs | TRUE
18 | LV_4143-6_0_4_line_18 | NAYY 4x150 SE | 17 | 18 | 0.025277 | 0.208 | 0.08 | 261 | 0 | 0.27 | 1 | 1 | cs | TRUE
19 | LV_4143-6_0_4_line_19 | NAYY 4x150 SE | 17 | 19 | 0.010077 | 0.208 | 0.08 | 261 | 0 | 0.27 | 1 | 1 | cs | TRUE
20 | LV_4143-6_0_4_line_20 | NAYY 4x150 SE | 18 | 23 | 0.0019212 | 0.208 | 0.08 | 261 | 0 | 0.27 | 1 | 1 | cs | TRUE
21 | LV_4143-6_0_4_line_21 | NAYY 4x150 SE | 19 | 24 | 0.030976 | 0.208 | 0.08 | 261 | 0 | 0.27 | 1 | 1 | cs | TRUE
22 | LV_4143-6_0_4_line_22 | NAYY 4x150 SE | 20 | 25 | 0.040624 | 0.208 | 0.08 | 261 | 0 | 0.27 | 1 | 1 | cs | TRUE
23 | LV_4143-6_0_4_line_23 | NAYY 4x150 SE | 21 | 29 | 0.017114 | 0.208 | 0.08 | 261 | 0 | 0.27 | 1 | 1 | cs | TRUE
24 | LV_4143-6_0_4_line_24 | NAYY 4x150 SE | 22 | 42 | 0.036617 | 0.208 | 0.08 | 261 | 0 | 0.27 | 1 | 1 | cs | TRUE
25 | LV_4143-6_0_4_line_25 | NAYY 4x150 SE | 23 | 29 | 0.0188 | 0.208 | 0.08 | 261 | 0 | 0.27 | 1 | 1 | cs | TRUE
26 | LV_4143-6_0_4_line_26 | NAYY 4x150 SE | 25 | 30 | 0.0088076 | 0.208 | 0.08 | 261 | 0 | 0.27 | 1 | 1 | cs | TRUE
27 | LV_4143-6_0_4_line_27 | NAYY 4x150 SE | 26 | 27 | 0.019818 | 0.208 | 0.08 | 261 | 0 | 0.27 | 1 | 1 | cs | TRUE
28 | LV_4143-6_0_4_line_28 | NAYY 4x150 SE | 26 | 28 | 0.16814 | 0.208 | 0.08 | 261 | 0 | 0.27 | 1 | 1 | cs | TRUE
29 | LV_4143-6_0_4_line_29 | NAYY 4x150 SE | 27 | 40 | 0.0064365 | 0.208 | 0.08 | 261 | 0 | 0.27 | 1 | 1 | cs | TRUE
30 | LV_4143-6_0_4_line_30 | NAYY 4x150 SE | 28 | 41 | 0.0070535 | 0.208 | 0.08 | 261 | 0 | 0.27 | 1 | 1 | cs | TRUE
31 | LV_4143-6_0_4_line_31 | NAYY 4x150 SE | 29 | 36 | 0.041833 | 0.208 | 0.08 | 261 | 0 | 0.27 | 1 | 1 | cs | TRUE
32 | LV_4143-6_0_4_line_32 | NAYY 4x150 SE | 30 | 31 | 0.057747 | 0.208 | 0.08 | 261 | 0 | 0.27 | 1 | 1 | cs | TRUE
33 | LV_4143-6_0_4_line_33 | NAYY 4x150 SE | 30 | 32 | 0.037919 | 0.208 | 0.08 | 261 | 0 | 0.27 | 1 | 1 | cs | TRUE
34 | LV_4143-6_0_4_line_34 | NAYY 4x150 SE | 31 | 33 | 0.014893 | 0.208 | 0.08 | 261 | 0 | 0.27 | 1 | 1 | cs | TRUE
35 | LV_4143-6_0_4_line_35 | NAYY 4x150 SE | 32 | 34 | 0.080819 | 0.208 | 0.08 | 261 | 0 | 0.27 | 1 | 1 | cs | TRUE
36 | LV_4143-6_0_4_line_36 | NAYY 4x150 SE | 32 | 35 | 0.039521 | 0.208 | 0.08 | 261 | 0 | 0.27 | 1 | 1 | cs | TRUE
37 | LV_4143-6_0_4_line_37 | NAYY 4x150 SE | 33 | 63 | 0.026431 | 0.208 | 0.08 | 261 | 0 | 0.27 | 1 | 1 | cs | TRUE
38 | LV_4143-6_0_4_line_38 | NAYY 4x150 SE | 33 | 62 | 0.012163 | 0.208 | 0.08 | 261 | 0 | 0.27 | 1 | 1 | cs | TRUE
39 | LV_4143-6_0_4_line_39 | NAYY 4x150 SE | 36 | 37 | 0.039857 | 0.208 | 0.08 | 261 | 0 | 0.27 | 1 | 1 | cs | TRUE
40 | LV_4143-6_0_4_line_40 | NAYY 4x150 SE | 36 | 38 | 0.037678 | 0.208 | 0.08 | 261 | 0 | 0.27 | 1 | 1 | cs | TRUE
41 | LV_4143-6_0_4_line_41 | NAYY 4x150 SE | 38 | 39 | 0.021213 | 0.208 | 0.08 | 261 | 0 | 0.27 | 1 | 3 | cs | TRUE
42 | LV_4143-6_0_4_line_42 | NAYY 4x150 SE | 39 | 166 | 0.024292 | 0.208 | 0.08 | 261 | 0 | 0.27 | 1 | 3 | cs | TRUE
43 | LV_4143-6_0_4_line_43 | NAYY 4x150 SE | 40 | 166 | 0.012957 | 0.208 | 0.08 | 261 | 0 | 0.27 | 1 | 3 | cs | TRUE
44 | LV_4143-6_0_4_line_44 | NAYY 4x150 SE | 40 | 61 | 0.025139 | 0.208 | 0.08 | 261 | 0 | 0.27 | 1 | 3 | cs | TRUE
45 | LV_4143-6_0_4_line_45 | NAYY 4x150 SE | 41 | 42 | 0.046388 | 0.208 | 0.08 | 261 | 0 | 0.27 | 1 | 1 | cs | TRUE
46 | LV_4143-6_0_4_line_46 | NAYY 4x150 SE | 43 | 44 | 0.050413 | 0.208 | 0.08 | 261 | 0 | 0.27 | 1 | 1 | cs | TRUE
47 | LV_4143-6_0_4_line_47 | NAYY 4x150 SE | 44 | 45 | 0.062064 | 0.208 | 0.08 | 261 | 0 | 0.27 | 1 | 1 | cs | TRUE
48 | LV_4143-6_0_4_line_48 | NAYY 4x150 SE | 45 | 50 | 0.022047 | 0.208 | 0.08 | 261 | 0 | 0.27 | 1 | 1 | cs | TRUE
49 | LV_4143-6_0_4_line_49 | NAYY 4x150 SE | 46 | 47 | 0.042068 | 0.208 | 0.08 | 261 | 0 | 0.27 | 1 | 3 | cs | TRUE
50 | LV_4143-6_0_4_line_50 | NAYY 4x150 SE | 46 | 48 | 0.11471 | 0.208 | 0.08 | 261 | 0 | 0.27 | 1 | 1 | cs | TRUE
51 | LV_4143-6_0_4_line_51 | NAYY 4x150 SE | 46 | 49 | 0.012694 | 0.208 | 0.08 | 261 | 0 | 0.27 | 1 | 3 | cs | TRUE
52 | LV_4143-6_0_4_line_52 | NAYY 4x150 SE | 47 | 122 | 0.036758 | 0.208 | 0.08 | 261 | 0 | 0.27 | 1 | 3 | cs | TRUE
53 | LV_4143-6_0_4_line_53 | NAYY 4x150 SE | 48 | 124 | 0.01535 | 0.208 | 0.08 | 261 | 0 | 0.27 | 1 | 1 | cs | TRUE
54 | LV_4143-6_0_4_line_54 | NAYY 4x150 SE | 49 | 140 | 0.0059597 | 0.208 | 0.08 | 261 | 0 | 0.27 | 1 | 3 | cs | TRUE
55 | LV_4143-6_0_4_line_55 | NAYY 4x150 SE | 50 | 51 | 0.028978 | 0.208 | 0.08 | 261 | 0 | 0.27 | 1 | 1 | cs | TRUE
56 | LV_4143-6_0_4_line_56 | NAYY 4x150 SE | 51 | 174 | 0.016609 | 0.208 | 0.08 | 261 | 0 | 0.27 | 1 | 1 | cs | TRUE
57 | LV_4143-6_0_4_line_57 | NAYY 4x150 SE | 52 | 53 | 0.040215 | 0.208 | 0.08 | 261 | 0 | 0.27 | 1 | 1 | cs | TRUE
58 | LV_4143-6_0_4_line_58 | NAYY 4x150 SE | 52 | 54 | 0.10037 | 0.208 | 0.08 | 261 | 0 | 0.27 | 1 | 1 | cs | TRUE
59 | LV_4143-6_0_4_line_59 | NAYY 4x150 SE | 53 | 55 | 0.022082 | 0.208 | 0.08 | 261 | 0 | 0.27 | 1 | 3 | cs | TRUE
60 | LV_4143-6_0_4_line_60 | NAYY 4x150 SE | 53 | 56 | 0.11574 | 0.208 | 0.08 | 261 | 0 | 0.27 | 1 | 3 | cs | TRUE
61 | LV_4143-6_0_4_line_61 | NAYY 4x150 SE | 54 | 57 | 0.021311 | 0.208 | 0.08 | 261 | 0 | 0.27 | 1 | 1 | cs | TRUE
62 | LV_4143-6_0_4_line_62 | NAYY 4x150 SE | 55 | 58 | 0.02797 | 0.208 | 0.08 | 261 | 0 | 0.27 | 1 | 3 | cs | TRUE
63 | LV_4143-6_0_4_line_63 | NAYY 4x150 SE | 56 | 59 | 0.0032548 | 0.208 | 0.08 | 261 | 0 | 0.27 | 1 | 3 | cs | TRUE
64 | LV_4143-6_0_4_line_64 | NAYY 4x150 SE | 57 | 151 | 0.032633 | 0.208 | 0.08 | 261 | 0 | 0.27 | 1 | 1 | cs | TRUE
65 | LV_4143-6_0_4_line_65 | NAYY 4x150 SE | 58 | 60 | 0.0013786 | 0.208 | 0.08 | 261 | 0 | 0.27 | 1 | 1 | cs | TRUE
66 | LV_4143-6_0_4_line_66 | NAYY 4x150 SE | 58 | 61 | 0.13548 | 0.208 | 0.08 | 261 | 0 | 0.27 | 1 | 3 | cs | TRUE
67 | LV_4143-6_0_4_line_67 | NAYY 4x150 SE | 59 | 100 | 0.025412 | 0.208 | 0.08 | 261 | 0 | 0.27 | 1 | 3 | cs | TRUE
68 | LV_4143-6_0_4_line_68 | NAYY 4x150 SE | 60 | 167 | 0.0063981 | 0.208 | 0.08 | 261 | 0 | 0.27 | 1 | 1 | cs | TRUE
69 | LV_4143-6_0_4_line_69 | NAYY 4x150 SE | 64 | 65 | 0.01004 | 0.208 | 0.08 | 261 | 0 | 0.27 | 1 | 1 | cs | TRUE
70 | LV_4143-6_0_4_line_70 | NAYY 4x150 SE | 64 | 66 | 0.017286 | 0.208 | 0.08 | 261 | 0 | 0.27 | 1 | 1 | cs | TRUE
71 | LV_4143-6_0_4_line_71 | NAYY 4x150 SE | 65 | 67 | 0.01294 | 0.208 | 0.08 | 261 | 0 | 0.27 | 1 | 1 | cs | TRUE
72 | LV_4143-6_0_4_line_72 | NAYY 4x150 SE | 66 | 68 | 0.039401 | 0.208 | 0.08 | 261 | 0 | 0.27 | 1 | 1 | cs | TRUE
73 | LV_4143-6_0_4_line_73 | NAYY 4x150 SE | 67 | 69 | 0.024222 | 0.208 | 0.08 | 261 | 0 | 0.27 | 1 | 3 | cs | TRUE
74 | LV_4143-6_0_4_line_74 | NAYY 4x150 SE | 67 | 70 | 0.075873 | 0.208 | 0.08 | 261 | 0 | 0.27 | 1 | 3 | cs | TRUE
75 | LV_4143-6_0_4_line_75 | NAYY 4x150 SE | 69 | 74 | 0.0072039 | 0.208 | 0.08 | 261 | 0 | 0.27 | 1 | 3 | cs | TRUE
76 | LV_4143-6_0_4_line_76 | NAYY 4x150 SE | 70 | 75 | 0.00047058 | 0.208 | 0.08 | 261 | 0 | 0.27 | 1 | 3 | cs | TRUE
77 | LV_4143-6_0_4_line_77 | NAYY 4x150 SE | 71 | 72 | 0.029848 | 0.208 | 0.08 | 261 | 0 | 0.27 | 1 | 1 | cs | TRUE
78 | LV_4143-6_0_4_line_78 | NAYY 4x150 SE | 71 | 73 | 0.080154 | 0.208 | 0.08 | 261 | 0 | 0.27 | 1 | 1 | cs | TRUE
79 | LV_4143-6_0_4_line_79 | NAYY 4x150 SE | 72 | 109 | 0.0039288 | 0.208 | 0.08 | 261 | 0 | 0.27 | 1 | 1 | cs | TRUE
80 | LV_4143-6_0_4_line_80 | NAYY 4x150 SE | 73 | 81 | 0.072514 | 0.208 | 0.08 | 261 | 0 | 0.27 | 1 | 1 | cs | TRUE
81 | LV_4143-6_0_4_line_81 | NAYY 4x150 SE | 74 | 99 | 0.0042582 | 0.208 | 0.08 | 261 | 0 | 0.27 | 1 | 3 | cs | TRUE
82 | LV_4143-6_0_4_line_82 | NAYY 4x150 SE | 75 | 169 | 0.054302 | 0.208 | 0.08 | 261 | 0 | 0.27 | 1 | 3 | cs | TRUE
83 | LV_4143-6_0_4_line_83 | NAYY 4x150 SE | 76 | 77 | 0.058222 | 0.208 | 0.08 | 261 | 0 | 0.27 | 1 | 1 | cs | TRUE
84 | LV_4143-6_0_4_line_84 | NAYY 4x150 SE | 77 | 78 | 0.057279 | 0.208 | 0.08 | 261 | 0 | 0.27 | 1 | 1 | cs | TRUE
85 | LV_4143-6_0_4_line_85 | NAYY 4x150 SE | 78 | 131 | 0.0064519 | 0.208 | 0.08 | 261 | 0 | 0.27 | 1 | 1 | cs | TRUE
86 | LV_4143-6_0_4_line_86 | NAYY 4x150 SE | 79 | 80 | 0.022038 | 0.208 | 0.08 | 261 | 0 | 0.27 | 1 | 1 | cs | TRUE
87 | LV_4143-6_0_4_line_87 | NAYY 4x150 SE | 79 | 81 | 0.032729 | 0.208 | 0.08 | 261 | 0 | 0.27 | 1 | 1 | cs | TRUE
88 | LV_4143-6_0_4_line_88 | NAYY 4x150 SE | 80 | 82 | 0.00074535 | 0.208 | 0.08 | 261 | 0 | 0.27 | 1 | 1 | cs | TRUE
89 | LV_4143-6_0_4_line_89 | NAYY 4x150 SE | 81 | 83 | 0.01748 | 0.208 | 0.08 | 261 | 0 | 0.27 | 1 | 1 | cs | TRUE
90 | LV_4143-6_0_4_line_90 | NAYY 4x150 SE | 82 | 87 | 0.00025295 | 0.208 | 0.08 | 261 | 0 | 0.27 | 1 | 1 | cs | TRUE
91 | LV_4143-6_0_4_line_91 | NAYY 4x150 SE | 83 | 88 | 0.017937 | 0.208 | 0.08 | 261 | 0 | 0.27 | 1 | 1 | cs | TRUE
92 | LV_4143-6_0_4_line_92 | NAYY 4x150 SE | 84 | 85 | 0.0031725 | 0.208 | 0.08 | 261 | 0 | 0.27 | 1 | 1 | cs | TRUE
93 | LV_4143-6_0_4_line_93 | NAYY 4x150 SE | 84 | 86 | 0.2669 | 0.208 | 0.08 | 261 | 0 | 0.27 | 1 | 1 | cs | TRUE
94 | LV_4143-6_0_4_line_94 | NAYY 4x150 SE | 85 | 134 | 0.020716 | 0.208 | 0.08 | 261 | 0 | 0.27 | 1 | 1 | cs | TRUE
95 | LV_4143-6_0_4_line_95 | NAYY 4x150 SE | 86 | 135 | 0.01509 | 0.208 | 0.08 | 261 | 0 | 0.27 | 1 | 1 | cs | TRUE
96 | LV_4143-6_0_4_line_96 | NAYY 4x150 SE | 87 | 89 | 0.0017574 | 0.208 | 0.08 | 261 | 0 | 0.27 | 1 | 1 | cs | TRUE
97 | LV_4143-6_0_4_line_97 | NAYY 4x150 SE | 88 | 90 | 0.017853 | 0.208 | 0.08 | 261 | 0 | 0.27 | 1 | 1 | cs | TRUE
98 | LV_4143-6_0_4_line_98 | NAYY 4x150 SE | 88 | 91 | 0.049588 | 0.208 | 0.08 | 261 | 0 | 0.27 | 1 | 1 | cs | TRUE
99 | LV_4143-6_0_4_line_99 | NAYY 4x150 SE | 89 | 135 | 0.014031 | 0.208 | 0.08 | 261 | 0 | 0.27 | 1 | 1 | cs | TRUE
100 | LV_4143-6_0_4_line_100 | NAYY 4x150 SE | 90 | 107 | 0.0697 | 0.208 | 0.08 | 261 | 0 | 0.27 | 1 | 1 | cs | TRUE
101 | LV_4143-6_0_4_line_101 | NAYY 4x150 SE | 91 | 104 | 0.015852 | 0.208 | 0.08 | 261 | 0 | 0.27 | 1 | 1 | cs | TRUE
102 | LV_4143-6_0_4_line_102 | NAYY 4x150 SE | 92 | 93 | 0.017567 | 0.208 | 0.08 | 261 | 0 | 0.27 | 1 | 1 | cs | TRUE
103 | LV_4143-6_0_4_line_103 | NAYY 4x150 SE | 93 | 94 | 0.0031168 | 0.208 | 0.08 | 261 | 0 | 0.27 | 1 | 1 | cs | TRUE
104 | LV_4143-6_0_4_line_104 | NAYY 4x150 SE | 94 | 97 | 0.033114 | 0.208 | 0.08 | 261 | 0 | 0.27 | 1 | 1 | cs | TRUE
105 | LV_4143-6_0_4_line_105 | NAYY 4x150 SE | 95 | 96 | 0.018509 | 0.208 | 0.08 | 261 | 0 | 0.27 | 1 | 1 | cs | TRUE
106 | LV_4143-6_0_4_line_106 | NAYY 4x150 SE | 96 | 157 | 0.020622 | 0.208 | 0.08 | 261 | 0 | 0.27 | 1 | 1 | cs | TRUE
107 | LV_4143-6_0_4_line_107 | NAYY 4x150 SE | 97 | 98 | 0.026048 | 0.208 | 0.08 | 261 | 0 | 0.27 | 1 | 1 | cs | TRUE
108 | LV_4143-6_0_4_line_108 | NAYY 4x150 SE | 98 | 125 | 0.0038247 | 0.208 | 0.08 | 261 | 0 | 0.27 | 1 | 1 | cs | TRUE
109 | LV_4143-6_0_4_line_109 | NAYY 4x150 SE | 99 | 165 | 0.016478 | 0.208 | 0.08 | 261 | 0 | 0.27 | 1 | 3 | cs | TRUE
110 | LV_4143-6_0_4_line_110 | NAYY 4x150 SE | 100 | 101 | 0.0016325 | 0.208 | 0.08 | 261 | 0 | 0.27 | 1 | 3 | cs | TRUE
111 | LV_4143-6_0_4_line_111 | NAYY 4x150 SE | 101 | 102 | 0.02449 | 0.208 | 0.08 | 261 | 0 | 0.27 | 1 | 3 | cs | TRUE
112 | LV_4143-6_0_4_line_112 | NAYY 4x150 SE | 102 | 103 | 0.00099962 | 0.208 | 0.08 | 261 | 0 | 0.27 | 1 | 3 | cs | TRUE
113 | LV_4143-6_0_4_line_113 | NAYY 4x150 SE | 103 | 114 | 0.02215 | 0.208 | 0.08 | 261 | 0 | 0.27 | 1 | 3 | cs | TRUE
114 | LV_4143-6_0_4_line_114 | NAYY 4x150 SE | 104 | 105 | 0.025549 | 0.208 | 0.08 | 261 | 0 | 0.27 | 1 | 1 | cs | TRUE
115 | LV_4143-6_0_4_line_115 | NAYY 4x150 SE | 105 | 106 | 0.063648 | 0.208 | 0.08 | 261 | 0 | 0.27 | 1 | 1 | cs | TRUE
116 | LV_4143-6_0_4_line_116 | NAYY 4x150 SE | 106 | 108 | 0.0072196 | 0.208 | 0.08 | 261 | 0 | 0.27 | 1 | 1 | cs | TRUE
117 | LV_4143-6_0_4_line_117 | NAYY 4x150 SE | 109 | 110 | 0.014573 | 0.208 | 0.08 | 261 | 0 | 0.27 | 1 | 1 | cs | TRUE
118 | LV_4143-6_0_4_line_118 | NAYY 4x150 SE | 111 | 112 | 0.034627 | 0.208 | 0.08 | 261 | 0 | 0.27 | 1 | 3 | cs | TRUE
119 | LV_4143-6_0_4_line_119 | NAYY 4x150 SE | 111 | 113 | 0.028147 | 0.208 | 0.08 | 261 | 0 | 0.27 | 1 | 3 | cs | TRUE
120 | LV_4143-6_0_4_line_120 | NAYY 4x150 SE | 112 | 168 | 0.011362 | 0.208 | 0.08 | 261 | 0 | 0.27 | 1 | 3 | cs | TRUE
121 | LV_4143-6_0_4_line_121 | NAYY 4x150 SE | 113 | 156 | 0.029436 | 0.208 | 0.08 | 261 | 0 | 0.27 | 1 | 1 | cs | TRUE
122 | LV_4143-6_0_4_line_122 | NAYY 4x150 SE | 113 | 153 | 0.020181 | 0.208 | 0.08 | 261 | 0 | 0.27 | 1 | 3 | cs | TRUE
123 | LV_4143-6_0_4_line_123 | NAYY 4x150 SE | 114 | 115 | 0.0047795 | 0.208 | 0.08 | 261 | 0 | 0.27 | 1 | 3 | cs | TRUE
124 | LV_4143-6_0_4_line_124 | NAYY 4x150 SE | 115 | 116 | 0.020842 | 0.208 | 0.08 | 261 | 0 | 0.27 | 1 | 3 | cs | TRUE
125 | LV_4143-6_0_4_line_125 | NAYY 4x150 SE | 116 | 139 | 0.0058562 | 0.208 | 0.08 | 261 | 0 | 0.27 | 1 | 3 | cs | TRUE
126 | LV_4143-6_0_4_line_126 | NAYY 4x150 SE | 117 | 118 | 0.012414 | 0.208 | 0.08 | 261 | 0 | 0.27 | 1 | 1 | cs | TRUE
127 | LV_4143-6_0_4_line_127 | NAYY 4x150 SE | 117 | 119 | 0.04341 | 0.208 | 0.08 | 261 | 0 | 0.27 | 1 | 1 | cs | TRUE
128 | LV_4143-6_0_4_line_128 | NAYY 4x150 SE | 118 | 120 | 0.01026 | 0.208 | 0.08 | 261 | 0 | 0.27 | 1 | 1 | cs | TRUE
129 | LV_4143-6_0_4_line_129 | NAYY 4x150 SE | 119 | 121 | 0.053291 | 0.208 | 0.08 | 261 | 0 | 0.27 | 1 | 1 | cs | TRUE
130 | LV_4143-6_0_4_line_130 | NAYY 4x150 SE | 120 | 124 | 0.029661 | 0.208 | 0.08 | 261 | 0 | 0.27 | 1 | 1 | cs | TRUE
131 | LV_4143-6_0_4_line_131 | NAYY 4x150 SE | 121 | 125 | 0.0012588 | 0.208 | 0.08 | 261 | 0 | 0.27 | 1 | 1 | cs | TRUE
132 | LV_4143-6_0_4_line_132 | NAYY 4x150 SE | 122 | 123 | 0.031737 | 0.208 | 0.08 | 261 | 0 | 0.27 | 1 | 3 | cs | TRUE
133 | LV_4143-6_0_4_line_133 | NAYY 4x150 SE | 123 | 147 | 0.023149 | 0.208 | 0.08 | 261 | 0 | 0.27 | 1 | 1 | cs | TRUE
134 | LV_4143-6_0_4_line_134 | NAYY 4x150 SE | 123 | 160 | 0.04485 | 0.208 | 0.08 | 261 | 0 | 0.27 | 1 | 3 | cs | TRUE
135 | LV_4143-6_0_4_line_135 | NAYY 4x150 SE | 124 | 126 | 0.017001 | 0.208 | 0.08 | 261 | 0 | 0.27 | 1 | 1 | cs | TRUE
136 | LV_4143-6_0_4_line_136 | NAYY 4x150 SE | 126 | 170 | 0.026247 | 0.208 | 0.08 | 261 | 0 | 0.27 | 1 | 1 | cs | TRUE
137 | LV_4143-6_0_4_line_137 | NAYY 4x150 SE | 126 | 171 | 0.069795 | 0.208 | 0.08 | 261 | 0 | 0.27 | 1 | 1 | cs | TRUE
138 | LV_4143-6_0_4_line_138 | NAYY 4x150 SE | 127 | 128 | 0.031737 | 0.208 | 0.08 | 261 | 0 | 0.27 | 1 | 1 | cs | TRUE
139 | LV_4143-6_0_4_line_139 | NAYY 4x150 SE | 127 | 129 | 0.040214 | 0.208 | 0.08 | 261 | 0 | 0.27 | 1 | 1 | cs | TRUE
140 | LV_4143-6_0_4_line_140 | NAYY 4x150 SE | 128 | 130 | 0.033699 | 0.208 | 0.08 | 261 | 0 | 0.27 | 1 | 1 | cs | TRUE
141 | LV_4143-6_0_4_line_141 | NAYY 4x150 SE | 129 | 131 | 0.043577 | 0.208 | 0.08 | 261 | 0 | 0.27 | 1 | 1 | cs | TRUE
142 | LV_4143-6_0_4_line_142 | NAYY 4x150 SE | 130 | 132 | 0.023972 | 0.208 | 0.08 | 261 | 0 | 0.27 | 1 | 1 | cs | TRUE
143 | LV_4143-6_0_4_line_143 | NAYY 4x150 SE | 132 | 133 | 0.0030057 | 0.208 | 0.08 | 261 | 0 | 0.27 | 1 | 1 | cs | TRUE
144 | LV_4143-6_0_4_line_144 | NAYY 4x150 SE | 133 | 151 | 0.071782 | 0.208 | 0.08 | 261 | 0 | 0.27 | 1 | 1 | cs | TRUE
145 | LV_4143-6_0_4_line_145 | NAYY 4x150 SE | 134 | 136 | 0.026483 | 0.208 | 0.08 | 261 | 0 | 0.27 | 1 | 1 | cs | TRUE
146 | LV_4143-6_0_4_line_146 | NAYY 4x150 SE | 134 | 137 | 0.024944 | 0.208 | 0.08 | 261 | 0 | 0.27 | 1 | 1 | cs | TRUE
147 | LV_4143-6_0_4_line_147 | NAYY 4x150 SE | 136 | 138 | 0.076232 | 0.208 | 0.08 | 261 | 0 | 0.27 | 1 | 1 | cs | TRUE
148 | LV_4143-6_0_4_line_148 | NAYY 4x150 SE | 138 | 155 | 0.03022 | 0.208 | 0.08 | 261 | 0 | 0.27 | 1 | 1 | cs | TRUE
149 | LV_4143-6_0_4_line_149 | NAYY 4x150 SE | 139 | 140 | 0.026295 | 0.208 | 0.08 | 261 | 0 | 0.27 | 1 | 3 | cs | TRUE
150 | LV_4143-6_0_4_line_150 | NAYY 4x150 SE | 141 | 142 | 0.016563 | 0.208 | 0.08 | 261 | 0 | 0.27 | 1 | 1 | cs | TRUE
151 | LV_4143-6_0_4_line_151 | NAYY 4x150 SE | 141 | 143 | 0.012675 | 0.208 | 0.08 | 261 | 0 | 0.27 | 1 | 1 | cs | TRUE
152 | LV_4143-6_0_4_line_152 | NAYY 4x150 SE | 142 | 144 | 0.013302 | 0.208 | 0.08 | 261 | 0 | 0.27 | 1 | 1 | cs | TRUE
153 | LV_4143-6_0_4_line_153 | NAYY 4x150 SE | 142 | 145 | 0.029808 | 0.208 | 0.08 | 261 | 0 | 0.27 | 1 | 1 | cs | TRUE
154 | LV_4143-6_0_4_line_154 | NAYY 4x150 SE | 144 | 146 | 0.022338 | 0.208 | 0.08 | 261 | 0 | 0.27 | 1 | 1 | cs | TRUE
155 | LV_4143-6_0_4_line_155 | NAYY 4x150 SE | 144 | 147 | 0.018097 | 0.208 | 0.08 | 261 | 0 | 0.27 | 1 | 1 | cs | TRUE
156 | LV_4143-6_0_4_line_156 | NAYY 4x150 SE | 145 | 148 | 0.050001 | 0.208 | 0.08 | 261 | 0 | 0.27 | 1 | 1 | cs | TRUE
157 | LV_4143-6_0_4_line_157 | NAYY 4x150 SE | 145 | 149 | 0.032417 | 0.208 | 0.08 | 261 | 0 | 0.27 | 1 | 1 | cs | TRUE
158 | LV_4143-6_0_4_line_158 | NAYY 4x150 SE | 147 | 150 | 0.021603 | 0.208 | 0.08 | 261 | 0 | 0.27 | 1 | 1 | cs | TRUE
159 | LV_4143-6_0_4_line_159 | NAYY 4x150 SE | 152 | 153 | 0.065683 | 0.208 | 0.08 | 261 | 0 | 0.27 | 1 | 2 | cs | TRUE
160 | LV_4143-6_0_4_line_160 | NAYY 4x150 SE | 152 | 154 | 0.017014 | 0.208 | 0.08 | 261 | 0 | 0.27 | 1 | 1 | cs | TRUE
161 | LV_4143-6_0_4_line_161 | NAYY 4x150 SE | 154 | 155 | 0.09819 | 0.208 | 0.08 | 261 | 0 | 0.27 | 1 | 1 | cs | TRUE
162 | LV_4143-6_0_4_line_162 | NAYY 4x150 SE | 157 | 158 | 0.023516 | 0.208 | 0.08 | 261 | 0 | 0.27 | 1 | 1 | cs | TRUE
163 | LV_4143-6_0_4_line_163 | NAYY 4x150 SE | 157 | 159 | 0.0022785 | 0.208 | 0.08 | 261 | 0 | 0.27 | 1 | 1 | cs | TRUE
164 | LV_4143-6_0_4_line_164 | NAYY 4x150 SE | 158 | 160 | 0.01944 | 0.208 | 0.08 | 261 | 0 | 0.27 | 1 | 3 | cs | TRUE
165 | LV_4143-6_0_4_line_165 | NAYY 4x150 SE | 158 | 161 | 0.03123 | 0.208 | 0.08 | 261 | 0 | 0.27 | 1 | 3 | cs | TRUE
166 | LV_4143-6_0_4_line_166 | NAYY 4x150 SE | 159 | 162 | 0.021204 | 0.208 | 0.08 | 261 | 0 | 0.27 | 1 | 1 | cs | TRUE
167 | LV_4143-6_0_4_line_167 | NAYY 4x150 SE | 161 | 163 | 0.046406 | 0.208 | 0.08 | 261 | 0 | 0.27 | 1 | 3 | cs | TRUE
168 | LV_4143-6_0_4_line_168 | NAYY 4x150 SE | 162 | 164 | 0.021593 | 0.208 | 0.08 | 261 | 0 | 0.27 | 1 | 1 | cs | TRUE
169 | LV_4143-6_0_4_line_169 | NAYY 4x150 SE | 163 | 165 | 0.035618 | 0.208 | 0.08 | 261 | 0 | 0.27 | 1 | 3 | cs | TRUE
170 | LV_4143-6_0_4_line_170 | NAYY 4x150 SE | 168 | 175 | 0.011514 | 0.208 | 0.08 | 261 | 0 | 0.27 | 1 | 1 | cs | TRUE
171 | LV_4143-6_0_4_line_171 | NAYY 4x150 SE | 168 | 169 | 0.026326 | 0.208 | 0.08 | 261 | 0 | 0.27 | 1 | 3 | cs | TRUE
172 | LV_4143-6_0_4_line_172 | NAYY 4x150 SE | 171 | 174 | 0.08799 | 0.208 | 0.08 | 261 | 0 | 0.27 | 1 | 1 | cs | TRUE
173 | LV_4143-6_0_4_line_173 | NAYY 4x150 SE | 171 | 172 | 0.020186 | 0.208 | 0.08 | 261 | 0 | 0.27 | 1 | 1 | cs | TRUE
174 | LV_4143-6_0_4_line_174 | NAYY 4x150 SE | 172 | 173 | 0.0057425 | 0.208 | 0.08 | 261 | 0 | 0.27 | 1 | 1 | cs | TRUE
175 | LV_4143-6_0_4_line_175 | NAYY 4x150 SE | 175 | 176 | 0.026421 | 0.208 | 0.08 | 261 | 0 | 0.27 | 1 | 1 | cs | TRUE

## trafo
| name | std_type | hv_bus | lv_bus | sn_mva | vn_hv_kv | vn_lv_kv | vk_percent | vkr_percent | pfe_kw | i0_percent | shift_degree | tap_side | tap_neutral | tap_min | tap_max | tap_step_percent | tap_step_degree | tap_pos | tap_phase_shifter | parallel | df | in_service
0 | LV_4143-6_0_4_trafo_131 | 0.25 MVA 20/0.4 kV | 177 | 38 | 0.25 | 20 | 0.4 | 6 | 1.44 | 0.8 | 0.32 | 150 | hv | 0 | -2 | 2 | 2.5 | 0 | 0 | FALSE | 1 | 1 | TRUE

## line_geodata
| x0 | y0 | x1 | y1 | x2 | y2 | x3 | y3 | x4 | y4 | x5 | y5 | x6 | y6 | x7 | y7 | x8 | y8
0 | 2650522.4979 | 1235377.8732 | 2650534.7012 | 1235373.8855 | 2650544.8452 | 1235373.5493 | 2650555.7126 | 1235377.144 | 2650587.4848 | 1235400.9518 | 2650587.6359 | 1235400.9886
1 | 2650522.4979 | 1235377.8732 | 2650536.5763 | 1235353.8747
2 | 2650512.0733 | 1235488.3654 | 2650522.4979 | 1235377.8732
3 | 2650520.4698 | 1235512.2536 | 2650519.9828 | 1235505.4451 | 2650517.5223 | 1235496.6518 | 2650512.0733 | 1235488.3654
4 | 2650520.4698 | 1235512.2536 | 2650513.1012 | 1235527.9789 | 2650507.1912 | 1235540.3922 | 2650503.1635 | 1235553.9334 | 2650495.8649 | 1235588.6427
5 | 2651008.7366 | 1235554.9947 | 2650995.6717 | 1235542.986 | 2650973.1351 | 1235518.9967
6 | 2650931.1355 | 1235480.9372 | 2650941.2714 | 1235485.9384 | 2650949.4981 | 1235493.8362 | 2650973.1351 | 1235518.9967
7 | 2651008.7366 | 1235554.9947 | 2651003.1534 | 1235560.9506 | 2650984.5342 | 1235561.6348
8 | 2650711.2324 | 1235605.3099 | 2650931.1355 | 1235480.9372
9 | 2650723.508 | 1235635.4422 | 2650720.72 | 1235628.7113 | 2650711.9316 | 1235607.7006 | 2650711.2324 | 1235605.3099
10 | 2650467.531 | 1235659.1716 | 2650480.2547 | 1235647.588 | 2650489.7646 | 1235626.533 | 2650495.1587 | 1235592.001 | 2650495.8649 | 1235588.6427
11 | 2650461.0889 | 1235665.0365 | 2650467.531 | 1235659.1716
12 | 2650452.3683 | 1235635.9438 | 2650461.0889 | 1235665.0365
13 | 2650455.2058 | 1235690.3473 | 2650449.2104 | 1235684.3259 | 2650444.0052 | 1235677.9332 | 2650454.7055 | 1235670.8416 | 2650461.0889 | 1235665.0365
14 | 2650426.7088 | 1235633.8581 | 2650437.1552 | 1235634.4026 | 2650452.3683 | 1235635.9438
15 | 2650452.3683 | 1235635.9438 | 2650454.0792 | 1235625.4007
16 | 2650455.2058 | 1235690.3473 | 2650447.7395 | 1235702.4807 | 2650440.2189 | 1235707.7916
17 | 2650426.7088 | 1235633.8581 | 2650421.0726 | 1235614.8077
18 | 2650428.9889 | 1235676.3937 | 2650423.1039 | 1235683.2259 | 2650418.633 | 1235698.8587
19 | 2650428.9889 | 1235676.3937 | 2650418.9279 | 1235675.8322
20 | 2650418.1047 | 1235700.7059 | 2650418.633 | 1235698.8587
21 | 2650391.5123 | 1235666.0311 | 2650392.9084 | 1235668.1269 | 2650401.0322 | 1235674.8334 | 2650418.9279 | 1235675.8322
22 | 2650412.1082 | 1235575.2085 | 2650413.6754 | 1235584.1377 | 2650419.411 | 1235609.1914 | 2650421.0726 | 1235614.8077
23 | 2650426.2397 | 1235717.6636 | 2650440.2189 | 1235707.7916
24 | 2650729.7807 | 1235670.9937 | 2650729.9751 | 1235655.3186 | 2650726.511 | 1235642.692 | 2650723.508 | 1235635.4422
25 | 2650426.2397 | 1235717.6636 | 2650418.1047 | 1235700.7059
26 | 2650410.5857 | 1235566.5336 | 2650412.1082 | 1235575.2085
27 | 2650526.8659 | 1235751.4842 | 2650512.2146 | 1235764.8296
28 | 2650526.8659 | 1235751.4842 | 2650684.8226 | 1235693.8554
29 | 2650507.4562 | 1235769.164 | 2650512.2146 | 1235764.8296
30 | 2650691.6824 | 1235692.2135 | 2650684.8226 | 1235693.8554
31 | 2650426.2397 | 1235717.6636 | 2650439.0702 | 1235739.5421 | 2650446.6268 | 1235754.2045
32 | 2650410.5857 | 1235566.5336 | 2650409.3082 | 1235559.2291 | 2650409.5097 | 1235541.7196 | 2650419.2242 | 1235510.3688
33 | 2650410.5857 | 1235566.5336 | 2650403.7516 | 1235569.2551 | 2650398.7382 | 1235575.0275 | 2650388.6988 | 1235588.0619 | 2650384.983 | 1235593.4116
34 | 2650423.6321 | 1235496.1433 | 2650419.2242 | 1235510.3688
35 | 2650384.983 | 1235593.4116 | 2650378.2663 | 1235596.5789 | 2650364.1948 | 1235601.4073 | 2650359.8796 | 1235601.5931 | 2650354.276 | 1235601.112 | 2650346.5355 | 1235597.3884 | 2650326.1653 | 1235581.9394 | 2650318.2217 | 1235576.2796 | 2650313.7502 | 1235574.9539
36 | 2650384.983 | 1235593.4116 | 2650379.4211 | 1235605.8614 | 2650371.9945 | 1235618.6733 | 2650371.0296 | 1235621.8005 | 2650370.6532 | 1235629.5948
37 | 2650423.6321 | 1235496.1433 | 2650432.5249 | 1235471.2531
38 | 2650423.6321 | 1235496.1433 | 2650414.4366 | 1235488.1825
39 | 2650446.6268 | 1235754.2045 | 2650467.9086 | 1235741.5103 | 2650472.1713 | 1235742.1469 | 2650477.9735 | 1235751.3021
40 | 2650464.3246 | 1235787.4873 | 2650455.6275 | 1235771.6811 | 2650446.6268 | 1235754.2045
41 | 2650464.3246 | 1235787.4873 | 2650481.8093 | 1235775.4757
42 | 2650498.6441 | 1235761.6867 | 2650485.7431 | 1235769.3797 | 2650487.1375 | 1235771.8153 | 2650481.8093 | 1235775.4757
43 | 2650507.4562 | 1235769.164 | 2650504.0115 | 1235769.3348 | 2650498.7951 | 1235761.5966 | 2650498.6441 | 1235761.6867
44 | 2650507.4562 | 1235769.164 | 2650507.2113 | 1235774.8211 | 2650516.702 | 1235791.829
45 | 2650729.7807 | 1235670.9937 | 2650727.3328 | 1235675.8426 | 2650725.2023 | 1235680.7387 | 2650717.0594 | 1235685.1943 | 2650697.684 | 1235690.7771 | 2650691.6824 | 1235692.2135
46 | 2650253.663 | 1236434.8757 | 2650261.3392 | 1236465.7606 | 2650263.1786 | 1236473.7146 | 2650263.1322 | 1236482.7867 | 2650262.9239 | 1236484.1225
47 | 2650236.4384 | 1236375.2694 | 2650237.0928 | 1236378.4103 | 2650250.3044 | 1236421.3386 | 2650253.663 | 1236434.8757
48 | 2650236.4384 | 1236375.2694 | 2650235.3909 | 1236370.2907 | 2650232.9252 | 1236358.5289 | 2650232.2126 | 1236353.6383
49 | 2650401.8317 | 1236078.3335 | 2650375.7439 | 1236045.7802 | 2650375.4818 | 1236045.5471
50 | 2650401.8317 | 1236078.3335 | 2650303.6617 | 1236137.6771
51 | 2650401.8317 | 1236078.3335 | 2650408.2727 | 1236067.3949
52 | 2650347.3416 | 1236021.991 | 2650354.0835 | 1236026.5065 | 2650375.4818 | 1236045.5471
53 | 2650296.8094 | 1236151.4133 | 2650303.6617 | 1236137.6771
54 | 2650408.2727 | 1236067.3949 | 2650411.2967 | 1236062.2593
55 | 2650228.3279 | 1236324.9445 | 2650228.298 | 1236326.7694 | 2650232.2126 | 1236353.6383
56 | 2650228.5976 | 1236308.3378 | 2650228.5483 | 1236311.4838 | 2650228.3279 | 1236324.9445
57 | 2650596.3831 | 1235916.5596 | 2650612.3698 | 1235915.1392 | 2650623.5091 | 1235918.6696 | 2650631.5749 | 1235925.0091 | 2650633.7084 | 1235925.6276
58 | 2650650.0514 | 1236024.6585 | 2650633.7084 | 1235925.6276
59 | 2650590.867 | 1235895.1766 | 2650596.3831 | 1235916.5596
60 | 2650485.122 | 1235948.4437 | 2650596.3831 | 1235916.5596
61 | 2650666.7057 | 1236037.8299 | 2650654.7259 | 1236029.4292 | 2650650.0514 | 1236024.6585
62 | 2650590.867 | 1235895.1766 | 2650616.3431 | 1235883.6319
63 | 2650483.3057 | 1235951.1445 | 2650485.122 | 1235948.4437
64 | 2650694.0154 | 1236055.6525 | 2650687.0689 | 1236051.508 | 2650681.3696 | 1236048.1128 | 2650666.7057 | 1236037.8299
65 | 2650616.3431 | 1235883.6319 | 2650617.5988 | 1235883.0629
66 | 2650516.702 | 1235791.829 | 2650616.3431 | 1235883.6319
67 | 2650483.3057 | 1235951.1445 | 2650469.1245 | 1235972.2313
68 | 2650623.4264 | 1235880.422 | 2650617.5988 | 1235883.0629
69 | 2650203.061 | 1235808.9441 | 2650201.6508 | 1235808.7993 | 2650193.0445 | 1235809.3289
70 | 2650176.9405 | 1235813.5716 | 2650176.9405 | 1235813.5716 | 2650181.791 | 1235810.0213 | 2650193.0445 | 1235809.3289
71 | 2650215.9333 | 1235810.2654 | 2650203.061 | 1235808.9441
72 | 2650176.9405 | 1235813.5716 | 2650175.6456 | 1235819.0531 | 2650176.0522 | 1235825.5718 | 2650183.6586 | 1235837.9773 | 2650186.3699 | 1235848.4736 | 2650187.0421 | 1235850.1912
73 | 2650217.951 | 1235833.8754 | 2650214.3914 | 1235821.693 | 2650215.9333 | 1235810.2654
74 | 2650215.9333 | 1235810.2654 | 2650220.0317 | 1235799.9044 | 2650220.7596 | 1235787.2024 | 2650214.8151 | 1235775.1333 | 2650198.2973 | 1235741.7501 | 2650197.8247 | 1235740.5304
75 | 2650217.951 | 1235833.8754 | 2650223.0075 | 1235839.0066
76 | 2650197.8247 | 1235740.5304 | 2650197.6547 | 1235740.0916
77 | 2649837.541 | 1235776.4818 | 2649858.2608 | 1235762.9579 | 2649861.2293 | 1235758.8047
78 | 2649837.541 | 1235776.4818 | 2649825.3825 | 1235764.461 | 2649785.0911 | 1235715.9563
79 | 2649863.5138 | 1235755.6083 | 2649861.2293 | 1235758.8047
80 | 2649742.378 | 1235657.3749 | 2649780.8803 | 1235710.8871 | 2649785.0911 | 1235715.9563
81 | 2650223.0075 | 1235839.0066 | 2650225.7842 | 1235841.8244 | 2650226.043 | 1235841.9804
82 | 2650197.6547 | 1235740.0916 | 2650178.9599 | 1235691.8436 | 2650177.9583 | 1235689.4893
83 | 2650855.5913 | 1236304.8089 | 2650909.0197 | 1236281.6736
84 | 2650812.5967 | 1236266.9631 | 2650855.5913 | 1236304.8089
85 | 2650806.1696 | 1236266.3967 | 2650812.5967 | 1236266.9631
86 | 2649772.4281 | 1235645.2377 | 2649774.5001 | 1235644.1352 | 2649791.358 | 1235633.9601
87 | 2649742.378 | 1235657.3749 | 2649753.9911 | 1235655.0483 | 2649772.4281 | 1235645.2377
88 | 2649791.358 | 1235633.9601 | 2649791.9961 | 1235633.575
89 | 2649742.378 | 1235657.3749 | 2649731.7952 | 1235655.0404 | 2649725.3918 | 1235653.2728
90 | 2649791.9961 | 1235633.575 | 2649792.2127 | 1235633.4442
91 | 2649708.7907 | 1235646.7649 | 2649716.3853 | 1235650.7866 | 2649725.3918 | 1235653.2728
92 | 2649937.0456 | 1235378.0066 | 2649938.4931 | 1235375.1835
93 | 2649937.0456 | 1235378.0066 | 2649818.3775 | 1235617.08
94 | 2649947.9452 | 1235356.7496 | 2649938.4931 | 1235375.1835
95 | 2649818.3775 | 1235617.08 | 2649813.8163 | 1235620.4048 | 2649805.7298 | 1235625.2856
96 | 2649792.2127 | 1235633.4442 | 2649793.7173 | 1235632.5361
97 | 2649708.7907 | 1235646.7649 | 2649695.05 | 1235644.6932 | 2649691.3696 | 1235643.2389
98 | 2649708.7907 | 1235646.7649 | 2649708.0752 | 1235617.4067 | 2649702.3498 | 1235598.0131
99 | 2649793.7173 | 1235632.5361 | 2649805.7298 | 1235625.2856
100 | 2649691.3696 | 1235643.2389 | 2649684.2413 | 1235640.4223 | 2649666.2817 | 1235631.5443 | 2649660.5518 | 1235626.2597 | 2649658.5869 | 1235610.5443 | 2649652.8685 | 1235603.8701 | 2649643.7613 | 1235600.8995
101 | 2649702.3498 | 1235598.0131 | 2649693.3155 | 1235584.9873
102 | 2650079.3314 | 1236161.8341 | 2650083.1497 | 1236159.1478 | 2650092.4083 | 1236150.1672
103 | 2650094.6455 | 1236147.9971 | 2650092.4083 | 1236150.1672
104 | 2650094.6455 | 1236147.9971 | 2650095.5475 | 1236147.1222 | 2650119.4264 | 1236137.5618 | 2650125.0658 | 1236135.145
105 | 2650291.4207 | 1235989.7302 | 2650291.9844 | 1235978.5611 | 2650290.3925 | 1235971.41
106 | 2650285.9118 | 1235951.281 | 2650290.3925 | 1235971.41
107 | 2650125.0658 | 1236135.145 | 2650135.1243 | 1236130.8343 | 2650149.8683 | 1236127.5537
108 | 2650149.8683 | 1236127.5537 | 2650150.2414 | 1236127.4707 | 2650153.6783 | 1236127.275
109 | 2650226.043 | 1235841.9804 | 2650240.1572 | 1235850.4848
110 | 2650468.2135 | 1235973.586 | 2650469.1245 | 1235972.2313
111 | 2650454.5466 | 1235993.9081 | 2650468.2135 | 1235973.586
112 | 2650454.5466 | 1235993.9081 | 2650453.9888 | 1235994.7375
113 | 2650441.6281 | 1236013.1174 | 2650453.9888 | 1235994.7375
114 | 2649675.3679 | 1235567.3583 | 2649686.5347 | 1235575.2107 | 2649693.3155 | 1235584.9873
115 | 2649615.4898 | 1235549.4876 | 2649616.8696 | 1235549.4123 | 2649642.9746 | 1235551.6761 | 2649671.3974 | 1235564.5662 | 2649675.3679 | 1235567.3583
116 | 2649615.4898 | 1235549.4876 | 2649608.2809 | 1235549.8811
117 | 2649862.69 | 1235741.0587 | 2649863.5138 | 1235755.6083
118 | 2650149.6342 | 1235622.9518 | 2650163.2 | 1235654.8106
119 | 2650139.7608 | 1235596.6628 | 2650141.5606 | 1235603.9827 | 2650149.6342 | 1235622.9518
120 | 2650167.6513 | 1235665.2644 | 2650163.2 | 1235654.8106
121 | 2650139.7608 | 1235596.6628 | 2650146.8945 | 1235586.2162 | 2650150.4255 | 1235576.7288 | 2650150.6861 | 1235570.06
122 | 2650139.7608 | 1235596.6628 | 2650137.9316 | 1235589.2203 | 2650138.0893 | 1235576.704
123 | 2650438.9609 | 1236017.0834 | 2650441.6281 | 1236013.1174
124 | 2650438.9609 | 1236017.0834 | 2650430.4162 | 1236029.789 | 2650427.6102 | 1236034.5543
125 | 2650427.6102 | 1236034.5543 | 2650424.6388 | 1236039.6007
126 | 2650251.2501 | 1236126.1451 | 2650251.2501 | 1236126.1451 | 2650262.9266 | 1236130.3598
127 | 2650208.1899 | 1236127.0915 | 2650214.7298 | 1236127.2372 | 2650231.5292 | 1236124.4996 | 2650241.691 | 1236124.5855 | 2650251.2501 | 1236126.1451
128 | 2650262.9266 | 1236130.3598 | 2650263.4564 | 1236130.5511 | 2650271.8989 | 1236135.3204
129 | 2650208.1899 | 1236127.0915 | 2650171.3258 | 1236126.2701 | 2650154.9351 | 1236127.2034
130 | 2650296.8094 | 1236151.4133 | 2650273.7664 | 1236136.3754 | 2650271.8989 | 1236135.3204
131 | 2650154.9351 | 1236127.2034 | 2650153.6783 | 1236127.275
132 | 2650345.867 | 1235990.6138 | 2650348.0977 | 1235997.9485 | 2650348.2318 | 1236006.2439 | 2650347.3416 | 1236021.991
133 | 2650345.867 | 1235990.6138 | 2650353.6038 | 1235993.8258 | 2650360.129 | 1235994.4482 | 2650368.3124 | 1235993.1834
134 | 2650345.867 | 1235990.6138 | 2650330.1982 | 1235976.8723 | 2650318.5414 | 1235961.1746 | 2650316.3516 | 1235957.2934
135 | 2650296.8094 | 1236151.4133 | 2650293.743 | 1236163.2394 | 2650292.1158 | 1236167.7397
136 | 2650292.1158 | 1236167.7397 | 2650313.3592 | 1236183.1542
137 | 2650292.1158 | 1236167.7397 | 2650287.0251 | 1236181.8168 | 2650271.5338 | 1236201.6875 | 2650255.1673 | 1236223.0629 | 2650253.7022 | 1236225.4076
138 | 2650789.8136 | 1236184.402 | 2650786.0462 | 1236172.9311 | 2650778.7704 | 1236154.6639
139 | 2650789.8136 | 1236184.402 | 2650793.9375 | 1236196.9585 | 2650798.5969 | 1236219.2905 | 2650799.1732 | 1236223.435
140 | 2650778.7704 | 1236154.6639 | 2650775.8527 | 1236147.3386 | 2650764.2041 | 1236128.2046 | 2650762.3193 | 1236125.3586
141 | 2650806.1696 | 1236266.3967 | 2650804.0217 | 1236258.3065 | 2650799.1732 | 1236223.435
142 | 2650749.0833 | 1236105.3718 | 2650749.0833 | 1236105.3718 | 2650762.3193 | 1236125.3586
143 | 2650747.1395 | 1236103.0793 | 2650749.0833 | 1236105.3718
144 | 2650747.1395 | 1236103.0793 | 2650728.1067 | 1236080.6324 | 2650705.6426 | 1236062.5846 | 2650700.7187 | 1236059.6519 | 2650694.0154 | 1236055.6525
145 | 2649947.9452 | 1235356.7496 | 2649970.6293 | 1235370.4161
146 | 2649947.9452 | 1235356.7496 | 2649932.2905 | 1235347.3231 | 2649926.2547 | 1235344.4844
147 | 2649970.6293 | 1235370.4161 | 2649976.3931 | 1235373.8885 | 2650030.8195 | 1235412.8602 | 2650033.0043 | 1235414.1997
148 | 2650058.7675 | 1235429.9953 | 2650033.0043 | 1235414.1997
149 | 2650411.2967 | 1236062.2593 | 2650424.6388 | 1236039.6007
150 | 2650385.3424 | 1235966.8663 | 2650399.4854 | 1235975.4865
151 | 2650411.1031 | 1235977.3581 | 2650404.8031 | 1235978.7278 | 2650399.4854 | 1235975.4865
152 | 2650379.0378 | 1235978.5871 | 2650385.3424 | 1235966.8663
153 | 2650385.3424 | 1235966.8663 | 2650387.0723 | 1235963.6455 | 2650392.6378 | 1235945.392 | 2650398.6756 | 1235949.0678
154 | 2650379.0378 | 1235978.5871 | 2650398.4132 | 1235989.803
155 | 2650368.3124 | 1235993.1834 | 2650379.0378 | 1235978.5871
156 | 2650398.6756 | 1235949.0678 | 2650402.6551 | 1235944.7099 | 2650410.884 | 1235931.838 | 2650418.233 | 1235927.2418 | 2650424.7408 | 1235925.4736 | 2650430.214 | 1235926.1316 | 2650436.6668 | 1235930.8338
157 | 2650426.4252 | 1235965.9585 | 2650398.6756 | 1235949.0678
158 | 2650368.3124 | 1235993.1834 | 2650385.6908 | 1236006.0834
159 | 2650132.8778 | 1235512.0202 | 2650135.6315 | 1235517.4214 | 2650138.6648 | 1235531.0335 | 2650138.0893 | 1235576.704
160 | 2650125.1503 | 1235496.8626 | 2650132.8778 | 1235512.0202
161 | 2650058.7675 | 1235429.9953 | 2650089.6336 | 1235444.7759 | 2650099.7228 | 1235452.7105 | 2650108.1755 | 1235463.5665 | 2650125.1503 | 1235496.8626
162 | 2650306.7991 | 1235940.3618 | 2650285.9118 | 1235951.281
163 | 2650285.9118 | 1235951.281 | 2650284.736 | 1235949.3293
164 | 2650306.7991 | 1235940.3618 | 2650316.3516 | 1235957.2934
165 | 2650306.7991 | 1235940.3618 | 2650296.2098 | 1235917.4352 | 2650292.9043 | 1235912.456
166 | 2650273.7938 | 1235931.1663 | 2650284.736 | 1235949.3293
167 | 2650266.088 | 1235874.6882 | 2650272.613 | 1235881.8905 | 2650292.9043 | 1235912.456
168 | 2650262.6512 | 1235912.6705 | 2650273.7938 | 1235931.1663
169 | 2650266.088 | 1235874.6882 | 2650253.1648 | 1235860.4234 | 2650240.1572 | 1235850.4848 | 2650240.1572 | 1235850.4848
170 | 2650167.6513 | 1235665.2644 | 2650178.2544 | 1235660.7756
171 | 2650167.6513 | 1235665.2644 | 2650177.9583 | 1235689.4893
172 | 2650228.5976 | 1236308.3378 | 2650228.7744 | 1236297.2766 | 2650230.5036 | 1236281.5922 | 2650233.4181 | 1236268.9197 | 2650240.2631 | 1236250.4768 | 2650247.5197 | 1236235.2839 | 2650253.7022 | 1236225.4076
173 | 2650253.7022 | 1236225.4076 | 2650271.7871 | 1236234.3758
174 | 2650271.7871 | 1236234.3758 | 2650276.9317 | 1236236.9271
175 | 2650182.0177 | 1235638.9243 | 2650186.4866 | 1235651.0031 | 2650182.5599 | 1235658.9528 | 2650178.2544 | 1235660.7756

## bus_geodata
| x | y | coords
0 | 2650587.6359 | 1235400.9886
1 | 2650522.4979 | 1235377.8732
2 | 2650536.5763 | 1235353.8747
3 | 2650512.0733 | 1235488.3654
4 | 2650520.4698 | 1235512.2536
5 | 2650973.1351 | 1235518.9967
6 | 2651008.7366 | 1235554.9947
7 | 2650931.1355 | 1235480.9372
8 | 2650984.5342 | 1235561.6348
9 | 2650711.2324 | 1235605.3099
10 | 2650467.531 | 1235659.1716
11 | 2650495.8649 | 1235588.6427
12 | 2650461.0889 | 1235665.0365
13 | 2650452.3683 | 1235635.9438
14 | 2650455.2058 | 1235690.3473
15 | 2650426.7088 | 1235633.8581
16 | 2650454.0792 | 1235625.4007
17 | 2650428.9889 | 1235676.3937
18 | 2650418.633 | 1235698.8587
19 | 2650418.9279 | 1235675.8322
20 | 2650421.0726 | 1235614.8077
21 | 2650440.2189 | 1235707.7916
22 | 2650723.508 | 1235635.4422
23 | 2650418.1047 | 1235700.7059
24 | 2650391.5123 | 1235666.0311
25 | 2650412.1082 | 1235575.2085
26 | 2650526.8659 | 1235751.4842
27 | 2650512.2146 | 1235764.8296
28 | 2650684.8226 | 1235693.8554
29 | 2650426.2397 | 1235717.6636
30 | 2650410.5857 | 1235566.5336
31 | 2650419.2242 | 1235510.3688
32 | 2650384.983 | 1235593.4116
33 | 2650423.6321 | 1235496.1433
34 | 2650313.7502 | 1235574.9539
35 | 2650370.6532 | 1235629.5948
36 | 2650446.6268 | 1235754.2045
37 | 2650477.9735 | 1235751.3021
38 | 2650464.3246 | 1235787.4873
39 | 2650481.8093 | 1235775.4757
40 | 2650507.4562 | 1235769.164
41 | 2650691.6824 | 1235692.2135
42 | 2650729.7807 | 1235670.9937
43 | 2650262.9239 | 1236484.1225
44 | 2650253.663 | 1236434.8757
45 | 2650236.4384 | 1236375.2694
46 | 2650401.8317 | 1236078.3334
47 | 2650375.4818 | 1236045.5471
48 | 2650303.6617 | 1236137.6771
49 | 2650408.2727 | 1236067.3949
50 | 2650232.2126 | 1236353.6383
51 | 2650228.3279 | 1236324.9445
52 | 2650633.7084 | 1235925.6276
53 | 2650596.3831 | 1235916.5596
54 | 2650650.0514 | 1236024.6585
55 | 2650590.867 | 1235895.1766
56 | 2650485.122 | 1235948.4437
57 | 2650666.7057 | 1236037.8299
58 | 2650616.3431 | 1235883.6319
59 | 2650483.3057 | 1235951.1445
60 | 2650617.5988 | 1235883.0629
61 | 2650516.702 | 1235791.829
62 | 2650414.4366 | 1235488.1825
63 | 2650432.5249 | 1235471.2531
64 | 2650193.0445 | 1235809.3289
65 | 2650203.061 | 1235808.9441
66 | 2650176.9405 | 1235813.5716
67 | 2650215.9333 | 1235810.2654
68 | 2650187.0421 | 1235850.1912
69 | 2650217.951 | 1235833.8754
70 | 2650197.8247 | 1235740.5304
71 | 2649837.541 | 1235776.4818
72 | 2649861.2293 | 1235758.8047
73 | 2649785.0911 | 1235715.9563
74 | 2650223.0075 | 1235839.0066
75 | 2650197.6547 | 1235740.0916
76 | 2650909.0197 | 1236281.6736
77 | 2650855.5913 | 1236304.8089
78 | 2650812.5967 | 1236266.9631
79 | 2649772.4281 | 1235645.2377
80 | 2649791.358 | 1235633.9601
81 | 2649742.378 | 1235657.3749
82 | 2649791.9961 | 1235633.575
83 | 2649725.3918 | 1235653.2728
84 | 2649937.0456 | 1235378.0066
85 | 2649938.4931 | 1235375.1835
86 | 2649818.3775 | 1235617.08
87 | 2649792.2127 | 1235633.4442
88 | 2649708.7907 | 1235646.7649
89 | 2649793.7173 | 1235632.5361
90 | 2649691.3696 | 1235643.2389
91 | 2649702.3498 | 1235598.0131
92 | 2650079.3314 | 1236161.8341
93 | 2650092.4083 | 1236150.1672
94 | 2650094.6455 | 1236147.9971
95 | 2650291.4207 | 1235989.7302
96 | 2650290.3925 | 1235971.41
97 | 2650125.0658 | 1236135.145
98 | 2650149.8683 | 1236127.5537
99 | 2650226.043 | 1235841.9804
100 | 2650469.1245 | 1235972.2313
101 | 2650468.2135 | 1235973.586
102 | 2650454.5466 | 1235993.9081
103 | 2650453.9888 | 1235994.7375
104 | 2649693.3155 | 1235584.9873
105 | 2649675.3679 | 1235567.3583
106 | 2649615.4898 | 1235549.4876
107 | 2649643.7613 | 1235600.8995
108 | 2649608.2809 | 1235549.8811
109 | 2649863.5138 | 1235755.6083
110 | 2649862.69 | 1235741.0587
111 | 2650149.6342 | 1235622.9518
112 | 2650163.2 | 1235654.8106
113 | 2650139.7608 | 1235596.6628
114 | 2650441.6281 | 1236013.1174
115 | 2650438.9609 | 1236017.0834
116 | 2650427.6102 | 1236034.5543
117 | 2650251.2501 | 1236126.1451
118 | 2650262.9266 | 1236130.3598
119 | 2650208.1899 | 1236127.0915
120 | 2650271.8989 | 1236135.3204
121 | 2650154.9351 | 1236127.2034
122 | 2650347.3416 | 1236021.991
123 | 2650345.867 | 1235990.6138
124 | 2650296.8094 | 1236151.4133
125 | 2650153.6783 | 1236127.275
126 | 2650292.1158 | 1236167.7397
127 | 2650789.8136 | 1236184.402
128 | 2650778.7704 | 1236154.6639
129 | 2650799.1732 | 1236223.435
130 | 2650762.3193 | 1236125.3586
131 | 2650806.1696 | 1236266.3967
132 | 2650749.0833 | 1236105.3718
133 | 2650747.1395 | 1236103.0793
134 | 2649947.9452 | 1235356.7496
135 | 2649805.7298 | 1235625.2856
136 | 2649970.6293 | 1235370.4161
137 | 2649926.2547 | 1235344.4844
138 | 2650033.0043 | 1235414.1997
139 | 2650424.6388 | 1236039.6007
140 | 2650411.2967 | 1236062.2593
141 | 2650399.4854 | 1235975.4865
142 | 2650385.3424 | 1235966.8663
143 | 2650411.1031 | 1235977.3581
144 | 2650379.0378 | 1235978.5871
145 | 2650398.6756 | 1235949.0678
146 | 2650398.4132 | 1235989.803
147 | 2650368.3124 | 1235993.1834
148 | 2650436.6668 | 1235930.8338
149 | 2650426.4252 | 1235965.9585
150 | 2650385.6908 | 1236006.0834
151 | 2650694.0154 | 1236055.6525
152 | 2650132.8778 | 1235512.0202
153 | 2650138.0893 | 1235576.704
154 | 2650125.1503 | 1235496.8626
155 | 2650058.7675 | 1235429.9953
156 | 2650150.6861 | 1235570.06
157 | 2650285.9118 | 1235951.281
158 | 2650306.7991 | 1235940.3618
159 | 2650284.736 | 1235949.3293
160 | 2650316.3516 | 1235957.2934
161 | 2650292.9043 | 1235912.456
162 | 2650273.7938 | 1235931.1663
163 | 2650266.088 | 1235874.6882
164 | 2650262.6512 | 1235912.6705
165 | 2650240.1572 | 1235850.4848
166 | 2650498.6441 | 1235761.6867
167 | 2650623.4264 | 1235880.422
168 | 2650167.6513 | 1235665.2644
169 | 2650177.9583 | 1235689.4893
170 | 2650313.3592 | 1236183.1542
171 | 2650253.7022 | 1236225.4076
172 | 2650271.7871 | 1236234.3758
173 | 2650276.9318 | 1236236.9271
174 | 2650228.5976 | 1236308.3378
175 | 2650178.2544 | 1235660.7756
176 | 2650182.0177 | 1235638.9243
177 | 2650446.6268 | 1235754.2045

## line_std_types
| c_nf_per_km | r_ohm_per_km | x_ohm_per_km | max_i_ka | type | q_mm2 | alpha | voltage_rating
NAYY 4x50 SE | 210 | 0.642 | 0.083 | 0.142 | cs | 50 | 0.00403 | LV
NAYY 4x120 SE | 264 | 0.225 | 0.08 | 0.242 | cs | 120 | 0.00403 | LV
NAYY 4x150 SE | 261 | 0.208 | 0.08 | 0.27 | cs | 150 | 0.00403 | LV
NA2XS2Y 1x95 RM/25 12/20 kV | 216 | 0.313 | 0.132 | 0.252 | cs | 95 | 0.00403 | MV
NA2XS2Y 1x185 RM/25 12/20 kV | 273 | 0.161 | 0.117 | 0.362 | cs | 185 | 0.00403 | MV
NA2XS2Y 1x240 RM/25 12/20 kV | 304 | 0.122 | 0.112 | 0.421 | cs | 240 | 0.00403 | MV
NA2XS2Y 1x95 RM/25 6/10 kV | 315 | 0.313 | 0.123 | 0.249 | cs | 95 | 0.00403 | MV
NA2XS2Y 1x185 RM/25 6/10 kV | 406 | 0.161 | 0.11 | 0.358 | cs | 185 | 0.00403 | MV
NA2XS2Y 1x240 RM/25 6/10 kV | 456 | 0.122 | 0.105 | 0.416 | cs | 240 | 0.00403 | MV
NA2XS2Y 1x150 RM/25 12/20 kV | 250 | 0.206 | 0.116 | 0.319 | cs | 150 | 0.00403 | MV
NA2XS2Y 1x120 RM/25 12/20 kV | 230 | 0.253 | 0.119 | 0.283 | cs | 120 | 0.00403 | MV
NA2XS2Y 1x70 RM/25 12/20 kV | 190 | 0.443 | 0.132 | 0.22 | cs | 70 | 0.00403 | MV
NA2XS2Y 1x150 RM/25 6/10 kV | 360 | 0.206 | 0.11 | 0.315 | cs | 150 | 0.00403 | MV
NA2XS2Y 1x120 RM/25 6/10 kV | 340 | 0.253 | 0.113 | 0.28 | cs | 120 | 0.00403 | MV
NA2XS2Y 1x70 RM/25 6/10 kV | 280 | 0.443 | 0.123 | 0.217 | cs | 70 | 0.00403 | MV
N2XS(FL)2Y 1x120 RM/35 64/110 kV | 112 | 0.153 | 0.166 | 0.366 | cs | 120 | 0.00393 | HV
N2XS(FL)2Y 1x185 RM/35 64/110 kV | 125 | 0.099 | 0.156 | 0.457 | cs | 185 | 0.00393 | HV
N2XS(FL)2Y 1x240 RM/35 64/110 kV | 135 | 0.075 | 0.149 | 0.526 | cs | 240 | 0.00393 | HV
N2XS(FL)2Y 1x300 RM/35 64/110 kV | 144 | 0.06 | 0.144 | 0.588 | cs | 300 | 0.00393 | HV
15-AL1/3-ST1A 0.4 | 11 | 1.8769 | 0.35 | 0.105 | ol | 16 | 0.00403 | LV
24-AL1/4-ST1A 0.4 | 11.25 | 1.2012 | 0.335 | 0.14 | ol | 24 | 0.00403 | LV
48-AL1/8-ST1A 0.4 | 12.2 | 0.5939 | 0.3 | 0.21 | ol | 48 | 0.00403 | LV
94-AL1/15-ST1A 0.4 | 13.2 | 0.306 | 0.29 | 0.35 | ol | 94 | 0.00403 | LV
34-AL1/6-ST1A 10.0 | 9.7 | 0.8342 | 0.36 | 0.17 | ol | 34 | 0.00403 | MV
48-AL1/8-ST1A 10.0 | 10.1 | 0.5939 | 0.35 | 0.21 | ol | 48 | 0.00403 | MV
70-AL1/11-ST1A 10.0 | 10.4 | 0.4132 | 0.339 | 0.29 | ol | 70 | 0.00403 | MV
94-AL1/15-ST1A 10.0 | 10.75 | 0.306 | 0.33 | 0.35 | ol | 94 | 0.00403 | MV
122-AL1/20-ST1A 10.0 | 11.1 | 0.2376 | 0.323 | 0.41 | ol | 122 | 0.00403 | MV
149-AL1/24-ST1A 10.0 | 11.25 | 0.194 | 0.315 | 0.47 | ol | 149 | 0.00403 | MV
34-AL1/6-ST1A 20.0 | 9.15 | 0.8342 | 0.382 | 0.17 | ol | 34 | 0.00403 | MV
48-AL1/8-ST1A 20.0 | 9.5 | 0.5939 | 0.372 | 0.21 | ol | 48 | 0.00403 | MV
70-AL1/11-ST1A 20.0 | 9.7 | 0.4132 | 0.36 | 0.29 | ol | 70 | 0.00403 | MV
94-AL1/15-ST1A 20.0 | 10 | 0.306 | 0.35 | 0.35 | ol | 94 | 0.00403 | MV
122-AL1/20-ST1A 20.0 | 10.3 | 0.2376 | 0.344 | 0.41 | ol | 122 | 0.00403 | MV
149-AL1/24-ST1A 20.0 | 10.5 | 0.194 | 0.337 | 0.47 | ol | 149 | 0.00403 | MV
184-AL1/30-ST1A 20.0 | 10.75 | 0.1571 | 0.33 | 0.535 | ol | 184 | 0.00403 | MV
243-AL1/39-ST1A 20.0 | 11 | 0.1188 | 0.32 | 0.645 | ol | 243 | 0.00403 | MV
48-AL1/8-ST1A 110.0 | 8 | 0.5939 | 0.46 | 0.21 | ol | 48 | 0.00403 | HV
70-AL1/11-ST1A 110.0 | 8.4 | 0.4132 | 0.45 | 0.29 | ol | 70 | 0.00403 | HV
94-AL1/15-ST1A 110.0 | 8.65 | 0.306 | 0.44 | 0.35 | ol | 94 | 0.00403 | HV
122-AL1/20-ST1A 110.0 | 8.5 | 0.2376 | 0.43 | 0.41 | ol | 122 | 0.00403 | HV
149-AL1/24-ST1A 110.0 | 8.75 | 0.194 | 0.41 | 0.47 | ol | 149 | 0.00403 | HV
184-AL1/30-ST1A 110.0 | 8.8 | 0.1571 | 0.4 | 0.535 | ol | 184 | 0.00403 | HV
243-AL1/39-ST1A 110.0 | 9 | 0.1188 | 0.39 | 0.645 | ol | 243 | 0.00403 | HV
305-AL1/39-ST1A 110.0 | 9.2 | 0.0949 | 0.38 | 0.74 | ol | 305 | 0.00403 | HV
490-AL1/64-ST1A 110.0 | 9.75 | 0.059 | 0.37 | 0.96 | ol | 490 | 0.00403 | HV
679-AL1/86-ST1A 110.0 | 9.95 | 0.042 | 0.36 | 1.15 | ol | 679 | 0.00403 | HV
490-AL1/64-ST1A 220.0 | 10 | 0.059 | 0.285 | 0.96 | ol | 490 | 0.00403 | HV
679-AL1/86-ST1A 220.0 | 11.7 | 0.042 | 0.275 | 1.15 | ol | 679 | 0.00403 | HV
490-AL1/64-ST1A 380.0 | 11 | 0.059 | 0.253 | 0.96 | ol | 490 | 0.00403 | HV
679-AL1/86-ST1A 380.0 | 14.6 | 0.042 | 0.25 | 1.15 | ol | 679 | 0.00403 | HV

## trafo_std_types
| i0_percent | pfe_kw | vkr_percent | sn_mva | vn_lv_kv | vn_hv_kv | vk_percent | shift_degree | vector_group | tap_side | tap_neutral | tap_min | tap_max | tap_step_degree | tap_step_percent | tap_phase_shifter
160 MVA 380/110 kV | 0.06 | 60 | 0.25 | 160 | 110 | 380 | 12.2 | 0 | Yy0 | hv | 0 | -9 | 9 | 0 | 1.5 | FALSE
100 MVA 220/110 kV | 0.06 | 55 | 0.26 | 100 | 110 | 220 | 12 | 0 | Yy0 | hv | 0 | -9 | 9 | 0 | 1.5 | FALSE
63 MVA 110/20 kV | 0.04 | 22 | 0.32 | 63 | 20 | 110 | 18 | 150 | YNd5 | hv | 0 | -9 | 9 | 0 | 1.5 | FALSE
40 MVA 110/20 kV | 0.05 | 18 | 0.34 | 40 | 20 | 110 | 16.2 | 150 | YNd5 | hv | 0 | -9 | 9 | 0 | 1.5 | FALSE
25 MVA 110/20 kV | 0.07 | 14 | 0.41 | 25 | 20 | 110 | 12 | 150 | YNd5 | hv | 0 | -9 | 9 | 0 | 1.5 | FALSE
63 MVA 110/10 kV | 0.04 | 22 | 0.32 | 63 | 10 | 110 | 18 | 150 | YNd5 | hv | 0 | -9 | 9 | 0 | 1.5 | FALSE
40 MVA 110/10 kV | 0.05 | 18 | 0.34 | 40 | 10 | 110 | 16.2 | 150 | YNd5 | hv | 0 | -9 | 9 | 0 | 1.5 | FALSE
25 MVA 110/10 kV | 0.07 | 14 | 0.41 | 25 | 10 | 110 | 12 | 150 | YNd5 | hv | 0 | -9 | 9 | 0 | 1.5 | FALSE
0.25 MVA 20/0.4 kV | 0.32 | 0.8 | 1.44 | 0.25 | 0.4 | 20 | 6 | 150 | Yzn5 | hv | 0 | -2 | 2 | 0 | 2.5 | FALSE
0.4 MVA 20/0.4 kV | 0.3375 | 1.35 | 1.425 | 0.4 | 0.4 | 20 | 6 | 150 | Dyn5 | hv | 0 | -2 | 2 | 0 | 2.5 | FALSE
0.63 MVA 20/0.4 kV | 0.2619 | 1.65 | 1.206 | 0.63 | 0.4 | 20 | 6 | 150 | Dyn5 | hv | 0 | -2 | 2 | 0 | 2.5 | FALSE
0.25 MVA 10/0.4 kV | 0.24 | 0.6 | 1.2 | 0.25 | 0.4 | 10 | 4 | 150 | Dyn5 | hv | 0 | -2 | 2 | 0 | 2.5 | FALSE
0.4 MVA 10/0.4 kV | 0.2375 | 0.95 | 1.325 | 0.4 | 0.4 | 10 | 4 | 150 | Dyn5 | hv | 0 | -2 | 2 | 0 | 2.5 | FALSE
0.63 MVA 10/0.4 kV | 0.1873 | 1.18 | 1.0794 | 0.63 | 0.4 | 10 | 4 | 150 | Dyn5 | hv | 0 | -2 | 2 | 0 | 2.5 | FALSE

## trafo3w_std_types
| sn_hv_mva | sn_mv_mva | sn_lv_mva | vn_hv_kv | vn_mv_kv | vn_lv_kv | vk_hv_percent | vk_mv_percent | vk_lv_percent | vkr_hv_percent | vkr_mv_percent | vkr_lv_percent | pfe_kw | i0_percent | shift_mv_degree | shift_lv_degree | vector_group | tap_side | tap_neutral | tap_min | tap_max | tap_step_percent
63/25/38 MVA 110/20/10 kV | 63 | 25 | 38 | 110 | 20 | 10 | 10.4 | 10.4 | 10.4 | 0.28 | 0.32 | 0.35 | 35 | 0.89 | 0 | 0 | YN0yn0yn0 | hv | 0 | -10 | 10 | 1.2
63/25/38 MVA 110/10/10 kV | 63 | 25 | 38 | 110 | 10 | 10 | 10.4 | 10.4 | 10.4 | 0.28 | 0.32 | 0.35 | 35 | 0.89 | 0 | 0 | YN0yn0yn0 | hv | 0 | -10 | 10 | 1.2

## fuse_std_types
| fuse_type | i_rated_a | t_avg | t_min | t_total | x_avg | x_min | x_total
HV 100A | HV 100A | 100 | 0 | [10.0, 3.64, 0.854, 0.281, 0.1, 0.0531, 0.022, 0.01] | [10.0, 4.267, 1.21, 0.403, 0.1, 0.058, 0.022, 0.01] | 0 | [300.0, 350.0, 450.0, 550.0, 700.0, 850.0, 1200.0, 1752.0] | [600.0, 700.0, 900.0, 1150.0, 1665.0, 2000.0, 3000.0, 4313.0]
HV 10A | HV 10A | 10 | 0 | [10.0, 1675.0, 0.344, 0.156, 0.1, 0.0417, 0.0171, 0.01] | [10.0, 1.3, 0.3, 0.155, 0.1, 0.0555, 0.023, 0.01] | 0 | [30.0, 32.0, 35.0, 37.0, 39.0, 50.0, 70.0, 88.0] | [60.0, 70.0, 80.0, 87.0, 94.0, 110.0, 150.0, 216.0]
HV 125A | HV 125A | 125 | 0 | [10.0, 1.82, 0.344, 0.1, 0.0467, 0.0269, 0.01] | [10.0, 2.478, 0.426, 0.1, 0.0427, 0.0211, 0.01] | 0 | [375.0, 500.0, 700.0, 925.0, 1200.0, 1500.0, 2341.0] | [750.0, 1000.0, 1500.0, 2200.0, 3000.0, 4000.0, 5765.0]
HV 160A | HV 160A | 160 | 0 | [10.0, 4.15, 1.03, 0.198, 0.1, 0.051, 0.0172, 0.01] | [10.0, 2.3, 0.734, 0.274, 0.1, 0.046, 0.0177, 0.01] | 0 | [480.0, 550.0, 700.0, 1000.0, 1260.0, 1600.0, 2500.0, 3227.0] | [960.0, 1300.0, 1700.0, 2200.0, 2996.0, 4000.0, 6000.0, 7946.0]
HV 16A | HV 16A | 16 | 0 | [10.0, 0.352, 0.164, 0.1, 0.0649, 0.0342, 0.01] | [10.0, 2.34, 0.722, 0.181, 0.1, 0.055, 0.0296, 0.01] | 0 | [48.0, 60.0, 65.0, 71.0, 80.0, 100.0, 162.0] | [96.0, 110.0, 125.0, 150.0, 168.0, 200.0, 250.0, 398.0]
HV 200A | HV 200A | 200 | 0 | [10.0, 4.267, 1.21, 0.403, 0.1, 0.058, 0.022, 0.01] | [10.0, 3.73, 1.654, 0.328, 0.1, 0.0531, 0.019, 0.01] | 0 | [600.0, 700.0, 900.0, 1150.0, 1665.0, 2000.0, 3000.0, 4313.0] | [1200.0, 1500.0, 1800.0, 2700.0, 3960.0, 5000.0, 7500.0, 10620.0]
HV 20A | HV 20A | 20 | 0 | [10.0, 1.3, 0.3, 0.155, 0.1, 0.0555, 0.023, 0.01] | [10.0, 1.3, 0.161, 0.1, 0.0611, 0.0399, 0.0141, 0.01] | 0 | [60.0, 70.0, 80.0, 87.0, 94.0, 110.0, 150.0, 216.0] | [120.0, 150.0, 200.0, 223.0, 260.0, 300.0, 450.0, 532.0]
HV 25A | HV 25A | 25 | 0 | [10.0, 2.512, 0.833, 0.299, 0.1, 0.0372, 0.0223, 0.01] | [10.0, 3.125, 0.597, 0.198, 0.1, 0.0378, 0.022, 0.01] | 0 | [75.0, 82.0, 90.0, 100.0, 124.0, 170.0, 200.0, 289.0] | [150.0, 170.0, 210.0, 250.0, 294.0, 400.0, 500.0, 711.0]
HV 31.5A | HV 31.5A | 31.5 | 0 | [10.0, 2.34, 0.722, 0.181, 0.1, 0.055, 0.0296, 0.01] | [10.0, 2.84, 0.368, 0.164, 0.1, 0.0621, 0.0378, 0.0195, 0.01] | 0 | [95.0, 110.0, 125.0, 150.0, 165.0, 200.0, 250.0, 390.0] | [189.0, 220.0, 300.0, 350.0, 393.0, 450.0, 530.0, 700.0, 960.0]
HV 40A | HV 40A | 40 | 0 | [10.0, 1.3, 0.161, 0.1, 0.0611, 0.0399, 0.0141, 0.01] | [10.0, 2.05, 0.369, 0.198, 0.1, 0.051, 0.0298, 0.01] | 0 | [120.0, 150.0, 200.0, 223.0, 260.0, 300.0, 450.0, 532.0] | [240.0, 300.0, 400.0, 450.0, 530.0, 650.0, 800.0, 1311.0]
HV 50A | HV 50A | 50 | 0 | [10.0, 3.215, 0.597, 0.198, 0.1, 0.0378, 0.022, 0.01] | [10.0, 3.64, 0.854, 0.281, 0.1, 0.0531, 0.022, 0.01] | 0 | [150.0, 170.0, 210.0, 250.0, 294.0, 400.0, 500.0, 711.0] | [300.0, 350.0, 450.0, 550.0, 700.0, 850.0, 1200.0, 1752.0]
HV 6.3A | HV 6.3A | 6.3 | 0 | [10.0, 1.39, 0.344, 0.168, 0.1, 0.056, 0.0263, 0.01] | [10.0, 1.711, 0.516, 0.198, 0.1, 0.0634, 0.0303, 0.01] | 0 | [19.0, 19.5, 20.4, 20.8, 22.0, 25.0, 32.0, 48.0] | [38.0, 40.0, 43.0, 48.0, 53.0, 60.0, 75.0, 118.0]
HV 63A | HV 63A | 63 | 0 | [10.0, 2.84, 0.368, 0.164, 0.1, 0.0621, 0.0378, 0.0195, 0.01] | [10.0, 1.82, 0.344, 0.1, 0.0467, 0.0269, 0.01] | 0 | [189.0, 220.0, 300.0, 350.0, 393.0, 450.0, 530.0, 700.0, 961.0] | [378.0, 500.0, 700.0, 934.0, 1200.0, 1500.0, 2366.0]
HV 80A | HV 80A | 80 | 0 | [10.0, 2.05, 0.369, 0.198, 0.1, 0.051, 0.0298, 0.01] | [10.0, 4.15, 1.03, 0.198, 0.1, 0.051, 0.0172, 0.01] | 0 | [240.0, 300.0, 400.0, 450.0, 530.0, 650.0, 800.0, 1311.0] | [480.0, 550.0, 700.0, 1000.0, 1260.0, 1600.0, 2500.0, 3227.0]
Siemens NH-1-100 | Siemens NH-1-100 | 100 | [5400.0, 2000.0, 400.0, 20.0, 1.0, 0.2, 0.012, 0.004] | 0 | 0 | [150.0, 190.0, 250.0, 430.0, 900.0, 1250.0, 2700.0, 3600.0] | 0 | 0
Siemens NH-1-125 | Siemens NH-1-125 | 125 | [4800.0, 120.0, 7.0, 0.1, 0.004] | 0 | 0 | [180.0, 400.0, 740.0, 2000.0, 4250.0] | 0 | 0
Siemens NH-1-16 | Siemens NH-1-16 | 16 | [4000.0, 400.0, 2.0, 0.1, 0.04, 0.01] | 0 | 0 | [26.0, 35.0, 75.0, 150.0, 200.0, 300.0] | 0 | 0
Siemens NH-1-160 | Siemens NH-1-160 | 160 | [4800.0, 120.0, 7.0, 0.1, 0.004] | 0 | 0 | [210.0, 500.0, 900.0, 2300.0, 5000.0] | 0 | 0
Siemens NH-1-25 | Siemens NH-1-25 | 25 | [4000.0, 1000.0, 10.0, 0.2, 0.02, 0.01] | 0 | 0 | [40.0, 50.0, 100.0, 210.0, 400.0, 500.0] | 0 | 0
Siemens NH-1-50 | Siemens NH-1-50 | 50 | [4000.0, 40.0, 4.0, 1.0, 0.02, 0.01] | 0 | 0 | [86.0, 200.0, 300.0, 400.0, 1000.0, 1280.0] | 0 | 0
Siemens NH-1-63 | Siemens NH-1-63 | 63 | [4000.0, 100.0, 10.0, 2.0, 0.04, 0.01] | 0 | 0 | [100.0, 200.0, 300.0, 400.0, 1000.0, 1500.0] | 0 | 0
Siemens NH-1-80 | Siemens NH-1-80 | 80 | [4800.0, 120.0, 7.0, 0.1, 0.01] | 0 | 0 | [150.58, 250.0, 450.0, 1150.0, 2470.0] | 0 | 0
Siemens NH-2-1000 | Siemens NH-2-1000 | 1000 | [4800.0, 120.0, 7.0, 0.1, 0.004] | 0 | 0 | [1900.0, 3500.0, 8400.0, 24000.0, 52000.0] | 0 | 0
Siemens NH-2-200 | Siemens NH-2-200 | 200 | [4800.0, 120.0, 7.0, 0.1, 0.004] | 0 | 0 | [280.0, 650.0, 1200.0, 3000.0, 7000.0] | 0 | 0
Siemens NH-2-224 | Siemens NH-2-224 | 224 | [4800.0, 120.0, 7.0, 0.2, 0.04, 0.004] | 0 | 0 | [400.0, 750.0, 1453.0, 3025.0, 4315.0, 7600.0] | 0 | 0
Siemens NH-2-250 | Siemens NH-2-250 | 250 | [4800.0, 120.0, 7.0, 0.1, 0.004] | 0 | 0 | [450.0, 800.0, 1650.0, 4000.0, 8500.0] | 0 | 0
Siemens NH-2-315 | Siemens NH-2-315 | 315 | [4800.0, 120.0, 7.0, 0.1, 0.004] | 0 | 0 | [550.0, 920.0, 1900.0, 5000.0, 11000.0] | 0 | 0
Siemens NH-2-355 | Siemens NH-2-355 | 355 | [4800.0, 120.0, 6.0, 0.1, 0.004] | 0 | 0 | [650.0, 1116.27, 2350.0, 5840.0, 12790.0] | 0 | 0
Siemens NH-2-400 | Siemens NH-2-400 | 400 | [4800.0, 120.0, 7.0, 0.1, 0.004] | 0 | 0 | [720.0, 1350.0, 2800.0, 6500.0, 15000.0] | 0 | 0
Siemens NH-2-425 | Siemens NH-2-425 | 425 | [4800.0, 120.0, 7.0, 0.1, 0.004] | 0 | 0 | [850.0, 1500.0, 3050.0, 7500.0, 16500.0] | 0 | 0
Siemens NH-2-630 | Siemens NH-2-630 | 630 | [4800.0, 120.0, 7.0, 0.1, 0.004] | 0 | 0 | [1200.0, 2000.0, 4800.0, 12000.0, 26000.0] | 0 | 0

## dtypes
| element | column | dtype
0 | bus | name | object
1 | bus | vn_kv | float64
2 | bus | type | object
3 | bus | zone | object
4 | bus | in_service | bool
5 | load | name | object
6 | load | bus | uint32
7 | load | p_mw | float64
8 | load | q_mvar | float64
9 | load | const_z_percent | float64
10 | load | const_i_percent | float64
11 | load | sn_mva | float64
12 | load | scaling | float64
13 | load | in_service | bool
14 | load | type | object
15 | ext_grid | name | object
16 | ext_grid | bus | uint32
17 | ext_grid | vm_pu | float64
18 | ext_grid | va_degree | float64
19 | ext_grid | slack_weight | float64
20 | ext_grid | in_service | bool
21 | line | name | object
22 | line | std_type | object
23 | line | from_bus | uint32
24 | line | to_bus | uint32
25 | line | length_km | float64
26 | line | r_ohm_per_km | float64
27 | line | x_ohm_per_km | float64
28 | line | c_nf_per_km | float64
29 | line | g_us_per_km | float64
30 | line | max_i_ka | float64
31 | line | df | float64
32 | line | parallel | uint32
33 | line | type | object
34 | line | in_service | bool
35 | trafo | name | object
36 | trafo | std_type | object
37 | trafo | hv_bus | uint32
38 | trafo | lv_bus | uint32
39 | trafo | sn_mva | float64
40 | trafo | vn_hv_kv | float64
41 | trafo | vn_lv_kv | float64
42 | trafo | vk_percent | float64
43 | trafo | vkr_percent | float64
44 | trafo | pfe_kw | float64
45 | trafo | i0_percent | float64
46 | trafo | shift_degree | float64
47 | trafo | tap_side | object
48 | trafo | tap_neutral | int32
49 | trafo | tap_min | int32
50 | trafo | tap_max | int32
51 | trafo | tap_step_percent | float64
52 | trafo | tap_step_degree | float64
53 | trafo | tap_pos | int32
54 | trafo | tap_phase_shifter | bool
55 | trafo | parallel | uint32
56 | trafo | df | float64
57 | trafo | in_service | bool
58 | line_geodata | coords | object
59 | bus_geodata | x | float64
60 | bus_geodata | y | float64
61 | bus_geodata | coords | object

## parameters
| version | format_version | converged | OPF_converged | name | f_hz | sn_mva
0 | 2.14.6 | 2.14.0 | FALSE | FALSE |  | 50 | 1