## bus
| name | vn_kv | type | zone | in_service
0 | bus_LV_4170-10_0_6_node_0 | 0.4 | n |  | TRUE
1 | bus_LV_4170-10_0_6_node_1 | 0.4 | n |  | TRUE
2 | bus_LV_4170-10_0_6_node_2 | 0.4 | n |  | TRUE
3 | bus_LV_4170-10_0_6_node_51 | 0.4 | n |  | TRUE
4 | bus_LV_4170-10_0_6_node_52 | 0.4 | n |  | TRUE
5 | bus_LV_4170-10_0_6_node_53 | 0.4 | n |  | TRUE
6 | bus_LV_4170-10_0_6_node_46 | 0.4 | n |  | TRUE
7 | bus_LV_4170-10_0_6_node_50 | 0.4 | n |  | TRUE
8 | bus_LV_4170-10_0_6_node_49 | 0.4 | n |  | TRUE
9 | bus_LV_4170-10_0_6_node_44 | 0.4 | n |  | TRUE
10 | bus_LV_4170-10_0_6_node_3 | 0.4 | n |  | TRUE
11 | bus_LV_4170-10_0_6_node_4 | 0.4 | n |  | TRUE
12 | bus_LV_4170-10_0_6_node_145 | 0.4 | n |  | TRUE
13 | bus_LV_4170-10_0_6_node_6 | 0.4 | n |  | TRUE
14 | bus_LV_4170-10_0_6_node_7 | 0.4 | n |  | TRUE
15 | bus_LV_4170-10_0_6_node_8 | 0.4 | n |  | TRUE
16 | bus_LV_4170-10_0_6_node_9 | 0.4 | n |  | TRUE
17 | bus_LV_4170-10_0_6_node_147 | 0.4 | n |  | TRUE
18 | bus_LV_4170-10_0_6_node_146 | 0.4 | n |  | TRUE
19 | bus_LV_4170-10_0_6_node_151 | 0.4 | n |  | TRUE
20 | bus_LV_4170-10_0_6_node_148 | 0.4 | n |  | TRUE
21 | bus_LV_4170-10_0_6_node_154 | 0.4 | n |  | TRUE
22 | bus_LV_4170-10_0_6_node_156 | 0.4 | n |  | TRUE
23 | bus_LV_4170-10_0_6_node_149 | 0.4 | n |  | TRUE
24 | bus_LV_4170-10_0_6_node_93 | 0.4 | n |  | TRUE
25 | bus_LV_4170-10_0_6_node_91 | 0.4 | n |  | TRUE
26 | bus_LV_4170-10_0_6_node_126 | 0.4 | n |  | TRUE
27 | bus_LV_4170-10_0_6_node_92 | 0.4 | n |  | TRUE
28 | bus_LV_4170-10_0_6_node_124 | 0.4 | n |  | TRUE
29 | bus_LV_4170-10_0_6_node_10 | 0.4 | n |  | TRUE
30 | bus_LV_4170-10_0_6_node_11 | 0.4 | n |  | TRUE
31 | bus_LV_4170-10_0_6_node_12 | 0.4 | n |  | TRUE
32 | bus_LV_4170-10_0_6_node_13 | 0.4 | n |  | TRUE
33 | bus_LV_4170-10_0_6_node_14 | 0.4 | n |  | TRUE
34 | bus_LV_4170-10_0_6_node_25 | 0.4 | n |  | TRUE
35 | bus_LV_4170-10_0_6_node_29 | 0.4 | n |  | TRUE
36 | bus_LV_4170-10_0_6_node_26 | 0.4 | n |  | TRUE
37 | bus_LV_4170-10_0_6_node_28 | 0.4 | n |  | TRUE
38 | bus_LV_4170-10_0_6_node_15 | 0.4 | n |  | TRUE
39 | bus_LV_4170-10_0_6_node_16 | 0.4 | n |  | TRUE
40 | bus_LV_4170-10_0_6_node_17 | 0.4 | n |  | TRUE
41 | bus_LV_4170-10_0_6_node_18 | 0.4 | n |  | TRUE
42 | bus_LV_4170-10_0_6_node_19 | 0.4 | n |  | TRUE
43 | bus_LV_4170-10_0_6_node_42 | 0.4 | n |  | TRUE
44 | bus_LV_4170-10_0_6_node_27 | 0.4 | n |  | TRUE
45 | bus_LV_4170-10_0_6_node_20 | 0.4 | n |  | TRUE
46 | bus_LV_4170-10_0_6_node_21 | 0.4 | n |  | TRUE
47 | bus_LV_4170-10_0_6_node_22 | 0.4 | n |  | TRUE
48 | bus_LV_4170-10_0_6_node_23 | 0.4 | n |  | TRUE
49 | bus_LV_4170-10_0_6_node_24 | 0.4 | n |  | TRUE
50 | bus_LV_4170-10_0_6_node_37 | 0.4 | n |  | TRUE
51 | bus_LV_4170-10_0_6_node_45 | 0.4 | n |  | TRUE
52 | bus_LV_4170-10_0_6_node_39 | 0.4 | n |  | TRUE
53 | bus_LV_4170-10_0_6_node_36 | 0.4 | n |  | TRUE
54 | bus_LV_4170-10_0_6_node_43 | 0.4 | n |  | TRUE
55 | bus_LV_4170-10_0_6_node_30 | 0.4 | n |  | TRUE
56 | bus_LV_4170-10_0_6_node_31 | 0.4 | n |  | TRUE
57 | bus_LV_4170-10_0_6_node_57 | 0.4 | n |  | TRUE
58 | bus_LV_4170-10_0_6_node_73 | 0.4 | n |  | TRUE
59 | bus_LV_4170-10_0_6_node_41 | 0.4 | n |  | TRUE
60 | bus_LV_4170-10_0_6_node_55 | 0.4 | n |  | TRUE
61 | bus_LV_4170-10_0_6_node_68 | 0.4 | n |  | TRUE
62 | bus_LV_4170-10_0_6_node_40 | 0.4 | n |  | TRUE
63 | bus_LV_4170-10_0_6_node_32 | 0.4 | n |  | TRUE
64 | bus_LV_4170-10_0_6_node_33 | 0.4 | n |  | TRUE
65 | bus_LV_4170-10_0_6_node_34 | 0.4 | n |  | TRUE
66 | bus_LV_4170-10_0_6_node_35 | 0.4 | n |  | TRUE
67 | bus_LV_4170-10_0_6_node_48 | 0.4 | n |  | TRUE
68 | bus_LV_4170-10_0_6_node_47 | 0.4 | n |  | TRUE
69 | bus_LV_4170-10_0_6_node_54 | 0.4 | n |  | TRUE
70 | bus_LV_4170-10_0_6_node_109 | 0.4 | n |  | TRUE
71 | bus_LV_4170-10_0_6_node_116 | 0.4 | n |  | TRUE
72 | bus_LV_4170-10_0_6_node_96 | 0.4 | n |  | TRUE
73 | bus_LV_4170-10_0_6_node_114 | 0.4 | n |  | TRUE
74 | bus_LV_4170-10_0_6_node_56 | 0.4 | n |  | TRUE
75 | bus_LV_4170-10_0_6_node_58 | 0.4 | n |  | TRUE
76 | bus_LV_4170-10_0_6_node_60 | 0.4 | n |  | TRUE
77 | bus_LV_4170-10_0_6_node_71 | 0.4 | n |  | TRUE
78 | bus_LV_4170-10_0_6_node_59 | 0.4 | n |  | TRUE
79 | bus_LV_4170-10_0_6_node_69 | 0.4 | n |  | TRUE
80 | bus_LV_4170-10_0_6_node_61 | 0.4 | n |  | TRUE
81 | bus_LV_4170-10_0_6_node_62 | 0.4 | n |  | TRUE
82 | bus_LV_4170-10_0_6_node_100 | 0.4 | n |  | TRUE
83 | bus_LV_4170-10_0_6_node_101 | 0.4 | n |  | TRUE
84 | bus_LV_4170-10_0_6_node_63 | 0.4 | n |  | TRUE
85 | bus_LV_4170-10_0_6_node_64 | 0.4 | n |  | TRUE
86 | bus_LV_4170-10_0_6_node_65 | 0.4 | n |  | TRUE
87 | bus_LV_4170-10_0_6_node_66 | 0.4 | n |  | TRUE
88 | bus_LV_4170-10_0_6_node_67 | 0.4 | n |  | TRUE
89 | bus_LV_4170-10_0_6_node_75 | 0.4 | n |  | TRUE
90 | bus_LV_4170-10_0_6_node_74 | 0.4 | n |  | TRUE
91 | bus_LV_4170-10_0_6_node_70 | 0.4 | n |  | TRUE
92 | bus_LV_4170-10_0_6_node_72 | 0.4 | n |  | TRUE
93 | bus_LV_4170-10_0_6_node_122 | 0.4 | n |  | TRUE
94 | bus_LV_4170-10_0_6_node_76 | 0.4 | n |  | TRUE
95 | bus_LV_4170-10_0_6_node_77 | 0.4 | n |  | TRUE
96 | bus_LV_4170-10_0_6_node_78 | 0.4 | n |  | TRUE
97 | bus_LV_4170-10_0_6_node_79 | 0.4 | n |  | TRUE
98 | bus_LV_4170-10_0_6_node_80 | 0.4 | n |  | TRUE
99 | bus_LV_4170-10_0_6_node_81 | 0.4 | n |  | TRUE
100 | bus_LV_4170-10_0_6_node_95 | 0.4 | n |  | TRUE
101 | bus_LV_4170-10_0_6_node_121 | 0.4 | n |  | TRUE
102 | bus_LV_4170-10_0_6_node_176 | 0.4 | n |  | TRUE
103 | bus_LV_4170-10_0_6_node_85 | 0.4 | n |  | TRUE
104 | bus_LV_4170-10_0_6_node_94 | 0.4 | n |  | TRUE
105 | bus_LV_4170-10_0_6_node_120 | 0.4 | n |  | TRUE
106 | bus_LV_4170-10_0_6_node_110 | 0.4 | n |  | TRUE
107 | bus_LV_4170-10_0_6_node_83 | 0.4 | n |  | TRUE
108 | bus_LV_4170-10_0_6_node_82 | 0.4 | n |  | TRUE
109 | bus_LV_4170-10_0_6_node_84 | 0.4 | n |  | TRUE
110 | bus_LV_4170-10_0_6_node_86 | 0.4 | n |  | TRUE
111 | bus_LV_4170-10_0_6_node_106 | 0.4 | n |  | TRUE
112 | bus_LV_4170-10_0_6_node_111 | 0.4 | n |  | TRUE
113 | bus_LV_4170-10_0_6_node_107 | 0.4 | n |  | TRUE
114 | bus_LV_4170-10_0_6_node_134 | 0.4 | n |  | TRUE
115 | bus_LV_4170-10_0_6_node_136 | 0.4 | n |  | TRUE
116 | bus_LV_4170-10_0_6_node_133 | 0.4 | n |  | TRUE
117 | bus_LV_4170-10_0_6_node_87 | 0.4 | n |  | TRUE
118 | bus_LV_4170-10_0_6_node_88 | 0.4 | n |  | TRUE
119 | bus_LV_4170-10_0_6_node_90 | 0.4 | n |  | TRUE
120 | bus_LV_4170-10_0_6_node_123 | 0.4 | n |  | TRUE
121 | bus_LV_4170-10_0_6_node_97 | 0.4 | n |  | TRUE
122 | bus_LV_4170-10_0_6_node_108 | 0.4 | n |  | TRUE
123 | bus_LV_4170-10_0_6_node_98 | 0.4 | n |  | TRUE
124 | bus_LV_4170-10_0_6_node_99 | 0.4 | n |  | TRUE
125 | bus_LV_4170-10_0_6_node_141 | 0.4 | n |  | TRUE
126 | bus_LV_4170-10_0_6_node_115 | 0.4 | n |  | TRUE
127 | bus_LV_4170-10_0_6_node_102 | 0.4 | n |  | TRUE
128 | bus_LV_4170-10_0_6_node_103 | 0.4 | n |  | TRUE
129 | bus_LV_4170-10_0_6_node_104 | 0.4 | n |  | TRUE
130 | bus_LV_4170-10_0_6_node_105 | 0.4 | n |  | TRUE
131 | bus_LV_4170-10_0_6_node_135 | 0.4 | n |  | TRUE
132 | bus_LV_4170-10_0_6_node_137 | 0.4 | n |  | TRUE
133 | bus_LV_4170-10_0_6_node_143 | 0.4 | n |  | TRUE
134 | bus_LV_4170-10_0_6_node_138 | 0.4 | n |  | TRUE
135 | bus_LV_4170-10_0_6_node_139 | 0.4 | n |  | TRUE
136 | bus_LV_4170-10_0_6_node_140 | 0.4 | n |  | TRUE
137 | bus_LV_4170-10_0_6_node_142 | 0.4 | n |  | TRUE
138 | bus_LV_4170-10_0_6_node_130 | 0.4 | n |  | TRUE
139 | bus_LV_4170-10_0_6_node_132 | 0.4 | n |  | TRUE
140 | bus_LV_4170-10_0_6_node_128 | 0.4 | n |  | TRUE
141 | bus_LV_4170-10_0_6_node_112 | 0.4 | n |  | TRUE
142 | bus_LV_4170-10_0_6_node_113 | 0.4 | n |  | TRUE
143 | bus_LV_4170-10_0_6_node_117 | 0.4 | n |  | TRUE
144 | bus_LV_4170-10_0_6_node_119 | 0.4 | n |  | TRUE
145 | bus_LV_4170-10_0_6_node_118 | 0.4 | n |  | TRUE
146 | bus_LV_4170-10_0_6_node_125 | 0.4 | n |  | TRUE
147 | bus_LV_4170-10_0_6_node_127 | 0.4 | n |  | TRUE
148 | bus_LV_4170-10_0_6_node_131 | 0.4 | n |  | TRUE
149 | bus_LV_4170-10_0_6_node_129 | 0.4 | n |  | TRUE
150 | bus_LV_4170-10_0_6_node_150 | 0.4 | n |  | TRUE
151 | bus_LV_4170-10_0_6_node_163 | 0.4 | n |  | TRUE
152 | bus_LV_4170-10_0_6_node_160 | 0.4 | n |  | TRUE
153 | bus_LV_4170-10_0_6_node_161 | 0.4 | n |  | TRUE
154 | bus_LV_4170-10_0_6_node_155 | 0.4 | n |  | TRUE
155 | bus_LV_4170-10_0_6_node_153 | 0.4 | n |  | TRUE
156 | bus_LV_4170-10_0_6_node_157 | 0.4 | n |  | TRUE
157 | bus_LV_4170-10_0_6_node_152 | 0.4 | n |  | TRUE
158 | bus_LV_4170-10_0_6_node_158 | 0.4 | n |  | TRUE
159 | bus_LV_4170-10_0_6_node_159 | 0.4 | n |  | TRUE
160 | bus_LV_4170-10_0_6_node_164 | 0.4 | n |  | TRUE
161 | bus_LV_4170-10_0_6_node_165 | 0.4 | n |  | TRUE
162 | bus_LV_4170-10_0_6_node_162 | 0.4 | n |  | TRUE
163 | bus_LV_4170-10_0_6_node_166 | 0.4 | n |  | TRUE
164 | bus_LV_4170-10_0_6_node_175 | 0.4 | n |  | TRUE
165 | bus_LV_4170-10_0_6_node_167 | 0.4 | n |  | TRUE
166 | bus_LV_4170-10_0_6_node_168 | 0.4 | n |  | TRUE
167 | bus_LV_4170-10_0_6_node_169 | 0.4 | n |  | TRUE
168 | bus_LV_4170-10_0_6_node_170 | 0.4 | n |  | TRUE
169 | bus_LV_4170-10_0_6_node_171 | 0.4 | n |  | TRUE
170 | bus_LV_4170-10_0_6_node_172 | 0.4 | n |  | TRUE
171 | bus_LV_4170-10_0_6_node_173 | 0.4 | n |  | TRUE
172 | bus_LV_4170-10_0_6_node_174 | 0.4 | n |  | TRUE
173 | bus_MV_302_0_node_102 | 20 | n |  | TRUE

## load
| name | bus | p_mw | q_mvar | const_z_percent | const_i_percent | sn_mva | scaling | in_service | type
0 | LV_4170-10_0_6_load_0 | 0 | 0.00050535 | 0.00012665 | 0 | 0 |  | 1 | TRUE | wye
1 | LV_4170-10_0_6_load_1 | 1 | 0.0048458 | 0.0012145 | 0 | 0 |  | 1 | TRUE | wye
2 | LV_4170-10_0_6_load_51 | 3 | 0.00062617 | 0.00015693 | 0 | 0 |  | 1 | TRUE | wye
3 | LV_4170-10_0_6_load_52 | 4 | 0.0019641 | 0.00049224 | 0 | 0 |  | 1 | TRUE | wye
4 | LV_4170-10_0_6_load_53 | 5 | 0.0007498 | 0.00018792 | 0 | 0 |  | 1 | TRUE | wye
5 | LV_4170-10_0_6_load_46 | 6 | 0.00097368 | 0.00024403 | 0 | 0 |  | 1 | TRUE | wye
6 | LV_4170-10_0_6_load_50 | 7 | 0.0012054 | 0.00030211 | 0 | 0 |  | 1 | TRUE | wye
7 | LV_4170-10_0_6_load_49 | 8 | 0.00032227 | 8.0767e-05 | 0 | 0 |  | 1 | TRUE | wye
8 | LV_4170-10_0_6_load_44 | 9 | 0.001639 | 0.00041076 | 0 | 0 |  | 1 | TRUE | wye
9 | LV_4170-10_0_6_load_3 | 10 | 0.0017633 | 0.00044193 | 0 | 0 |  | 1 | TRUE | wye
10 | LV_4170-10_0_6_load_145 | 12 | 0.00047932 | 0.00012013 | 0 | 0 |  | 1 | TRUE | wye
11 | LV_4170-10_0_6_load_8 | 15 | 0.00033742 | 8.4565e-05 | 0 | 0 |  | 1 | TRUE | wye
12 | LV_4170-10_0_6_load_9 | 16 | 0.0012554 | 0.00031464 | 0 | 0 |  | 1 | TRUE | wye
13 | LV_4170-10_0_6_load_147 | 17 | 0.0011171 | 0.00027997 | 0 | 0 |  | 1 | TRUE | wye
14 | LV_4170-10_0_6_load_146 | 18 | 0.00044464 | 0.00011144 | 0 | 0 |  | 1 | TRUE | wye
15 | LV_4170-10_0_6_load_148 | 20 | 0.00059838 | 0.00014997 | 0 | 0 |  | 1 | TRUE | wye
16 | LV_4170-10_0_6_load_156 | 22 | 0.0010008 | 0.00025081 | 0 | 0 |  | 1 | TRUE | wye
17 | LV_4170-10_0_6_load_93 | 24 | 0.0012972 | 0.0003251 | 0 | 0 |  | 1 | TRUE | wye
18 | LV_4170-10_0_6_load_91 | 25 | 0.0027474 | 0.00068857 | 0 | 0 |  | 1 | TRUE | wye
19 | LV_4170-10_0_6_load_126 | 26 | 0.0018615 | 0.00046653 | 0 | 0 |  | 1 | TRUE | wye
20 | LV_4170-10_0_6_load_92 | 27 | 0.00077137 | 0.00019332 | 0 | 0 |  | 1 | TRUE | wye
21 | LV_4170-10_0_6_load_124 | 28 | 0.0016489 | 0.00041326 | 0 | 0 |  | 1 | TRUE | wye
22 | LV_4170-10_0_6_load_10 | 29 | 0.00074421 | 0.00018652 | 0 | 0 |  | 1 | TRUE | wye
23 | LV_4170-10_0_6_load_11 | 30 | 0.00055851 | 0.00013998 | 0 | 0 |  | 1 | TRUE | wye
24 | LV_4170-10_0_6_load_12 | 31 | 0.00038816 | 9.7282e-05 | 0 | 0 |  | 1 | TRUE | wye
25 | LV_4170-10_0_6_load_13 | 32 | 0.00077536 | 0.00019432 | 0 | 0 |  | 1 | TRUE | wye
26 | LV_4170-10_0_6_load_14 | 33 | 0.00067831 | 0.00017 | 0 | 0 |  | 1 | TRUE | wye
27 | LV_4170-10_0_6_load_25 | 34 | 0.00092387 | 0.00023154 | 0 | 0 |  | 1 | TRUE | wye
28 | LV_4170-10_0_6_load_29 | 35 | 0.00033881 | 8.4914e-05 | 0 | 0 |  | 1 | TRUE | wye
29 | LV_4170-10_0_6_load_28 | 37 | 0.0009012 | 0.00022586 | 0 | 0 |  | 1 | TRUE | wye
30 | LV_4170-10_0_6_load_15 | 38 | 0.0013132 | 0.00032913 | 0 | 0 |  | 1 | TRUE | wye
31 | LV_4170-10_0_6_load_16 | 39 | 0.00092012 | 0.0002306 | 0 | 0 |  | 1 | TRUE | wye
32 | LV_4170-10_0_6_load_17 | 40 | 0.00086358 | 0.00021643 | 0 | 0 |  | 1 | TRUE | wye
33 | LV_4170-10_0_6_load_19 | 42 | 0.0013121 | 0.00032885 | 0 | 0 |  | 1 | TRUE | wye
34 | LV_4170-10_0_6_load_42 | 43 | 0.00082033 | 0.00020559 | 0 | 0 |  | 1 | TRUE | wye
35 | LV_4170-10_0_6_load_27 | 44 | 0.0035772 | 0.00089654 | 0 | 0 |  | 1 | TRUE | wye
36 | LV_4170-10_0_6_load_20 | 45 | 0.0013599 | 0.00034083 | 0 | 0 |  | 1 | TRUE | wye
37 | LV_4170-10_0_6_load_21 | 46 | 0.0019781 | 0.00049575 | 0 | 0 |  | 1 | TRUE | wye
38 | LV_4170-10_0_6_load_22 | 47 | 0.001011 | 0.00025339 | 0 | 0 |  | 1 | TRUE | wye
39 | LV_4170-10_0_6_load_23 | 48 | 0.00078529 | 0.00019681 | 0 | 0 |  | 1 | TRUE | wye
40 | LV_4170-10_0_6_load_24 | 49 | 0.0024581 | 0.00061606 | 0 | 0 |  | 1 | TRUE | wye
41 | LV_4170-10_0_6_load_45 | 51 | 0.0011329 | 0.00028393 | 0 | 0 |  | 1 | TRUE | wye
42 | LV_4170-10_0_6_load_39 | 52 | 0.00047527 | 0.00011911 | 0 | 0 |  | 1 | TRUE | wye
43 | LV_4170-10_0_6_load_36 | 53 | 0.00087969 | 0.00022047 | 0 | 0 |  | 1 | TRUE | wye
44 | LV_4170-10_0_6_load_43 | 54 | 0.0004074 | 0.0001021 | 0 | 0 |  | 1 | TRUE | wye
45 | LV_4170-10_0_6_load_31 | 56 | 0.00084757 | 0.00021242 | 0 | 0 |  | 1 | TRUE | wye
46 | LV_4170-10_0_6_load_57 | 57 | 0.00068763 | 0.00017234 | 0 | 0 |  | 1 | TRUE | wye
47 | LV_4170-10_0_6_load_73 | 58 | 0.00075925 | 0.00019029 | 0 | 0 |  | 1 | TRUE | wye
48 | LV_4170-10_0_6_load_41 | 59 | 0.00089666 | 0.00022472 | 0 | 0 |  | 1 | TRUE | wye
49 | LV_4170-10_0_6_load_55 | 60 | 0.002996 | 0.00075086 | 0 | 0 |  | 1 | TRUE | wye
50 | LV_4170-10_0_6_load_68 | 61 | 0.00094871 | 0.00023777 | 0 | 0 |  | 1 | TRUE | wye
51 | LV_4170-10_0_6_load_40 | 62 | 0.00075932 | 0.0001903 | 0 | 0 |  | 1 | TRUE | wye
52 | LV_4170-10_0_6_load_32 | 63 | 0.0013594 | 0.00034071 | 0 | 0 |  | 1 | TRUE | wye
53 | LV_4170-10_0_6_load_33 | 64 | 0.001307 | 0.00032757 | 0 | 0 |  | 1 | TRUE | wye
54 | LV_4170-10_0_6_load_34 | 65 | 0.0005803 | 0.00014544 | 0 | 0 |  | 1 | TRUE | wye
55 | LV_4170-10_0_6_load_35 | 66 | 0.00027965 | 7.0086e-05 | 0 | 0 |  | 1 | TRUE | wye
56 | LV_4170-10_0_6_load_48 | 67 | 0.00095219 | 0.00023864 | 0 | 0 |  | 1 | TRUE | wye
57 | LV_4170-10_0_6_load_47 | 68 | 0.00059215 | 0.00014841 | 0 | 0 |  | 1 | TRUE | wye
58 | LV_4170-10_0_6_load_109 | 70 | 0.0010165 | 0.00025476 | 0 | 0 |  | 1 | TRUE | wye
59 | LV_4170-10_0_6_load_96 | 72 | 0.00073518 | 0.00018425 | 0 | 0 |  | 1 | TRUE | wye
60 | LV_4170-10_0_6_load_114 | 73 | 0.00057607 | 0.00014438 | 0 | 0 |  | 1 | TRUE | wye
61 | LV_4170-10_0_6_load_56 | 74 | 0.0011675 | 0.00029259 | 0 | 0 |  | 1 | TRUE | wye
62 | LV_4170-10_0_6_load_60 | 76 | 0.00066416 | 0.00016645 | 0 | 0 |  | 1 | TRUE | wye
63 | LV_4170-10_0_6_load_71 | 77 | 0.0039378 | 0.0009869 | 0 | 0 |  | 1 | TRUE | wye
64 | LV_4170-10_0_6_load_59 | 78 | 0.0034847 | 0.00087335 | 0 | 0 |  | 1 | TRUE | wye
65 | LV_4170-10_0_6_load_69 | 79 | 0.0013779 | 0.00034534 | 0 | 0 |  | 1 | TRUE | wye
66 | LV_4170-10_0_6_load_61 | 80 | 0.00046353 | 0.00011617 | 0 | 0 |  | 1 | TRUE | wye
67 | LV_4170-10_0_6_load_62 | 81 | 0.0010931 | 0.00027395 | 0 | 0 |  | 1 | TRUE | wye
68 | LV_4170-10_0_6_load_100 | 82 | 0.0014199 | 0.00035586 | 0 | 0 |  | 1 | TRUE | wye
69 | LV_4170-10_0_6_load_101 | 83 | 0.0022917 | 0.00057436 | 0 | 0 |  | 1 | TRUE | wye
70 | LV_4170-10_0_6_load_63 | 84 | 0.0014827 | 0.0003716 | 0 | 0 |  | 1 | TRUE | wye
71 | LV_4170-10_0_6_load_64 | 85 | 0.00046827 | 0.00011736 | 0 | 0 |  | 1 | TRUE | wye
72 | LV_4170-10_0_6_load_65 | 86 | 0.00094409 | 0.00023661 | 0 | 0 |  | 1 | TRUE | wye
73 | LV_4170-10_0_6_load_66 | 87 | 0.001952 | 0.00048922 | 0 | 0 |  | 1 | TRUE | wye
74 | LV_4170-10_0_6_load_67 | 88 | 0.0014707 | 0.00036859 | 0 | 0 |  | 1 | TRUE | wye
75 | LV_4170-10_0_6_load_70 | 91 | 0.0011911 | 0.00029851 | 0 | 0 |  | 1 | TRUE | wye
76 | LV_4170-10_0_6_load_72 | 92 | 0.0004944 | 0.00012391 | 0 | 0 |  | 1 | TRUE | wye
77 | LV_4170-10_0_6_load_122 | 93 | 0.00067461 | 0.00016907 | 0 | 0 |  | 1 | TRUE | wye
78 | LV_4170-10_0_6_load_76 | 94 | 0.0032186 | 0.00080665 | 0 | 0 |  | 1 | TRUE | wye
79 | LV_4170-10_0_6_load_77 | 95 | 0.00066814 | 0.00016745 | 0 | 0 |  | 1 | TRUE | wye
80 | LV_4170-10_0_6_load_79 | 97 | 0.0010018 | 0.00025107 | 0 | 0 |  | 1 | TRUE | wye
81 | LV_4170-10_0_6_load_80 | 98 | 0.00058654 | 0.000147 | 0 | 0 |  | 1 | TRUE | wye
82 | LV_4170-10_0_6_load_121 | 101 | 0.0010066 | 0.00025229 | 0 | 0 |  | 1 | TRUE | wye
83 | LV_4170-10_0_6_load_176 | 102 | 0.00094028 | 0.00023566 | 0 | 0 |  | 1 | TRUE | wye
84 | LV_4170-10_0_6_load_94 | 104 | 0.0023811 | 0.00059676 | 0 | 0 |  | 1 | TRUE | wye
85 | LV_4170-10_0_6_load_120 | 105 | 0.00040055 | 0.00010039 | 0 | 0 |  | 1 | TRUE | wye
86 | LV_4170-10_0_6_load_110 | 106 | 0.00043151 | 0.00010815 | 0 | 0 |  | 1 | TRUE | wye
87 | LV_4170-10_0_6_load_83 | 107 | 0.0010646 | 0.00026681 | 0 | 0 |  | 1 | TRUE | wye
88 | LV_4170-10_0_6_load_82 | 108 | 0.0039125 | 0.00098056 | 0 | 0 |  | 1 | TRUE | wye
89 | LV_4170-10_0_6_load_84 | 109 | 0.0010179 | 0.00025512 | 0 | 0 |  | 1 | TRUE | wye
90 | LV_4170-10_0_6_load_86 | 110 | 0.0016302 | 0.00040856 | 0 | 0 |  | 1 | TRUE | wye
91 | LV_4170-10_0_6_load_106 | 111 | 0.0016323 | 0.00040909 | 0 | 0 |  | 1 | TRUE | wye
92 | LV_4170-10_0_6_load_111 | 112 | 0.00079613 | 0.00019953 | 0 | 0 |  | 1 | TRUE | wye
93 | LV_4170-10_0_6_load_107 | 113 | 0.0011389 | 0.00028543 | 0 | 0 |  | 1 | TRUE | wye
94 | LV_4170-10_0_6_load_134 | 114 | 0.0017436 | 0.00043698 | 0 | 0 |  | 1 | TRUE | wye
95 | LV_4170-10_0_6_load_133 | 116 | 0.0029313 | 0.00073466 | 0 | 0 |  | 1 | TRUE | wye
96 | LV_4170-10_0_6_load_87 | 117 | 0.0037002 | 0.00092735 | 0 | 0 |  | 1 | TRUE | wye
97 | LV_4170-10_0_6_load_90 | 119 | 0.0034761 | 0.0008712 | 0 | 0 |  | 1 | TRUE | wye
98 | LV_4170-10_0_6_load_123 | 120 | 0.0022791 | 0.00057119 | 0 | 0 |  | 1 | TRUE | wye
99 | LV_4170-10_0_6_load_97 | 121 | 0.0052768 | 0.0013225 | 0 | 0 |  | 1 | TRUE | wye
100 | LV_4170-10_0_6_load_98 | 123 | 0.002216 | 0.00055538 | 0 | 0 |  | 1 | TRUE | wye
101 | LV_4170-10_0_6_load_99 | 124 | 0.0015239 | 0.00038192 | 0 | 0 |  | 1 | TRUE | wye
102 | LV_4170-10_0_6_load_141 | 125 | 0.0020586 | 0.00051595 | 0 | 0 |  | 1 | TRUE | wye
103 | LV_4170-10_0_6_load_115 | 126 | 0.0010381 | 0.00026017 | 0 | 0 |  | 1 | TRUE | wye
104 | LV_4170-10_0_6_load_102 | 127 | 0.0018169 | 0.00045537 | 0 | 0 |  | 1 | TRUE | wye
105 | LV_4170-10_0_6_load_103 | 128 | 0.0029035 | 0.00072767 | 0 | 0 |  | 1 | TRUE | wye
106 | LV_4170-10_0_6_load_104 | 129 | 0.002311 | 0.0005792 | 0 | 0 |  | 1 | TRUE | wye
107 | LV_4170-10_0_6_load_105 | 130 | 0.001894 | 0.00047468 | 0 | 0 |  | 1 | TRUE | wye
108 | LV_4170-10_0_6_load_135 | 131 | 0.0025802 | 0.00064666 | 0 | 0 |  | 1 | TRUE | wye
109 | LV_4170-10_0_6_load_137 | 132 | 0.002442 | 0.00061202 | 0 | 0 |  | 1 | TRUE | wye
110 | LV_4170-10_0_6_load_143 | 133 | 0.0025936 | 0.00065001 | 0 | 0 |  | 1 | TRUE | wye
111 | LV_4170-10_0_6_load_138 | 134 | 0.0053123 | 0.0013314 | 0 | 0 |  | 1 | TRUE | wye
112 | LV_4170-10_0_6_load_139 | 135 | 0.0022695 | 0.00056879 | 0 | 0 |  | 1 | TRUE | wye
113 | LV_4170-10_0_6_load_140 | 136 | 0.0017789 | 0.00044583 | 0 | 0 |  | 1 | TRUE | wye
114 | LV_4170-10_0_6_load_142 | 137 | 0.0033122 | 0.00083013 | 0 | 0 |  | 1 | TRUE | wye
115 | LV_4170-10_0_6_load_132 | 139 | 0.001528 | 0.00038295 | 0 | 0 |  | 1 | TRUE | wye
116 | LV_4170-10_0_6_load_128 | 140 | 0.0014091 | 0.00035316 | 0 | 0 |  | 1 | TRUE | wye
117 | LV_4170-10_0_6_load_112 | 141 | 0.0035437 | 0.00088814 | 0 | 0 |  | 1 | TRUE | wye
118 | LV_4170-10_0_6_load_113 | 142 | 0.0021309 | 0.00053404 | 0 | 0 |  | 1 | TRUE | wye
119 | LV_4170-10_0_6_load_117 | 143 | 0.0019833 | 0.00049706 | 0 | 0 |  | 1 | TRUE | wye
120 | LV_4170-10_0_6_load_119 | 144 | 0.0018061 | 0.00045265 | 0 | 0 |  | 1 | TRUE | wye
121 | LV_4170-10_0_6_load_118 | 145 | 0.00052507 | 0.0001316 | 0 | 0 |  | 1 | TRUE | wye
122 | LV_4170-10_0_6_load_125 | 146 | 0.001753 | 0.00043933 | 0 | 0 |  | 1 | TRUE | wye
123 | LV_4170-10_0_6_load_127 | 147 | 0.0011749 | 0.00029445 | 0 | 0 |  | 1 | TRUE | wye
124 | LV_4170-10_0_6_load_131 | 148 | 0.001972 | 0.00049424 | 0 | 0 |  | 1 | TRUE | wye
125 | LV_4170-10_0_6_load_129 | 149 | 0.0010877 | 0.00027262 | 0 | 0 |  | 1 | TRUE | wye
126 | LV_4170-10_0_6_load_163 | 151 | 0.00065189 | 0.00016338 | 0 | 0 |  | 1 | TRUE | wye
127 | LV_4170-10_0_6_load_160 | 152 | 0.0076716 | 0.0019227 | 0 | 0 |  | 1 | TRUE | wye
128 | LV_4170-10_0_6_load_161 | 153 | 0.0010662 | 0.00026722 | 0 | 0 |  | 1 | TRUE | wye
129 | LV_4170-10_0_6_load_155 | 154 | 0.0016038 | 0.00040194 | 0 | 0 |  | 1 | TRUE | wye
130 | LV_4170-10_0_6_load_153 | 155 | 0.00072347 | 0.00018132 | 0 | 0 |  | 1 | TRUE | wye
131 | LV_4170-10_0_6_load_152 | 157 | 0.00028999 | 7.2678e-05 | 0 | 0 |  | 1 | TRUE | wye
132 | LV_4170-10_0_6_load_158 | 158 | 0.0015337 | 0.00038438 | 0 | 0 |  | 1 | TRUE | wye
133 | LV_4170-10_0_6_load_159 | 159 | 0.0025212 | 0.00063188 | 0 | 0 |  | 1 | TRUE | wye
134 | LV_4170-10_0_6_load_164 | 160 | 0.0020549 | 0.000515 | 0 | 0 |  | 1 | TRUE | wye
135 | LV_4170-10_0_6_load_162 | 162 | 0.0039041 | 0.00097845 | 0 | 0 |  | 1 | TRUE | wye
136 | LV_4170-10_0_6_load_167 | 165 | 0.0012199 | 0.00030574 | 0 | 0 |  | 1 | TRUE | wye
137 | LV_4170-10_0_6_load_168 | 166 | 0.00070027 | 0.0001755 | 0 | 0 |  | 1 | TRUE | wye
138 | LV_4170-10_0_6_load_169 | 167 | 0.0012016 | 0.00030115 | 0 | 0 |  | 1 | TRUE | wye
139 | LV_4170-10_0_6_load_170 | 168 | 0.0017996 | 0.00045102 | 0 | 0 |  | 1 | TRUE | wye
140 | LV_4170-10_0_6_load_171 | 169 | 0.00079738 | 0.00019984 | 0 | 0 |  | 1 | TRUE | wye
141 | LV_4170-10_0_6_load_172 | 170 | 0.0016317 | 0.00040895 | 0 | 0 |  | 1 | TRUE | wye
142 | LV_4170-10_0_6_load_173 | 171 | 0.00063592 | 0.00015938 | 0 | 0 |  | 1 | TRUE | wye
143 | LV_4170-10_0_6_load_174 | 172 | 0.0018005 | 0.00045124 | 0 | 0 |  | 1 | TRUE | wye

## ext_grid
| name | bus | vm_pu | va_degree | slack_weight | in_service
0 |  | 146 | 1 | 0 | 1 | TRUE

## line
| name | std_type | from_bus | to_bus | length_km | r_ohm_per_km | x_ohm_per_km | c_nf_per_km | g_us_per_km | max_i_ka | df | parallel | type | in_service
0 | LV_4170-10_0_6_line_0 | NAYY 4x150 SE | 0 | 1 | 0.057229 | 0.208 | 0.08 | 261 | 0 | 0.27 | 1 | 1 | cs | TRUE
1 | LV_4170-10_0_6_line_1 | NAYY 4x150 SE | 1 | 2 | 0.065182 | 0.208 | 0.08 | 261 | 0 | 0.27 | 1 | 1 | cs | TRUE
2 | LV_4170-10_0_6_line_2 | NAYY 4x150 SE | 2 | 6 | 0.13859 | 0.208 | 0.08 | 261 | 0 | 0.27 | 1 | 1 | cs | TRUE
3 | LV_4170-10_0_6_line_3 | NAYY 4x150 SE | 3 | 4 | 0.012881 | 0.208 | 0.08 | 261 | 0 | 0.27 | 1 | 1 | cs | TRUE
4 | LV_4170-10_0_6_line_4 | NAYY 4x150 SE | 3 | 5 | 0.026386 | 0.208 | 0.08 | 261 | 0 | 0.27 | 1 | 1 | cs | TRUE
5 | LV_4170-10_0_6_line_5 | NAYY 4x150 SE | 4 | 7 | 0.025367 | 0.208 | 0.08 | 261 | 0 | 0.27 | 1 | 1 | cs | TRUE
6 | LV_4170-10_0_6_line_6 | NAYY 4x150 SE | 5 | 69 | 0.015108 | 0.208 | 0.08 | 261 | 0 | 0.27 | 1 | 1 | cs | TRUE
7 | LV_4170-10_0_6_line_7 | NAYY 4x150 SE | 6 | 8 | 0.043292 | 0.208 | 0.08 | 261 | 0 | 0.27 | 1 | 1 | cs | TRUE
8 | LV_4170-10_0_6_line_8 | NAYY 4x150 SE | 6 | 9 | 0.023747 | 0.208 | 0.08 | 261 | 0 | 0.27 | 1 | 1 | cs | TRUE
9 | LV_4170-10_0_6_line_9 | NAYY 4x150 SE | 7 | 8 | 0.018546 | 0.208 | 0.08 | 261 | 0 | 0.27 | 1 | 1 | cs | TRUE
10 | LV_4170-10_0_6_line_10 | NAYY 4x150 SE | 9 | 54 | 0.002426 | 0.208 | 0.08 | 261 | 0 | 0.27 | 1 | 1 | cs | TRUE
11 | LV_4170-10_0_6_line_11 | NAYY 4x150 SE | 10 | 11 | 0.14588 | 0.208 | 0.08 | 261 | 0 | 0.27 | 1 | 2 | cs | TRUE
12 | LV_4170-10_0_6_line_12 | NAYY 4x150 SE | 10 | 12 | 0.15505 | 0.208 | 0.08 | 261 | 0 | 0.27 | 1 | 2 | cs | TRUE
13 | LV_4170-10_0_6_line_13 | NAYY 4x150 SE | 11 | 13 | 0.1062 | 0.208 | 0.08 | 261 | 0 | 0.27 | 1 | 1 | cs | TRUE
14 | LV_4170-10_0_6_line_14 | NAYY 4x150 SE | 12 | 18 | 0.012047 | 0.208 | 0.08 | 261 | 0 | 0.27 | 1 | 3 | cs | TRUE
15 | LV_4170-10_0_6_line_15 | NAYY 4x150 SE | 13 | 19 | 0.01183 | 0.208 | 0.08 | 261 | 0 | 0.27 | 1 | 1 | cs | TRUE
16 | LV_4170-10_0_6_line_16 | NAYY 4x150 SE | 13 | 20 | 0.019863 | 0.208 | 0.08 | 261 | 0 | 0.27 | 1 | 1 | cs | TRUE
17 | LV_4170-10_0_6_line_17 | NAYY 4x150 SE | 14 | 15 | 0.01549 | 0.208 | 0.08 | 261 | 0 | 0.27 | 1 | 3 | cs | TRUE
18 | LV_4170-10_0_6_line_18 | NAYY 4x150 SE | 14 | 16 | 0.027142 | 0.208 | 0.08 | 261 | 0 | 0.27 | 1 | 3 | cs | TRUE
19 | LV_4170-10_0_6_line_19 | NAYY 4x150 SE | 15 | 17 | 0.0051152 | 0.208 | 0.08 | 261 | 0 | 0.27 | 1 | 3 | cs | TRUE
20 | LV_4170-10_0_6_line_20 | NAYY 4x150 SE | 16 | 24 | 0.051869 | 0.208 | 0.08 | 261 | 0 | 0.27 | 1 | 3 | cs | TRUE
21 | LV_4170-10_0_6_line_21 | NAYY 4x150 SE | 17 | 18 | 0.026091 | 0.208 | 0.08 | 261 | 0 | 0.27 | 1 | 3 | cs | TRUE
22 | LV_4170-10_0_6_line_22 | NAYY 4x150 SE | 19 | 21 | 0.020333 | 0.208 | 0.08 | 261 | 0 | 0.27 | 1 | 1 | cs | TRUE
23 | LV_4170-10_0_6_line_23 | NAYY 4x150 SE | 19 | 22 | 0.045579 | 0.208 | 0.08 | 261 | 0 | 0.27 | 1 | 1 | cs | TRUE
24 | LV_4170-10_0_6_line_24 | NAYY 4x150 SE | 20 | 23 | 0.017406 | 0.208 | 0.08 | 261 | 0 | 0.27 | 1 | 1 | cs | TRUE
25 | LV_4170-10_0_6_line_25 | NAYY 4x150 SE | 21 | 154 | 0.018485 | 0.208 | 0.08 | 261 | 0 | 0.27 | 1 | 1 | cs | TRUE
26 | LV_4170-10_0_6_line_26 | NAYY 4x150 SE | 21 | 155 | 0.013947 | 0.208 | 0.08 | 261 | 0 | 0.27 | 1 | 1 | cs | TRUE
27 | LV_4170-10_0_6_line_27 | NAYY 4x150 SE | 22 | 156 | 0.037222 | 0.208 | 0.08 | 261 | 0 | 0.27 | 1 | 1 | cs | TRUE
28 | LV_4170-10_0_6_line_28 | NAYY 4x150 SE | 23 | 150 | 0.018611 | 0.208 | 0.08 | 261 | 0 | 0.27 | 1 | 1 | cs | TRUE
29 | LV_4170-10_0_6_line_29 | NAYY 4x150 SE | 24 | 25 | 0.0033958 | 0.208 | 0.08 | 261 | 0 | 0.27 | 1 | 3 | cs | TRUE
30 | LV_4170-10_0_6_line_30 | NAYY 4x150 SE | 25 | 27 | 0.031467 | 0.208 | 0.08 | 261 | 0 | 0.27 | 1 | 3 | cs | TRUE
31 | LV_4170-10_0_6_line_31 | NAYY 4x150 SE | 26 | 27 | 0.092404 | 0.208 | 0.08 | 261 | 0 | 0.27 | 1 | 3 | cs | TRUE
32 | LV_4170-10_0_6_line_32 | NAYY 4x150 SE | 26 | 28 | 0.0025171 | 0.208 | 0.08 | 261 | 0 | 0.27 | 1 | 3 | cs | TRUE
33 | LV_4170-10_0_6_line_33 | NAYY 4x150 SE | 28 | 146 | 0.018048 | 0.208 | 0.08 | 261 | 0 | 0.27 | 1 | 3 | cs | TRUE
34 | LV_4170-10_0_6_line_34 | NAYY 4x150 SE | 29 | 30 | 0.014791 | 0.208 | 0.08 | 261 | 0 | 0.27 | 1 | 1 | cs | TRUE
35 | LV_4170-10_0_6_line_35 | NAYY 4x150 SE | 29 | 31 | 0.0032341 | 0.208 | 0.08 | 261 | 0 | 0.27 | 1 | 1 | cs | TRUE
36 | LV_4170-10_0_6_line_36 | NAYY 4x150 SE | 30 | 32 | 0.010953 | 0.208 | 0.08 | 261 | 0 | 0.27 | 1 | 1 | cs | TRUE
37 | LV_4170-10_0_6_line_37 | NAYY 4x150 SE | 31 | 33 | 0.0054974 | 0.208 | 0.08 | 261 | 0 | 0.27 | 1 | 1 | cs | TRUE
38 | LV_4170-10_0_6_line_38 | NAYY 4x150 SE | 32 | 34 | 0.014176 | 0.208 | 0.08 | 261 | 0 | 0.27 | 1 | 1 | cs | TRUE
39 | LV_4170-10_0_6_line_39 | NAYY 4x150 SE | 33 | 35 | 0.005751 | 0.208 | 0.08 | 261 | 0 | 0.27 | 1 | 1 | cs | TRUE
40 | LV_4170-10_0_6_line_40 | NAYY 4x150 SE | 34 | 36 | 0.0072009 | 0.208 | 0.08 | 261 | 0 | 0.27 | 1 | 1 | cs | TRUE
41 | LV_4170-10_0_6_line_41 | NAYY 4x150 SE | 35 | 37 | 0.018446 | 0.208 | 0.08 | 261 | 0 | 0.27 | 1 | 1 | cs | TRUE
42 | LV_4170-10_0_6_line_42 | NAYY 4x150 SE | 36 | 55 | 0.030766 | 0.208 | 0.08 | 261 | 0 | 0.27 | 1 | 1 | cs | TRUE
43 | LV_4170-10_0_6_line_43 | NAYY 4x150 SE | 36 | 56 | 0.014913 | 0.208 | 0.08 | 261 | 0 | 0.27 | 1 | 1 | cs | TRUE
44 | LV_4170-10_0_6_line_44 | NAYY 4x150 SE | 37 | 44 | 0.0086546 | 0.208 | 0.08 | 261 | 0 | 0.27 | 1 | 1 | cs | TRUE
45 | LV_4170-10_0_6_line_45 | NAYY 4x150 SE | 38 | 39 | 0.0053932 | 0.208 | 0.08 | 261 | 0 | 0.27 | 1 | 1 | cs | TRUE
46 | LV_4170-10_0_6_line_46 | NAYY 4x150 SE | 38 | 40 | 0.062105 | 0.208 | 0.08 | 261 | 0 | 0.27 | 1 | 1 | cs | TRUE
47 | LV_4170-10_0_6_line_47 | NAYY 4x150 SE | 39 | 41 | 0.0128 | 0.208 | 0.08 | 261 | 0 | 0.27 | 1 | 1 | cs | TRUE
48 | LV_4170-10_0_6_line_48 | NAYY 4x150 SE | 40 | 42 | 0.010993 | 0.208 | 0.08 | 261 | 0 | 0.27 | 1 | 1 | cs | TRUE
49 | LV_4170-10_0_6_line_49 | NAYY 4x150 SE | 41 | 43 | 0.0033207 | 0.208 | 0.08 | 261 | 0 | 0.27 | 1 | 1 | cs | TRUE
50 | LV_4170-10_0_6_line_50 | NAYY 4x150 SE | 42 | 44 | 0.012467 | 0.208 | 0.08 | 261 | 0 | 0.27 | 1 | 1 | cs | TRUE
51 | LV_4170-10_0_6_line_51 | NAYY 4x150 SE | 45 | 46 | 0.02521 | 0.208 | 0.08 | 261 | 0 | 0.27 | 1 | 1 | cs | TRUE
52 | LV_4170-10_0_6_line_52 | NAYY 4x150 SE | 45 | 47 | 0.00054081 | 0.208 | 0.08 | 261 | 0 | 0.27 | 1 | 1 | cs | TRUE
53 | LV_4170-10_0_6_line_53 | NAYY 4x150 SE | 46 | 48 | 0.0058683 | 0.208 | 0.08 | 261 | 0 | 0.27 | 1 | 1 | cs | TRUE
54 | LV_4170-10_0_6_line_54 | NAYY 4x150 SE | 47 | 49 | 0.019305 | 0.208 | 0.08 | 261 | 0 | 0.27 | 1 | 1 | cs | TRUE
55 | LV_4170-10_0_6_line_55 | NAYY 4x150 SE | 48 | 50 | 0.019056 | 0.208 | 0.08 | 261 | 0 | 0.27 | 1 | 1 | cs | TRUE
56 | LV_4170-10_0_6_line_56 | NAYY 4x150 SE | 49 | 51 | 0.00040385 | 0.208 | 0.08 | 261 | 0 | 0.27 | 1 | 1 | cs | TRUE
57 | LV_4170-10_0_6_line_57 | NAYY 4x150 SE | 50 | 52 | 0.034264 | 0.208 | 0.08 | 261 | 0 | 0.27 | 1 | 1 | cs | TRUE
58 | LV_4170-10_0_6_line_58 | NAYY 4x150 SE | 50 | 53 | 0.011309 | 0.208 | 0.08 | 261 | 0 | 0.27 | 1 | 1 | cs | TRUE
59 | LV_4170-10_0_6_line_59 | NAYY 4x150 SE | 51 | 54 | 0.023777 | 0.208 | 0.08 | 261 | 0 | 0.27 | 1 | 1 | cs | TRUE
60 | LV_4170-10_0_6_line_60 | NAYY 4x150 SE | 52 | 67 | 0.021925 | 0.208 | 0.08 | 261 | 0 | 0.27 | 1 | 1 | cs | TRUE
61 | LV_4170-10_0_6_line_61 | NAYY 4x150 SE | 55 | 57 | 0.0045804 | 0.208 | 0.08 | 261 | 0 | 0.27 | 1 | 1 | cs | TRUE
62 | LV_4170-10_0_6_line_62 | NAYY 4x150 SE | 55 | 58 | 0.013123 | 0.208 | 0.08 | 261 | 0 | 0.27 | 1 | 1 | cs | TRUE
63 | LV_4170-10_0_6_line_63 | NAYY 4x150 SE | 56 | 59 | 0.0083342 | 0.208 | 0.08 | 261 | 0 | 0.27 | 1 | 1 | cs | TRUE
64 | LV_4170-10_0_6_line_64 | NAYY 4x150 SE | 57 | 60 | 0.023059 | 0.208 | 0.08 | 261 | 0 | 0.27 | 1 | 1 | cs | TRUE
65 | LV_4170-10_0_6_line_65 | NAYY 4x150 SE | 58 | 61 | 0.0046623 | 0.208 | 0.08 | 261 | 0 | 0.27 | 1 | 1 | cs | TRUE
66 | LV_4170-10_0_6_line_66 | NAYY 4x150 SE | 59 | 62 | 0.022928 | 0.208 | 0.08 | 261 | 0 | 0.27 | 1 | 1 | cs | TRUE
67 | LV_4170-10_0_6_line_67 | NAYY 4x150 SE | 60 | 74 | 0.0065328 | 0.208 | 0.08 | 261 | 0 | 0.27 | 1 | 1 | cs | TRUE
68 | LV_4170-10_0_6_line_68 | NAYY 4x150 SE | 61 | 87 | 0.012542 | 0.208 | 0.08 | 261 | 0 | 0.27 | 1 | 1 | cs | TRUE
69 | LV_4170-10_0_6_line_69 | NAYY 4x150 SE | 62 | 66 | 0.0086094 | 0.208 | 0.08 | 261 | 0 | 0.27 | 1 | 1 | cs | TRUE
70 | LV_4170-10_0_6_line_70 | NAYY 4x150 SE | 63 | 64 | 0.0043599 | 0.208 | 0.08 | 261 | 0 | 0.27 | 1 | 1 | cs | TRUE
71 | LV_4170-10_0_6_line_71 | NAYY 4x150 SE | 63 | 65 | 0.01171 | 0.208 | 0.08 | 261 | 0 | 0.27 | 1 | 1 | cs | TRUE
72 | LV_4170-10_0_6_line_72 | NAYY 4x150 SE | 64 | 66 | 0.0073525 | 0.208 | 0.08 | 261 | 0 | 0.27 | 1 | 1 | cs | TRUE
73 | LV_4170-10_0_6_line_73 | NAYY 4x150 SE | 67 | 68 | 0.0039844 | 0.208 | 0.08 | 261 | 0 | 0.27 | 1 | 1 | cs | TRUE
74 | LV_4170-10_0_6_line_74 | NAYY 4x150 SE | 69 | 70 | 0.033157 | 0.208 | 0.08 | 261 | 0 | 0.27 | 1 | 3 | cs | TRUE
75 | LV_4170-10_0_6_line_75 | NAYY 4x150 SE | 69 | 71 | 0.018188 | 0.208 | 0.08 | 261 | 0 | 0.27 | 1 | 2 | cs | TRUE
76 | LV_4170-10_0_6_line_76 | NAYY 4x150 SE | 70 | 72 | 0.014913 | 0.208 | 0.08 | 261 | 0 | 0.27 | 1 | 3 | cs | TRUE
77 | LV_4170-10_0_6_line_77 | NAYY 4x150 SE | 71 | 73 | 0.0024861 | 0.208 | 0.08 | 261 | 0 | 0.27 | 1 | 1 | cs | TRUE
78 | LV_4170-10_0_6_line_78 | NAYY 4x150 SE | 72 | 100 | 0.011092 | 0.208 | 0.08 | 261 | 0 | 0.27 | 1 | 3 | cs | TRUE
79 | LV_4170-10_0_6_line_79 | NAYY 4x150 SE | 73 | 126 | 0.018633 | 0.208 | 0.08 | 261 | 0 | 0.27 | 1 | 1 | cs | TRUE
80 | LV_4170-10_0_6_line_80 | NAYY 4x150 SE | 74 | 75 | 0.016327 | 0.208 | 0.08 | 261 | 0 | 0.27 | 1 | 1 | cs | TRUE
81 | LV_4170-10_0_6_line_81 | NAYY 4x150 SE | 75 | 76 | 0.0053471 | 0.208 | 0.08 | 261 | 0 | 0.27 | 1 | 1 | cs | TRUE
82 | LV_4170-10_0_6_line_82 | NAYY 4x150 SE | 75 | 77 | 0.022805 | 0.208 | 0.08 | 261 | 0 | 0.27 | 1 | 1 | cs | TRUE
83 | LV_4170-10_0_6_line_83 | NAYY 4x150 SE | 76 | 78 | 0.0088536 | 0.208 | 0.08 | 261 | 0 | 0.27 | 1 | 1 | cs | TRUE
84 | LV_4170-10_0_6_line_84 | NAYY 4x150 SE | 77 | 79 | 0.0074194 | 0.208 | 0.08 | 261 | 0 | 0.27 | 1 | 1 | cs | TRUE
85 | LV_4170-10_0_6_line_85 | NAYY 4x150 SE | 78 | 80 | 0.025221 | 0.208 | 0.08 | 261 | 0 | 0.27 | 1 | 1 | cs | TRUE
86 | LV_4170-10_0_6_line_86 | NAYY 4x150 SE | 79 | 91 | 0.013301 | 0.208 | 0.08 | 261 | 0 | 0.27 | 1 | 1 | cs | TRUE
87 | LV_4170-10_0_6_line_87 | NAYY 4x150 SE | 80 | 81 | 0.0098253 | 0.208 | 0.08 | 261 | 0 | 0.27 | 1 | 1 | cs | TRUE
88 | LV_4170-10_0_6_line_88 | NAYY 4x150 SE | 81 | 82 | 0.00052241 | 0.208 | 0.08 | 261 | 0 | 0.27 | 1 | 1 | cs | TRUE
89 | LV_4170-10_0_6_line_89 | NAYY 4x150 SE | 82 | 83 | 0.0079921 | 0.208 | 0.08 | 261 | 0 | 0.27 | 1 | 1 | cs | TRUE
90 | LV_4170-10_0_6_line_90 | NAYY 4x150 SE | 83 | 126 | 0.012193 | 0.208 | 0.08 | 261 | 0 | 0.27 | 1 | 1 | cs | TRUE
91 | LV_4170-10_0_6_line_91 | NAYY 4x150 SE | 84 | 85 | 0.019535 | 0.208 | 0.08 | 261 | 0 | 0.27 | 1 | 1 | cs | TRUE
92 | LV_4170-10_0_6_line_92 | NAYY 4x150 SE | 84 | 86 | 0.003404 | 0.208 | 0.08 | 261 | 0 | 0.27 | 1 | 1 | cs | TRUE
93 | LV_4170-10_0_6_line_93 | NAYY 4x150 SE | 85 | 87 | 0.0086964 | 0.208 | 0.08 | 261 | 0 | 0.27 | 1 | 1 | cs | TRUE
94 | LV_4170-10_0_6_line_94 | NAYY 4x150 SE | 88 | 89 | 0.027087 | 0.208 | 0.08 | 261 | 0 | 0.27 | 1 | 1 | cs | TRUE
95 | LV_4170-10_0_6_line_95 | NAYY 4x150 SE | 89 | 90 | 0.053731 | 0.208 | 0.08 | 261 | 0 | 0.27 | 1 | 1 | cs | TRUE
96 | LV_4170-10_0_6_line_96 | NAYY 4x150 SE | 90 | 93 | 0.043526 | 0.208 | 0.08 | 261 | 0 | 0.27 | 1 | 1 | cs | TRUE
97 | LV_4170-10_0_6_line_97 | NAYY 4x150 SE | 90 | 92 | 0.0205 | 0.208 | 0.08 | 261 | 0 | 0.27 | 1 | 1 | cs | TRUE
98 | LV_4170-10_0_6_line_98 | NAYY 4x150 SE | 91 | 92 | 0.034845 | 0.208 | 0.08 | 261 | 0 | 0.27 | 1 | 1 | cs | TRUE
99 | LV_4170-10_0_6_line_99 | NAYY 4x150 SE | 94 | 95 | 0.014694 | 0.208 | 0.08 | 261 | 0 | 0.27 | 1 | 3 | cs | TRUE
100 | LV_4170-10_0_6_line_100 | NAYY 4x150 SE | 94 | 96 | 0.01501 | 0.208 | 0.08 | 261 | 0 | 0.27 | 1 | 3 | cs | TRUE
101 | LV_4170-10_0_6_line_101 | NAYY 4x150 SE | 95 | 97 | 0.033545 | 0.208 | 0.08 | 261 | 0 | 0.27 | 1 | 3 | cs | TRUE
102 | LV_4170-10_0_6_line_102 | NAYY 4x150 SE | 96 | 98 | 0.013398 | 0.208 | 0.08 | 261 | 0 | 0.27 | 1 | 1 | cs | TRUE
103 | LV_4170-10_0_6_line_103 | NAYY 4x150 SE | 96 | 99 | 0.015048 | 0.208 | 0.08 | 261 | 0 | 0.27 | 1 | 3 | cs | TRUE
104 | LV_4170-10_0_6_line_104 | NAYY 4x150 SE | 97 | 100 | 0.012513 | 0.208 | 0.08 | 261 | 0 | 0.27 | 1 | 3 | cs | TRUE
105 | LV_4170-10_0_6_line_105 | NAYY 4x150 SE | 98 | 101 | 0.010965 | 0.208 | 0.08 | 261 | 0 | 0.27 | 1 | 1 | cs | TRUE
106 | LV_4170-10_0_6_line_106 | NAYY 4x150 SE | 99 | 102 | 0.048066 | 0.208 | 0.08 | 261 | 0 | 0.27 | 1 | 1 | cs | TRUE
107 | LV_4170-10_0_6_line_107 | NAYY 4x150 SE | 99 | 103 | 0.007315 | 0.208 | 0.08 | 261 | 0 | 0.27 | 1 | 3 | cs | TRUE
108 | LV_4170-10_0_6_line_108 | NAYY 4x150 SE | 100 | 104 | 0.05006 | 0.208 | 0.08 | 261 | 0 | 0.27 | 1 | 1 | cs | TRUE
109 | LV_4170-10_0_6_line_109 | NAYY 4x150 SE | 101 | 105 | 0.0056295 | 0.208 | 0.08 | 261 | 0 | 0.27 | 1 | 1 | cs | TRUE
110 | LV_4170-10_0_6_line_110 | NAYY 4x150 SE | 103 | 106 | 0.0091694 | 0.208 | 0.08 | 261 | 0 | 0.27 | 1 | 3 | cs | TRUE
111 | LV_4170-10_0_6_line_111 | NAYY 4x150 SE | 103 | 107 | 0.038285 | 0.208 | 0.08 | 261 | 0 | 0.27 | 1 | 3 | cs | TRUE
112 | LV_4170-10_0_6_line_112 | NAYY 4x150 SE | 105 | 145 | 0.0074341 | 0.208 | 0.08 | 261 | 0 | 0.27 | 1 | 1 | cs | TRUE
113 | LV_4170-10_0_6_line_113 | NAYY 4x150 SE | 106 | 112 | 0.015732 | 0.208 | 0.08 | 261 | 0 | 0.27 | 1 | 3 | cs | TRUE
114 | LV_4170-10_0_6_line_114 | NAYY 4x150 SE | 107 | 108 | 0.027519 | 0.208 | 0.08 | 261 | 0 | 0.27 | 1 | 3 | cs | TRUE
115 | LV_4170-10_0_6_line_115 | NAYY 4x150 SE | 108 | 109 | 0.010119 | 0.208 | 0.08 | 261 | 0 | 0.27 | 1 | 3 | cs | TRUE
116 | LV_4170-10_0_6_line_116 | NAYY 4x150 SE | 109 | 110 | 0.024657 | 0.208 | 0.08 | 261 | 0 | 0.27 | 1 | 3 | cs | TRUE
117 | LV_4170-10_0_6_line_117 | NAYY 4x150 SE | 110 | 111 | 0.019942 | 0.208 | 0.08 | 261 | 0 | 0.27 | 1 | 2 | cs | TRUE
118 | LV_4170-10_0_6_line_118 | NAYY 4x150 SE | 111 | 113 | 0.0058834 | 0.208 | 0.08 | 261 | 0 | 0.27 | 1 | 1 | cs | TRUE
119 | LV_4170-10_0_6_line_119 | NAYY 4x150 SE | 112 | 141 | 0.0067177 | 0.208 | 0.08 | 261 | 0 | 0.27 | 1 | 3 | cs | TRUE
120 | LV_4170-10_0_6_line_120 | NAYY 4x150 SE | 113 | 122 | 0.016357 | 0.208 | 0.08 | 261 | 0 | 0.27 | 1 | 1 | cs | TRUE
121 | LV_4170-10_0_6_line_121 | NAYY 4x150 SE | 114 | 115 | 0.02829 | 0.208 | 0.08 | 261 | 0 | 0.27 | 1 | 1 | cs | TRUE
122 | LV_4170-10_0_6_line_122 | NAYY 4x150 SE | 114 | 116 | 0.015495 | 0.208 | 0.08 | 261 | 0 | 0.27 | 1 | 1 | cs | TRUE
123 | LV_4170-10_0_6_line_123 | NAYY 4x150 SE | 115 | 125 | 0.020023 | 0.208 | 0.08 | 261 | 0 | 0.27 | 1 | 1 | cs | TRUE
124 | LV_4170-10_0_6_line_124 | NAYY 4x150 SE | 115 | 134 | 0.027531 | 0.208 | 0.08 | 261 | 0 | 0.27 | 1 | 1 | cs | TRUE
125 | LV_4170-10_0_6_line_125 | NAYY 4x150 SE | 116 | 131 | 0.022512 | 0.208 | 0.08 | 261 | 0 | 0.27 | 1 | 1 | cs | TRUE
126 | LV_4170-10_0_6_line_126 | NAYY 4x150 SE | 117 | 118 | 0.015681 | 0.208 | 0.08 | 261 | 0 | 0.27 | 1 | 1 | cs | TRUE
127 | LV_4170-10_0_6_line_127 | NAYY 4x150 SE | 118 | 119 | 0.0044992 | 0.208 | 0.08 | 261 | 0 | 0.27 | 1 | 1 | cs | TRUE
128 | LV_4170-10_0_6_line_128 | NAYY 4x150 SE | 119 | 121 | 0.033174 | 0.208 | 0.08 | 261 | 0 | 0.27 | 1 | 1 | cs | TRUE
129 | LV_4170-10_0_6_line_129 | NAYY 4x150 SE | 120 | 121 | 0.084882 | 0.208 | 0.08 | 261 | 0 | 0.27 | 1 | 1 | cs | TRUE
130 | LV_4170-10_0_6_line_130 | NAYY 4x150 SE | 120 | 122 | 0.032359 | 0.208 | 0.08 | 261 | 0 | 0.27 | 1 | 1 | cs | TRUE
131 | LV_4170-10_0_6_line_131 | NAYY 4x150 SE | 121 | 123 | 0.037463 | 0.208 | 0.08 | 261 | 0 | 0.27 | 1 | 1 | cs | TRUE
132 | LV_4170-10_0_6_line_132 | NAYY 4x150 SE | 123 | 124 | 0.018274 | 0.208 | 0.08 | 261 | 0 | 0.27 | 1 | 1 | cs | TRUE
133 | LV_4170-10_0_6_line_133 | NAYY 4x150 SE | 124 | 125 | 0.021476 | 0.208 | 0.08 | 261 | 0 | 0.27 | 1 | 1 | cs | TRUE
134 | LV_4170-10_0_6_line_134 | NAYY 4x150 SE | 127 | 128 | 0.035069 | 0.208 | 0.08 | 261 | 0 | 0.27 | 1 | 1 | cs | TRUE
135 | LV_4170-10_0_6_line_135 | NAYY 4x150 SE | 127 | 129 | 0.0026545 | 0.208 | 0.08 | 261 | 0 | 0.27 | 1 | 1 | cs | TRUE
136 | LV_4170-10_0_6_line_136 | NAYY 4x150 SE | 129 | 130 | 0.020616 | 0.208 | 0.08 | 261 | 0 | 0.27 | 1 | 1 | cs | TRUE
137 | LV_4170-10_0_6_line_137 | NAYY 4x150 SE | 130 | 138 | 0.0028061 | 0.208 | 0.08 | 261 | 0 | 0.27 | 1 | 1 | cs | TRUE
138 | LV_4170-10_0_6_line_138 | NAYY 4x150 SE | 131 | 132 | 0.022224 | 0.208 | 0.08 | 261 | 0 | 0.27 | 1 | 1 | cs | TRUE
139 | LV_4170-10_0_6_line_139 | NAYY 4x150 SE | 132 | 133 | 0.015608 | 0.208 | 0.08 | 261 | 0 | 0.27 | 1 | 1 | cs | TRUE
140 | LV_4170-10_0_6_line_140 | NAYY 4x150 SE | 134 | 135 | 0.025241 | 0.208 | 0.08 | 261 | 0 | 0.27 | 1 | 1 | cs | TRUE
141 | LV_4170-10_0_6_line_141 | NAYY 4x150 SE | 135 | 136 | 0.019773 | 0.208 | 0.08 | 261 | 0 | 0.27 | 1 | 1 | cs | TRUE
142 | LV_4170-10_0_6_line_142 | NAYY 4x150 SE | 136 | 137 | 0.021015 | 0.208 | 0.08 | 261 | 0 | 0.27 | 1 | 1 | cs | TRUE
143 | LV_4170-10_0_6_line_143 | NAYY 4x150 SE | 138 | 139 | 0.0028076 | 0.208 | 0.08 | 261 | 0 | 0.27 | 1 | 3 | cs | TRUE
144 | LV_4170-10_0_6_line_144 | NAYY 4x150 SE | 138 | 140 | 0.036657 | 0.208 | 0.08 | 261 | 0 | 0.27 | 1 | 3 | cs | TRUE
145 | LV_4170-10_0_6_line_145 | NAYY 4x150 SE | 139 | 142 | 0.014761 | 0.208 | 0.08 | 261 | 0 | 0.27 | 1 | 3 | cs | TRUE
146 | LV_4170-10_0_6_line_146 | NAYY 4x150 SE | 140 | 149 | 0.01207 | 0.208 | 0.08 | 261 | 0 | 0.27 | 1 | 3 | cs | TRUE
147 | LV_4170-10_0_6_line_147 | NAYY 4x150 SE | 141 | 142 | 0.014772 | 0.208 | 0.08 | 261 | 0 | 0.27 | 1 | 3 | cs | TRUE
148 | LV_4170-10_0_6_line_148 | NAYY 4x150 SE | 143 | 144 | 0.0055551 | 0.208 | 0.08 | 261 | 0 | 0.27 | 1 | 1 | cs | TRUE
149 | LV_4170-10_0_6_line_149 | NAYY 4x150 SE | 144 | 145 | 0.011533 | 0.208 | 0.08 | 261 | 0 | 0.27 | 1 | 1 | cs | TRUE
150 | LV_4170-10_0_6_line_150 | NAYY 4x150 SE | 146 | 147 | 0.013563 | 0.208 | 0.08 | 261 | 0 | 0.27 | 1 | 3 | cs | TRUE
151 | LV_4170-10_0_6_line_151 | NAYY 4x150 SE | 147 | 148 | 0.0080267 | 0.208 | 0.08 | 261 | 0 | 0.27 | 1 | 3 | cs | TRUE
152 | LV_4170-10_0_6_line_152 | NAYY 4x150 SE | 148 | 149 | 0.015533 | 0.208 | 0.08 | 261 | 0 | 0.27 | 1 | 3 | cs | TRUE
153 | LV_4170-10_0_6_line_153 | NAYY 4x150 SE | 150 | 151 | 0.056302 | 0.208 | 0.08 | 261 | 0 | 0.27 | 1 | 1 | cs | TRUE
154 | LV_4170-10_0_6_line_154 | NAYY 4x150 SE | 150 | 152 | 0.011018 | 0.208 | 0.08 | 261 | 0 | 0.27 | 1 | 1 | cs | TRUE
155 | LV_4170-10_0_6_line_155 | NAYY 4x150 SE | 152 | 153 | 0.026378 | 0.208 | 0.08 | 261 | 0 | 0.27 | 1 | 1 | cs | TRUE
156 | LV_4170-10_0_6_line_156 | NAYY 4x150 SE | 153 | 162 | 0.11277 | 0.208 | 0.08 | 261 | 0 | 0.27 | 1 | 1 | cs | TRUE
157 | LV_4170-10_0_6_line_157 | NAYY 4x150 SE | 155 | 157 | 0.00021905 | 0.208 | 0.08 | 261 | 0 | 0.27 | 1 | 1 | cs | TRUE
158 | LV_4170-10_0_6_line_158 | NAYY 4x150 SE | 156 | 158 | 0.026892 | 0.208 | 0.08 | 261 | 0 | 0.27 | 1 | 1 | cs | TRUE
159 | LV_4170-10_0_6_line_159 | NAYY 4x150 SE | 156 | 159 | 0.024195 | 0.208 | 0.08 | 261 | 0 | 0.27 | 1 | 1 | cs | TRUE
160 | LV_4170-10_0_6_line_160 | NAYY 4x150 SE | 159 | 160 | 0.021451 | 0.208 | 0.08 | 261 | 0 | 0.27 | 1 | 1 | cs | TRUE
161 | LV_4170-10_0_6_line_161 | NAYY 4x150 SE | 160 | 161 | 0.015804 | 0.208 | 0.08 | 261 | 0 | 0.27 | 1 | 1 | cs | TRUE
162 | LV_4170-10_0_6_line_162 | NAYY 4x150 SE | 161 | 165 | 0.059758 | 0.208 | 0.08 | 261 | 0 | 0.27 | 1 | 1 | cs | TRUE
163 | LV_4170-10_0_6_line_163 | NAYY 4x150 SE | 162 | 163 | 0.038126 | 0.208 | 0.08 | 261 | 0 | 0.27 | 1 | 1 | cs | TRUE
164 | LV_4170-10_0_6_line_164 | NAYY 4x150 SE | 163 | 164 | 0.16632 | 0.208 | 0.08 | 261 | 0 | 0.27 | 1 | 1 | cs | TRUE
165 | LV_4170-10_0_6_line_165 | NAYY 4x150 SE | 164 | 172 | 0.030305 | 0.208 | 0.08 | 261 | 0 | 0.27 | 1 | 1 | cs | TRUE
166 | LV_4170-10_0_6_line_166 | NAYY 4x150 SE | 166 | 167 | 0.014803 | 0.208 | 0.08 | 261 | 0 | 0.27 | 1 | 1 | cs | TRUE
167 | LV_4170-10_0_6_line_167 | NAYY 4x150 SE | 166 | 168 | 0.0045536 | 0.208 | 0.08 | 261 | 0 | 0.27 | 1 | 1 | cs | TRUE
168 | LV_4170-10_0_6_line_168 | NAYY 4x150 SE | 167 | 169 | 0.0034346 | 0.208 | 0.08 | 261 | 0 | 0.27 | 1 | 1 | cs | TRUE
169 | LV_4170-10_0_6_line_169 | NAYY 4x150 SE | 169 | 170 | 0.0033883 | 0.208 | 0.08 | 261 | 0 | 0.27 | 1 | 1 | cs | TRUE
170 | LV_4170-10_0_6_line_170 | NAYY 4x150 SE | 170 | 171 | 0.0053062 | 0.208 | 0.08 | 261 | 0 | 0.27 | 1 | 1 | cs | TRUE
171 | LV_4170-10_0_6_line_171 | NAYY 4x150 SE | 171 | 172 | 0.015081 | 0.208 | 0.08 | 261 | 0 | 0.27 | 1 | 1 | cs | TRUE

## trafo
| name | std_type | hv_bus | lv_bus | sn_mva | vn_hv_kv | vn_lv_kv | vk_percent | vkr_percent | pfe_kw | i0_percent | shift_degree | tap_side | tap_neutral | tap_min | tap_max | tap_step_percent | tap_step_degree | tap_pos | tap_phase_shifter | parallel | df | in_service
0 | LV_4170-10_0_6_trafo_125 | 0.25 MVA 20/0.4 kV | 173 | 146 | 0.25 | 20 | 0.4 | 6 | 1.44 | 0.8 | 0.32 | 150 | hv | 0 | -2 | 2 | 2.5 | 0 | 0 | FALSE | 1 | 1 | TRUE

## line_geodata
| x0 | y0 | x1 | y1 | x2 | y2 | x3 | y3 | x4 | y4 | x5 | y5 | x6 | y6 | x7 | y7 | x8 | y8
0 | 2649541.3178 | 1265704.5723 | 2649538.5938 | 1265696.3168 | 2649536.5725 | 1265679.6544 | 2649537.4456 | 1265649.1396 | 2649537.6475 | 1265647.9324
1 | 2649573.453 | 1265595.947 | 2649546.9486 | 1265622.0884 | 2649540.0455 | 1265633.5945 | 2649537.6475 | 1265647.9324
2 | 2649706.5528 | 1265634.5666 | 2649573.453 | 1265595.947
3 | 2649680.0827 | 1265730.9301 | 2649682.6108 | 1265718.2999
4 | 2649680.0827 | 1265730.9301 | 2649676.9679 | 1265746.4915 | 2649674.7772 | 1265756.7771
5 | 2649688.2821 | 1265693.5815 | 2649686.3364 | 1265701.4485 | 2649684.4735 | 1265708.9939 | 2649682.6108 | 1265718.2999
6 | 2649671.6298 | 1265771.5538 | 2649674.7772 | 1265756.7771
7 | 2649706.5528 | 1265634.5666 | 2649702.2702 | 1265645.7307 | 2649695.2548 | 1265666.9873 | 2649692.8403 | 1265675.6058
8 | 2649706.5528 | 1265634.5666 | 2649715.0581 | 1265612.3948
9 | 2649688.2821 | 1265693.5815 | 2649689.5555 | 1265688.4328 | 2649691.8394 | 1265679.1785 | 2649692.8403 | 1265675.6058
10 | 2649715.927 | 1265610.1297 | 2649715.0581 | 1265612.3948
11 | 2649330.6369 | 1266385.1584 | 2649428.2714 | 1266276.77
12 | 2649428.2714 | 1266276.77 | 2649470.7213 | 1266127.6476
13 | 2649330.6369 | 1266385.1584 | 2649313.2549 | 1266403.9717 | 2649271.6113 | 1266449.5801 | 2649258.9156 | 1266463.4845
14 | 2649470.7213 | 1266127.6476 | 2649480.2131 | 1266120.2285
15 | 2649258.9156 | 1266463.4845 | 2649250.9453 | 1266472.2468
16 | 2649258.9156 | 1266463.4845 | 2649266.9587 | 1266470.3676 | 2649272.4047 | 1266477.8769
17 | 2649523.6453 | 1266124.4034 | 2649510.3712 | 1266116.4198 | 2649510.3712 | 1266116.4198
18 | 2649523.6453 | 1266124.4034 | 2649537.5492 | 1266101.0927
19 | 2649510.3712 | 1266116.4198 | 2649505.3003 | 1266115.7477
20 | 2649564.1203 | 1266056.5459 | 2649559.9475 | 1266063.5408 | 2649537.5492 | 1266101.0927
21 | 2649480.2131 | 1266120.2285 | 2649481.1033 | 1266119.5327 | 2649490.5445 | 1266115.9201 | 2649499.6245 | 1266114.9954 | 2649505.3003 | 1266115.7477
22 | 2649250.9453 | 1266472.2468 | 2649242.993 | 1266468.0108 | 2649233.5106 | 1266466.7198 | 2649231.7035 | 1266466.7492
23 | 2649250.9453 | 1266472.2468 | 2649224.6137 | 1266502.6831 | 2649221.0241 | 1266506.6272
24 | 2649280.5527 | 1266493.1975 | 2649274.8853 | 1266481.2972 | 2649272.4047 | 1266477.8769
25 | 2649231.7035 | 1266466.7492 | 2649230.769 | 1266456.0225 | 2649231.849 | 1266448.3815
26 | 2649231.7035 | 1266466.7492 | 2649217.759 | 1266466.9889 | 2649217.759 | 1266466.9889
27 | 2649195.985 | 1266534.1679 | 2649217.0007 | 1266511.0481 | 2649221.0241 | 1266506.6272
28 | 2649278.0284 | 1266511.5343 | 2649279.6379 | 1266506.3106 | 2649280.5527 | 1266493.1975
29 | 2649564.1203 | 1266056.5459 | 2649565.8599 | 1266053.6296
30 | 2649565.8599 | 1266053.6296 | 2649567.9731 | 1266050.0872 | 2649581.527 | 1266026.3408
31 | 2649658.7424 | 1265975.5831 | 2649581.527 | 1266026.3408
32 | 2649658.7424 | 1265975.5831 | 2649659.7283 | 1265973.2671
33 | 2649659.7283 | 1265973.2671 | 2649666.7972 | 1265956.6615
34 | 2649804.0882 | 1265609.1083 | 2649803.9769 | 1265610.0379 | 2649802.0227 | 1265623.7541
35 | 2649804.4729 | 1265605.8972 | 2649804.0882 | 1265609.1083
36 | 2649800.4779 | 1265634.5971 | 2649802.0227 | 1265623.7541
37 | 2649804.4729 | 1265605.8972 | 2649805.1268 | 1265600.4389
38 | 2649800.4779 | 1265634.5971 | 2649798.4784 | 1265648.6319
39 | 2649805.8109 | 1265594.7287 | 2649805.1268 | 1265600.4389
40 | 2649797.4627 | 1265655.7608 | 2649798.4784 | 1265648.6319
41 | 2649805.8109 | 1265594.7287 | 2649806.3256 | 1265590.4323 | 2649806.0348 | 1265576.3168
42 | 2649793.9306 | 1265686.2533 | 2649795.9746 | 1265676.897 | 2649797.4627 | 1265655.7608
43 | 2649797.4627 | 1265655.7608 | 2649806.1125 | 1265654.1547 | 2649811.8526 | 1265652.0459
44 | 2649806.0348 | 1265576.3168 | 2649805.8565 | 1265567.664
45 | 2649789.4616 | 1265479.2822 | 2649789.9319 | 1265481.6152 | 2649790.9796 | 1265484.4404
46 | 2649805.3732 | 1265544.2092 | 2649805.0858 | 1265530.2559 | 2649803.243 | 1265517.5089 | 2649790.9796 | 1265484.4404
47 | 2649786.9324 | 1265466.7347 | 2649789.4616 | 1265479.2822
48 | 2649805.5997 | 1265555.1997 | 2649805.3732 | 1265544.2092
49 | 2649786.9324 | 1265466.7347 | 2649787.0555 | 1265463.4163
50 | 2649805.5997 | 1265555.1997 | 2649805.8565 | 1265567.664
51 | 2649736.284 | 1265544.1459 | 2649736.0741 | 1265545.8644 | 2649734.6847 | 1265553.5027 | 2649731.3098 | 1265568.0183 | 2649731.0443 | 1265568.7864
52 | 2649731.0443 | 1265568.7864 | 2649730.8677 | 1265569.2976
53 | 2649736.284 | 1265544.1459 | 2649736.9955 | 1265538.3209
54 | 2649724.5624 | 1265587.544 | 2649730.8677 | 1265569.2976
55 | 2649738.7142 | 1265519.3451 | 2649737.4893 | 1265534.279 | 2649736.9955 | 1265538.3209
56 | 2649724.5624 | 1265587.544 | 2649724.4305 | 1265587.9257
57 | 2649738.7142 | 1265519.3451 | 2649728.2467 | 1265519.5128 | 2649720.6404 | 1265517.0026 | 2649715.0101 | 1265510.5172 | 2649710.9341 | 1265504.5853
58 | 2649738.7142 | 1265519.3451 | 2649738.9901 | 1265508.0392
59 | 2649715.927 | 1265610.1297 | 2649724.3024 | 1265588.2963 | 2649724.4305 | 1265587.9257
60 | 2649710.9341 | 1265504.5853 | 2649707.3484 | 1265499.3669 | 2649696.9181 | 1265487.7758
61 | 2649793.9306 | 1265686.2533 | 2649791.7854 | 1265690.3003
62 | 2649793.9306 | 1265686.2533 | 2649805.9287 | 1265691.5697
63 | 2649811.8526 | 1265652.0459 | 2649818.5587 | 1265647.0975
64 | 2649778.7445 | 1265709.1797 | 2649787.259 | 1265698.8396 | 2649791.7854 | 1265690.3003
65 | 2649805.9287 | 1265691.5697 | 2649808.1531 | 1265692.5554 | 2649810.085 | 1265693.6678
66 | 2649839.9571 | 1265640.4352 | 2649835.9131 | 1265640.8404 | 2649823.831 | 1265643.207 | 2649818.5587 | 1265647.0975
67 | 2649778.7445 | 1265709.1797 | 2649774.5918 | 1265714.2227
68 | 2649820.9541 | 1265699.9266 | 2649810.085 | 1265693.6678
69 | 2649848.5236 | 1265639.5769 | 2649839.9571 | 1265640.4352
70 | 2649860.1777 | 1265638.4092 | 2649855.8395 | 1265638.8439
71 | 2649860.1777 | 1265638.4092 | 2649868.5657 | 1265637.5688 | 2649871.8241 | 1265637.1943
72 | 2649848.5236 | 1265639.5769 | 2649855.8395 | 1265638.8439
73 | 2649694.2529 | 1265484.814 | 2649696.9181 | 1265487.7758
74 | 2649671.6298 | 1265771.5538 | 2649663.4662 | 1265796.8815 | 2649660.9776 | 1265802.936
75 | 2649689.7572 | 1265772.8181 | 2649685.8236 | 1265773.2076 | 2649671.6298 | 1265771.5538
76 | 2649660.9776 | 1265802.936 | 2649655.3082 | 1265816.729
77 | 2649689.7572 | 1265772.8181 | 2649692.2308 | 1265772.5698
78 | 2649651.0913 | 1265826.9884 | 2649655.3082 | 1265816.729
79 | 2649692.2308 | 1265772.5698 | 2649695.8911 | 1265772.2025 | 2649709.5486 | 1265766.1103
80 | 2649767.986 | 1265728.9883 | 2649772.4555 | 1265716.817 | 2649774.5918 | 1265714.2227
81 | 2649767.986 | 1265728.9883 | 2649764.4925 | 1265733.0364
82 | 2649767.986 | 1265728.9883 | 2649779.6244 | 1265732.8001 | 2649786.8077 | 1265740.538
83 | 2649757.9822 | 1265739.0003 | 2649758.7203 | 1265738.495 | 2649763.1274 | 1265734.6182 | 2649764.4925 | 1265733.0364
84 | 2649791.06 | 1265746.5805 | 2649788.3843 | 1265742.2362 | 2649786.8077 | 1265740.538
85 | 2649757.9822 | 1265739.0003 | 2649737.1708 | 1265753.2472
86 | 2649791.06 | 1265746.5805 | 2649798.0354 | 1265757.9057
87 | 2649728.5291 | 1265757.832 | 2649733.866 | 1265755.5095 | 2649737.1708 | 1265753.2472
88 | 2649728.0501 | 1265758.0404 | 2649728.5291 | 1265757.832
89 | 2649728.0501 | 1265758.0404 | 2649720.7218 | 1265761.2295
90 | 2649720.7218 | 1265761.2295 | 2649711.2557 | 1265765.3488 | 2649709.5486 | 1265766.1103
91 | 2649844.6223 | 1265715.2719 | 2649830.16 | 1265705.2277 | 2649828.4903 | 1265704.2663
92 | 2649844.6223 | 1265715.2719 | 2649847.4181 | 1265717.2136
93 | 2649828.4903 | 1265704.2663 | 2649820.9541 | 1265699.9266
94 | 2649879.8998 | 1265799.6824 | 2649877.6699 | 1265791.8023 | 2649871.8013 | 1265773.8391
95 | 2649879.8998 | 1265799.6824 | 2649876.0451 | 1265799.6498 | 2649862.7355 | 1265798.5146 | 2649842.9114 | 1265799.3703 | 2649827.0599 | 1265805.0298
96 | 2649827.0599 | 1265805.0298 | 2649849.752 | 1265842.1724
97 | 2649827.0599 | 1265805.0298 | 2649816.3091 | 1265787.5748
98 | 2649798.0354 | 1265757.9057 | 2649816.3091 | 1265787.5748
99 | 2649702.4355 | 1265858.6432 | 2649691.3301 | 1265852.6116 | 2649689.6861 | 1265851.3771
100 | 2649715.8736 | 1265865.316 | 2649707.654 | 1265861.4774 | 2649702.4355 | 1265858.6432
101 | 2649662.8613 | 1265831.2348 | 2649689.6861 | 1265851.3771
102 | 2649715.8736 | 1265865.316 | 2649716.3883 | 1265861.4175 | 2649716.3316 | 1265851.952
103 | 2649715.8736 | 1265865.316 | 2649729.5456 | 1265871.6911
104 | 2649651.0913 | 1265826.9884 | 2649662.8613 | 1265831.2348 | 2649662.8613 | 1265831.2348
105 | 2649716.3316 | 1265851.952 | 2649716.266 | 1265840.987
106 | 2649773.4642 | 1265851.8683 | 2649729.5456 | 1265871.6911
107 | 2649736.1903 | 1265874.7937 | 2649729.5456 | 1265871.6911
108 | 2649651.0913 | 1265826.9884 | 2649632.3847 | 1265873.4217
109 | 2649716.2323 | 1265835.3576 | 2649716.266 | 1265840.987
110 | 2649736.1903 | 1265874.7937 | 2649734.8165 | 1265883.8596
111 | 2649736.1903 | 1265874.7937 | 2649772.239 | 1265887.6854
112 | 2649716.1878 | 1265827.9237 | 2649716.2323 | 1265835.3576
113 | 2649734.8165 | 1265883.8596 | 2649732.4594 | 1265899.4141
114 | 2649799.0108 | 1265893.8472 | 2649799.0108 | 1265893.8472 | 2649777.3935 | 1265889.5288 | 2649772.239 | 1265887.6854
115 | 2649809.1018 | 1265894.593 | 2649799.0108 | 1265893.8472
116 | 2649809.1018 | 1265894.593 | 2649825.6697 | 1265895.8176 | 2649833.7102 | 1265895.5838
117 | 2649853.4796 | 1265893.4368 | 2649843.1641 | 1265895.309 | 2649833.7102 | 1265895.5838
118 | 2649853.4796 | 1265893.4368 | 2649859.2684 | 1265892.3861
119 | 2649732.4594 | 1265899.4141 | 2649731.4529 | 1265906.0559
120 | 2649875.3626 | 1265889.465 | 2649859.2684 | 1265892.3861
121 | 2649859.2814 | 1266021.459 | 2649855.2515 | 1266015.4318 | 2649850.6687 | 1266011.5903 | 2649843.7962 | 1266009.631 | 2649835.8847 | 1266009.4642
122 | 2649822.4094 | 1266017.0286 | 2649827.2057 | 1266013.7053 | 2649835.8847 | 1266009.4642
123 | 2649859.2814 | 1266021.459 | 2649874.9257 | 1266008.962
124 | 2649859.2814 | 1266021.459 | 2649839.2167 | 1266040.3109
125 | 2649822.4094 | 1266017.0286 | 2649803.9051 | 1266029.8501
126 | 2649978.1362 | 1265964.9764 | 2649993.6382 | 1265967.342
127 | 2649978.1362 | 1265964.9764 | 2649973.6471 | 1265964.6758
128 | 2649941.3437 | 1265970.2249 | 2649953.4461 | 1265966.1687 | 2649964.8325 | 1265964.0856 | 2649973.6471 | 1265964.6758
129 | 2649907.5401 | 1265892.3638 | 2649941.3437 | 1265970.2249
130 | 2649875.3626 | 1265889.465 | 2649900.9483 | 1265891.0264 | 2649907.5401 | 1265892.3638
131 | 2649941.3437 | 1265970.2249 | 2649935.6801 | 1265972.1231 | 2649907.6697 | 1265986.5124
132 | 2649907.6697 | 1265986.5124 | 2649906.0379 | 1265987.3507 | 2649892.2904 | 1265996.365
133 | 2649874.9257 | 1266008.962 | 2649883.3858 | 1266002.2038 | 2649892.2904 | 1265996.365
134 | 2649706.3197 | 1265995.2319 | 2649711.2548 | 1265985.6982 | 2649716.1406 | 1265975.0092 | 2649720.8337 | 1265963.3365
135 | 2649721.8239 | 1265960.8736 | 2649720.8337 | 1265963.3365
136 | 2649721.8239 | 1265960.8736 | 2649721.8926 | 1265960.7027 | 2649726.8389 | 1265940.8785
137 | 2649727.5183 | 1265938.1558 | 2649726.8389 | 1265940.8785
138 | 2649785.6376 | 1266042.5075 | 2649803.9051 | 1266029.8501
139 | 2649772.808 | 1266051.397 | 2649785.6376 | 1266042.5075
140 | 2649839.2167 | 1266040.3109 | 2649820.8215 | 1266057.5942
141 | 2649806.4112 | 1266071.1334 | 2649820.8215 | 1266057.5942
142 | 2649791.3251 | 1266085.7467 | 2649793.7732 | 1266083.0076 | 2649806.4112 | 1266071.1334
143 | 2649727.5183 | 1265938.1558 | 2649727.871 | 1265935.3705
144 | 2649727.5183 | 1265938.1558 | 2649704.5872 | 1265928.923 | 2649694.6015 | 1265924.7027 | 2649693.5373 | 1265924.4405
145 | 2649729.6788 | 1265920.7205 | 2649728.7925 | 1265928.0925 | 2649727.871 | 1265935.3705
146 | 2649681.6519 | 1265922.8704 | 2649681.6519 | 1265922.8704 | 2649687.3585 | 1265922.9184 | 2649693.5373 | 1265924.4405
147 | 2649729.6788 | 1265920.7205 | 2649731.3993 | 1265906.4098 | 2649731.4529 | 1265906.0559
148 | 2649715.4734 | 1265810.8507 | 2649715.7116 | 1265816.4008
149 | 2649716.1878 | 1265827.9237 | 2649716.1848 | 1265827.4243 | 2649715.7116 | 1265816.4008
150 | 2649671.9326 | 1265944.1126 | 2649670.7318 | 1265947.4188 | 2649666.7972 | 1265956.6615
151 | 2649671.9326 | 1265944.1126 | 2649674.6728 | 1265936.5681
152 | 2649681.6519 | 1265922.8704 | 2649678.6853 | 1265926.4703 | 2649676.0344 | 1265932.8193 | 2649674.6728 | 1265936.5681
153 | 2649278.0284 | 1266511.5343 | 2649282.3001 | 1266515.6729 | 2649286.904 | 1266511.5639 | 2649290.3577 | 1266510.881 | 2649298.7575 | 1266514.6983 | 2649307.8515 | 1266520.1336 | 2649316.0574 | 1266522.8373 | 2649322.9223 | 1266527.4535 | 2649326.3598 | 1266529.6059
154 | 2649278.0284 | 1266511.5343 | 2649275.1265 | 1266516.4693 | 2649271.5252 | 1266520.3488
155 | 2649271.5252 | 1266520.3488 | 2649261.2782 | 1266531.3871 | 2649254.8765 | 1266540.7188
156 | 2649254.8765 | 1266540.7188 | 2649248.559 | 1266549.928 | 2649239.5956 | 1266565.865 | 2649220.5503 | 1266594.6609 | 2649208.2082 | 1266611.3481 | 2649191.4699 | 1266633.8398
157 | 2649217.564 | 1266467.0887 | 2649217.759 | 1266466.9889
158 | 2649195.985 | 1266534.1679 | 2649190.8003 | 1266527.5644 | 2649189.0363 | 1266521.512 | 2649190.6958 | 1266515.6882 | 2649193.9688 | 1266510.4783
159 | 2649195.985 | 1266534.1679 | 2649180.1526 | 1266552.4632
160 | 2649180.1526 | 1266552.4632 | 2649166.1155 | 1266568.684
161 | 2649155.774 | 1266580.6342 | 2649166.1155 | 1266568.684
162 | 2649155.774 | 1266580.6342 | 2649120.2669 | 1266539.4647 | 2649116.8967 | 1266535.256
163 | 2649168.3366 | 1266664.1328 | 2649173.8647 | 1266657.4962 | 2649191.4699 | 1266633.8398
164 | 2649168.3366 | 1266664.1328 | 2649033.9824 | 1266762.178
165 | 2649033.9824 | 1266762.178 | 2649028.0587 | 1266791.898
166 | 2649020.7191 | 1266833.2583 | 2649023.0783 | 1266818.6442
167 | 2649020.7191 | 1266833.2583 | 2649019.9933 | 1266837.7537
168 | 2649023.6257 | 1266815.2535 | 2649023.0783 | 1266818.6442
169 | 2649023.6257 | 1266815.2535 | 2649024.1657 | 1266811.9085
170 | 2649025.1108 | 1266806.6881 | 2649024.5723 | 1266809.39 | 2649024.1657 | 1266811.9085
171 | 2649025.1108 | 1266806.6881 | 2649028.0587 | 1266791.898

## bus_geodata
| x | y | coords
0 | 2649541.3178 | 1265704.5723
1 | 2649537.6475 | 1265647.9324
2 | 2649573.453 | 1265595.947
3 | 2649680.0827 | 1265730.93
4 | 2649682.6108 | 1265718.2999
5 | 2649674.7772 | 1265756.7771
6 | 2649706.5528 | 1265634.5666
7 | 2649688.2821 | 1265693.5815
8 | 2649692.8403 | 1265675.6058
9 | 2649715.0581 | 1265612.3948
10 | 2649428.2714 | 1266276.77
11 | 2649330.6369 | 1266385.1584
12 | 2649470.7213 | 1266127.6476
13 | 2649258.9156 | 1266463.4845
14 | 2649523.6453 | 1266124.4034
15 | 2649510.3712 | 1266116.4198
16 | 2649537.5492 | 1266101.0927
17 | 2649505.3003 | 1266115.7477
18 | 2649480.2131 | 1266120.2285
19 | 2649250.9453 | 1266472.2468
20 | 2649272.4047 | 1266477.8769
21 | 2649231.7035 | 1266466.7492
22 | 2649221.0241 | 1266506.6272
23 | 2649280.5527 | 1266493.1975
24 | 2649564.1203 | 1266056.5459
25 | 2649565.8599 | 1266053.6296
26 | 2649658.7424 | 1265975.5831
27 | 2649581.527 | 1266026.3408
28 | 2649659.7283 | 1265973.2671
29 | 2649804.0882 | 1265609.1083
30 | 2649802.0227 | 1265623.7541
31 | 2649804.4729 | 1265605.8972
32 | 2649800.4779 | 1265634.5971
33 | 2649805.1268 | 1265600.4389
34 | 2649798.4784 | 1265648.6319
35 | 2649805.8109 | 1265594.7287
36 | 2649797.4627 | 1265655.7608
37 | 2649806.0348 | 1265576.3168
38 | 2649790.9796 | 1265484.4404
39 | 2649789.4616 | 1265479.2822
40 | 2649805.3732 | 1265544.2092
41 | 2649786.9324 | 1265466.7347
42 | 2649805.5997 | 1265555.1997
43 | 2649787.0555 | 1265463.4163
44 | 2649805.8565 | 1265567.664
45 | 2649731.0443 | 1265568.7864
46 | 2649736.284 | 1265544.1459
47 | 2649730.8677 | 1265569.2976
48 | 2649736.9955 | 1265538.3209
49 | 2649724.5624 | 1265587.544
50 | 2649738.7142 | 1265519.3451
51 | 2649724.4305 | 1265587.9257
52 | 2649710.9341 | 1265504.5853
53 | 2649738.9901 | 1265508.0392
54 | 2649715.927 | 1265610.1297
55 | 2649793.9306 | 1265686.2533
56 | 2649811.8526 | 1265652.0459
57 | 2649791.7854 | 1265690.3003
58 | 2649805.9287 | 1265691.5697
59 | 2649818.5587 | 1265647.0975
60 | 2649778.7445 | 1265709.1797
61 | 2649810.085 | 1265693.6678
62 | 2649839.9571 | 1265640.4352
63 | 2649860.1777 | 1265638.4092
64 | 2649855.8395 | 1265638.8439
65 | 2649871.8241 | 1265637.1943
66 | 2649848.5236 | 1265639.5769
67 | 2649696.9181 | 1265487.7758
68 | 2649694.2529 | 1265484.814
69 | 2649671.6298 | 1265771.5538
70 | 2649660.9776 | 1265802.936
71 | 2649689.7572 | 1265772.8181
72 | 2649655.3082 | 1265816.729
73 | 2649692.2308 | 1265772.5698
74 | 2649774.5918 | 1265714.2227
75 | 2649767.986 | 1265728.9883
76 | 2649764.4925 | 1265733.0364
77 | 2649786.8077 | 1265740.538
78 | 2649757.9821 | 1265739.0003
79 | 2649791.06 | 1265746.5805
80 | 2649737.1708 | 1265753.2472
81 | 2649728.5291 | 1265757.832
82 | 2649728.0501 | 1265758.0404
83 | 2649720.7218 | 1265761.2295
84 | 2649844.6223 | 1265715.2719
85 | 2649828.4903 | 1265704.2663
86 | 2649847.4181 | 1265717.2136
87 | 2649820.9541 | 1265699.9266
88 | 2649871.8013 | 1265773.8391
89 | 2649879.8998 | 1265799.6824
90 | 2649827.0599 | 1265805.0298
91 | 2649798.0354 | 1265757.9057
92 | 2649816.3091 | 1265787.5748
93 | 2649849.752 | 1265842.1724
94 | 2649702.4355 | 1265858.6432
95 | 2649689.6861 | 1265851.3771
96 | 2649715.8736 | 1265865.316
97 | 2649662.8613 | 1265831.2348
98 | 2649716.3316 | 1265851.952
99 | 2649729.5456 | 1265871.6911
100 | 2649651.0913 | 1265826.9884
101 | 2649716.266 | 1265840.987
102 | 2649773.4642 | 1265851.8683
103 | 2649736.1903 | 1265874.7937
104 | 2649632.3847 | 1265873.4217
105 | 2649716.2323 | 1265835.3576
106 | 2649734.8165 | 1265883.8596
107 | 2649772.239 | 1265887.6854
108 | 2649799.0108 | 1265893.8472
109 | 2649809.1018 | 1265894.593
110 | 2649833.7102 | 1265895.5838
111 | 2649853.4796 | 1265893.4368
112 | 2649732.4594 | 1265899.4141
113 | 2649859.2684 | 1265892.3861
114 | 2649835.8847 | 1266009.4642
115 | 2649859.2814 | 1266021.459
116 | 2649822.4094 | 1266017.0286
117 | 2649993.6382 | 1265967.342
118 | 2649978.1363 | 1265964.9764
119 | 2649973.6471 | 1265964.6758
120 | 2649907.5401 | 1265892.3638
121 | 2649941.3437 | 1265970.2249
122 | 2649875.3626 | 1265889.465
123 | 2649907.6697 | 1265986.5124
124 | 2649892.2904 | 1265996.365
125 | 2649874.9257 | 1266008.962
126 | 2649709.5486 | 1265766.1103
127 | 2649720.8337 | 1265963.3365
128 | 2649706.3197 | 1265995.2319
129 | 2649721.8239 | 1265960.8736
130 | 2649726.8389 | 1265940.8785
131 | 2649803.9051 | 1266029.8501
132 | 2649785.6376 | 1266042.5075
133 | 2649772.808 | 1266051.397
134 | 2649839.2167 | 1266040.3109
135 | 2649820.8215 | 1266057.5942
136 | 2649806.4112 | 1266071.1334
137 | 2649791.3251 | 1266085.7467
138 | 2649727.5183 | 1265938.1558
139 | 2649727.871 | 1265935.3705
140 | 2649693.5373 | 1265924.4405
141 | 2649731.4529 | 1265906.0559
142 | 2649729.6788 | 1265920.7205
143 | 2649715.4734 | 1265810.8507
144 | 2649715.7116 | 1265816.4008
145 | 2649716.1878 | 1265827.9237
146 | 2649666.7972 | 1265956.6615
147 | 2649671.9326 | 1265944.1126
148 | 2649674.6728 | 1265936.5681
149 | 2649681.6519 | 1265922.8704
150 | 2649278.0284 | 1266511.5343
151 | 2649326.3598 | 1266529.6059
152 | 2649271.5252 | 1266520.3488
153 | 2649254.8765 | 1266540.7188
154 | 2649231.849 | 1266448.3815
155 | 2649217.759 | 1266466.9889
156 | 2649195.985 | 1266534.1679
157 | 2649217.564 | 1266467.0887
158 | 2649193.9688 | 1266510.4783
159 | 2649180.1526 | 1266552.4632
160 | 2649166.1155 | 1266568.684
161 | 2649155.774 | 1266580.6342
162 | 2649191.4699 | 1266633.8398
163 | 2649168.3366 | 1266664.1329
164 | 2649033.9824 | 1266762.178
165 | 2649116.8967 | 1266535.256
166 | 2649020.7191 | 1266833.2583
167 | 2649023.0783 | 1266818.6442
168 | 2649019.9933 | 1266837.7537
169 | 2649023.6257 | 1266815.2535
170 | 2649024.1657 | 1266811.9085
171 | 2649025.1108 | 1266806.6881
172 | 2649028.0587 | 1266791.898
173 | 2649658.7424 | 1265975.5831

## line_std_types
| c_nf_per_km | r_ohm_per_km | x_ohm_per_km | max_i_ka | type | q_mm2 | alpha | voltage_rating
NAYY 4x50 SE | 210 | 0.642 | 0.083 | 0.142 | cs | 50 | 0.00403 | LV
NAYY 4x120 SE | 264 | 0.225 | 0.08 | 0.242 | cs | 120 | 0.00403 | LV
NAYY 4x150 SE | 261 | 0.208 | 0.08 | 0.27 | cs | 150 | 0.00403 | LV
NA2XS2Y 1x95 RM/25 12/20 kV | 216 | 0.313 | 0.132 | 0.252 | cs | 95 | 0.00403 | MV
NA2XS2Y 1x185 RM/25 12/20 kV | 273 | 0.161 | 0.117 | 0.362 | cs | 185 | 0.00403 | MV
NA2XS2Y 1x240 RM/25 12/20 kV | 304 | 0.122 | 0.112 | 0.421 | cs | 240 | 0.00403 | MV
NA2XS2Y 1x95 RM/25 6/10 kV | 315 | 0.313 | 0.123 | 0.249 | cs | 95 | 0.00403 | MV
NA2XS2Y 1x185 RM/25 6/10 kV | 406 | 0.161 | 0.11 | 0.358 | cs | 185 | 0.00403 | MV
NA2XS2Y 1x240 RM/25 6/10 kV | 456 | 0.122 | 0.105 | 0.416 | cs | 240 | 0.00403 | MV
NA2XS2Y 1x150 RM/25 12/20 kV | 250 | 0.206 | 0.116 | 0.319 | cs | 150 | 0.00403 | MV
NA2XS2Y 1x120 RM/25 12/20 kV | 230 | 0.253 | 0.119 | 0.283 | cs | 120 | 0.00403 | MV
NA2XS2Y 1x70 RM/25 12/20 kV | 190 | 0.443 | 0.132 | 0.22 | cs | 70 | 0.00403 | MV
NA2XS2Y 1x150 RM/25 6/10 kV | 360 | 0.206 | 0.11 | 0.315 | cs | 150 | 0.00403 | MV
NA2XS2Y 1x120 RM/25 6/10 kV | 340 | 0.253 | 0.113 | 0.28 | cs | 120 | 0.00403 | MV
NA2XS2Y 1x70 RM/25 6/10 kV | 280 | 0.443 | 0.123 | 0.217 | cs | 70 | 0.00403 | MV
N2XS(FL)2Y 1x120 RM/35 64/110 kV | 112 | 0.153 | 0.166 | 0.366 | cs | 120 | 0.00393 | HV
N2XS(FL)2Y 1x185 RM/35 64/110 kV | 125 | 0.099 | 0.156 | 0.457 | cs | 185 | 0.00393 | HV
N2XS(FL)2Y 1x240 RM/35 64/110 kV | 135 | 0.075 | 0.149 | 0.526 | cs | 240 | 0.00393 | HV
N2XS(FL)2Y 1x300 RM/35 64/110 kV | 144 | 0.06 | 0.144 | 0.588 | cs | 300 | 0.00393 | HV
15-AL1/3-ST1A 0.4 | 11 | 1.8769 | 0.35 | 0.105 | ol | 16 | 0.00403 | LV
24-AL1/4-ST1A 0.4 | 11.25 | 1.2012 | 0.335 | 0.14 | ol | 24 | 0.00403 | LV
48-AL1/8-ST1A 0.4 | 12.2 | 0.5939 | 0.3 | 0.21 | ol | 48 | 0.00403 | LV
94-AL1/15-ST1A 0.4 | 13.2 | 0.306 | 0.29 | 0.35 | ol | 94 | 0.00403 | LV
34-AL1/6-ST1A 10.0 | 9.7 | 0.8342 | 0.36 | 0.17 | ol | 34 | 0.00403 | MV
48-AL1/8-ST1A 10.0 | 10.1 | 0.5939 | 0.35 | 0.21 | ol | 48 | 0.00403 | MV
70-AL1/11-ST1A 10.0 | 10.4 | 0.4132 | 0.339 | 0.29 | ol | 70 | 0.00403 | MV
94-AL1/15-ST1A 10.0 | 10.75 | 0.306 | 0.33 | 0.35 | ol | 94 | 0.00403 | MV
122-AL1/20-ST1A 10.0 | 11.1 | 0.2376 | 0.323 | 0.41 | ol | 122 | 0.00403 | MV
149-AL1/24-ST1A 10.0 | 11.25 | 0.194 | 0.315 | 0.47 | ol | 149 | 0.00403 | MV
34-AL1/6-ST1A 20.0 | 9.15 | 0.8342 | 0.382 | 0.17 | ol | 34 | 0.00403 | MV
48-AL1/8-ST1A 20.0 | 9.5 | 0.5939 | 0.372 | 0.21 | ol | 48 | 0.00403 | MV
70-AL1/11-ST1A 20.0 | 9.7 | 0.4132 | 0.36 | 0.29 | ol | 70 | 0.00403 | MV
94-AL1/15-ST1A 20.0 | 10 | 0.306 | 0.35 | 0.35 | ol | 94 | 0.00403 | MV
122-AL1/20-ST1A 20.0 | 10.3 | 0.2376 | 0.344 | 0.41 | ol | 122 | 0.00403 | MV
149-AL1/24-ST1A 20.0 | 10.5 | 0.194 | 0.337 | 0.47 | ol | 149 | 0.00403 | MV
184-AL1/30-ST1A 20.0 | 10.75 | 0.1571 | 0.33 | 0.535 | ol | 184 | 0.00403 | MV
243-AL1/39-ST1A 20.0 | 11 | 0.1188 | 0.32 | 0.645 | ol | 243 | 0.00403 | MV
48-AL1/8-ST1A 110.0 | 8 | 0.5939 | 0.46 | 0.21 | ol | 48 | 0.00403 | HV
70-AL1/11-ST1A 110.0 | 8.4 | 0.4132 | 0.45 | 0.29 | ol | 70 | 0.00403 | HV
94-AL1/15-ST1A 110.0 | 8.65 | 0.306 | 0.44 | 0.35 | ol | 94 | 0.00403 | HV
122-AL1/20-ST1A 110.0 | 8.5 | 0.2376 | 0.43 | 0.41 | ol | 122 | 0.00403 | HV
149-AL1/24-ST1A 110.0 | 8.75 | 0.194 | 0.41 | 0.47 | ol | 149 | 0.00403 | HV
184-AL1/30-ST1A 110.0 | 8.8 | 0.1571 | 0.4 | 0.535 | ol | 184 | 0.00403 | HV
243-AL1/39-ST1A 110.0 | 9 | 0.1188 | 0.39 | 0.645 | ol | 243 | 0.00403 | HV
305-AL1/39-ST1A 110.0 | 9.2 | 0.0949 | 0.38 | 0.74 | ol | 305 | 0.00403 | HV
490-AL1/64-ST1A 110.0 | 9.75 | 0.059 | 0.37 | 0.96 | ol | 490 | 0.00403 | HV
679-AL1/86-ST1A 110.0 | 9.95 | 0.042 | 0.36 | 1.15 | ol | 679 | 0.00403 | HV
490-AL1/64-ST1A 220.0 | 10 | 0.059 | 0.285 | 0.96 | ol | 490 | 0.00403 | HV
679-AL1/86-ST1A 220.0 | 11.7 | 0.042 | 0.275 | 1.15 | ol | 679 | 0.00403 | HV
490-AL1/64-ST1A 380.0 | 11 | 0.059 | 0.253 | 0.96 | ol | 490 | 0.00403 | HV
679-AL1/86-ST1A 380.0 | 14.6 | 0.042 | 0.25 | 1.15 | ol | 679 | 0.00403 | HV

## trafo_std_types
| i0_percent | pfe_kw | vkr_percent | sn_mva | vn_lv_kv | vn_hv_kv | vk_percent | shift_degree | vector_group | tap_side | tap_neutral | tap_min | tap_max | tap_step_degree | tap_step_percent | tap_phase_shifter
160 MVA 380/110 kV | 0.06 | 60 | 0.25 | 160 | 110 | 380 | 12.2 | 0 | Yy0 | hv | 0 | -9 | 9 | 0 | 1.5 | FALSE
100 MVA 220/110 kV | 0.06 | 55 | 0.26 | 100 | 110 | 220 | 12 | 0 | Yy0 | hv | 0 | -9 | 9 | 0 | 1.5 | FALSE
63 MVA 110/20 kV | 0.04 | 22 | 0.32 | 63 | 20 | 110 | 18 | 150 | YNd5 | hv | 0 | -9 | 9 | 0 | 1.5 | FALSE
40 MVA 110/20 kV | 0.05 | 18 | 0.34 | 40 | 20 | 110 | 16.2 | 150 | YNd5 | hv | 0 | -9 | 9 | 0 | 1.5 | FALSE
25 MVA 110/20 kV | 0.07 | 14 | 0.41 | 25 | 20 | 110 | 12 | 150 | YNd5 | hv | 0 | -9 | 9 | 0 | 1.5 | FALSE
63 MVA 110/10 kV | 0.04 | 22 | 0.32 | 63 | 10 | 110 | 18 | 150 | YNd5 | hv | 0 | -9 | 9 | 0 | 1.5 | FALSE
40 MVA 110/10 kV | 0.05 | 18 | 0.34 | 40 | 10 | 110 | 16.2 | 150 | YNd5 | hv | 0 | -9 | 9 | 0 | 1.5 | FALSE
25 MVA 110/10 kV | 0.07 | 14 | 0.41 | 25 | 10 | 110 | 12 | 150 | YNd5 | hv | 0 | -9 | 9 | 0 | 1.5 | FALSE
0.25 MVA 20/0.4 kV | 0.32 | 0.8 | 1.44 | 0.25 | 0.4 | 20 | 6 | 150 | Yzn5 | hv | 0 | -2 | 2 | 0 | 2.5 | FALSE
0.4 MVA 20/0.4 kV | 0.3375 | 1.35 | 1.425 | 0.4 | 0.4 | 20 | 6 | 150 | Dyn5 | hv | 0 | -2 | 2 | 0 | 2.5 | FALSE
0.63 MVA 20/0.4 kV | 0.2619 | 1.65 | 1.206 | 0.63 | 0.4 | 20 | 6 | 150 | Dyn5 | hv | 0 | -2 | 2 | 0 | 2.5 | FALSE
0.25 MVA 10/0.4 kV | 0.24 | 0.6 | 1.2 | 0.25 | 0.4 | 10 | 4 | 150 | Dyn5 | hv | 0 | -2 | 2 | 0 | 2.5 | FALSE
0.4 MVA 10/0.4 kV | 0.2375 | 0.95 | 1.325 | 0.4 | 0.4 | 10 | 4 | 150 | Dyn5 | hv | 0 | -2 | 2 | 0 | 2.5 | FALSE
0.63 MVA 10/0.4 kV | 0.1873 | 1.18 | 1.0794 | 0.63 | 0.4 | 10 | 4 | 150 | Dyn5 | hv | 0 | -2 | 2 | 0 | 2.5 | FALSE

## trafo3w_std_types
| sn_hv_mva | sn_mv_mva | sn_lv_mva | vn_hv_kv | vn_mv_kv | vn_lv_kv | vk_hv_percent | vk_mv_percent | vk_lv_percent | vkr_hv_percent | vkr_mv_percent | vkr_lv_percent | pfe_kw | i0_percent | shift_mv_degree | shift_lv_degree | vector_group | tap_side | tap_neutral | tap_min | tap_max | tap_step_percent
63/25/38 MVA 110/20/10 kV | 63 | 25 | 38 | 110 | 20 | 10 | 10.4 | 10.4 | 10.4 | 0.28 | 0.32 | 0.35 | 35 | 0.89 | 0 | 0 | YN0yn0yn0 | hv | 0 | -10 | 10 | 1.2
63/25/38 MVA 110/10/10 kV | 63 | 25 | 38 | 110 | 10 | 10 | 10.4 | 10.4 | 10.4 | 0.28 | 0.32 | 0.35 | 35 | 0.89 | 0 | 0 | YN0yn0yn0 | hv | 0 | -10 | 10 | 1.2

## fuse_std_types
| fuse_type | i_rated_a | t_avg | t_min | t_total | x_avg | x_min | x_total
HV 100A | HV 100A | 100 | 0 | [10.0, 3.64, 0.854, 0.281, 0.1, 0.0531, 0.022, 0.01] | [10.0, 4.267, 1.21, 0.403, 0.1, 0.058, 0.022, 0.01] | 0 | [300.0, 350.0, 450.0, 550.0, 700.0, 850.0, 1200.0, 1752.0] | [600.0, 700.0, 900.0, 1150.0, 1665.0, 2000.0, 3000.0, 4313.0]
HV 10A | HV 10A | 10 | 0 | [10.0, 1675.0, 0.344, 0.156, 0.1, 0.0417, 0.0171, 0.01] | [10.0, 1.3, 0.3, 0.155, 0.1, 0.0555, 0.023, 0.01] | 0 | [30.0, 32.0, 35.0, 37.0, 39.0, 50.0, 70.0, 88.0] | [60.0, 70.0, 80.0, 87.0, 94.0, 110.0, 150.0, 216.0]
HV 125A | HV 125A | 125 | 0 | [10.0, 1.82, 0.344, 0.1, 0.0467, 0.0269, 0.01] | [10.0, 2.478, 0.426, 0.1, 0.0427, 0.0211, 0.01] | 0 | [375.0, 500.0, 700.0, 925.0, 1200.0, 1500.0, 2341.0] | [750.0, 1000.0, 1500.0, 2200.0, 3000.0, 4000.0, 5765.0]
HV 160A | HV 160A | 160 | 0 | [10.0, 4.15, 1.03, 0.198, 0.1, 0.051, 0.0172, 0.01] | [10.0, 2.3, 0.734, 0.274, 0.1, 0.046, 0.0177, 0.01] | 0 | [480.0, 550.0, 700.0, 1000.0, 1260.0, 1600.0, 2500.0, 3227.0] | [960.0, 1300.0, 1700.0, 2200.0, 2996.0, 4000.0, 6000.0, 7946.0]
HV 16A | HV 16A | 16 | 0 | [10.0, 0.352, 0.164, 0.1, 0.0649, 0.0342, 0.01] | [10.0, 2.34, 0.722, 0.181, 0.1, 0.055, 0.0296, 0.01] | 0 | [48.0, 60.0, 65.0, 71.0, 80.0, 100.0, 162.0] | [96.0, 110.0, 125.0, 150.0, 168.0, 200.0, 250.0, 398.0]
HV 200A | HV 200A | 200 | 0 | [10.0, 4.267, 1.21, 0.403, 0.1, 0.058, 0.022, 0.01] | [10.0, 3.73, 1.654, 0.328, 0.1, 0.0531, 0.019, 0.01] | 0 | [600.0, 700.0, 900.0, 1150.0, 1665.0, 2000.0, 3000.0, 4313.0] | [1200.0, 1500.0, 1800.0, 2700.0, 3960.0, 5000.0, 7500.0, 10620.0]
HV 20A | HV 20A | 20 | 0 | [10.0, 1.3, 0.3, 0.155, 0.1, 0.0555, 0.023, 0.01] | [10.0, 1.3, 0.161, 0.1, 0.0611, 0.0399, 0.0141, 0.01] | 0 | [60.0, 70.0, 80.0, 87.0, 94.0, 110.0, 150.0, 216.0] | [120.0, 150.0, 200.0, 223.0, 260.0, 300.0, 450.0, 532.0]
HV 25A | HV 25A | 25 | 0 | [10.0, 2.512, 0.833, 0.299, 0.1, 0.0372, 0.0223, 0.01] | [10.0, 3.125, 0.597, 0.198, 0.1, 0.0378, 0.022, 0.01] | 0 | [75.0, 82.0, 90.0, 100.0, 124.0, 170.0, 200.0, 289.0] | [150.0, 170.0, 210.0, 250.0, 294.0, 400.0, 500.0, 711.0]
HV 31.5A | HV 31.5A | 31.5 | 0 | [10.0, 2.34, 0.722, 0.181, 0.1, 0.055, 0.0296, 0.01] | [10.0, 2.84, 0.368, 0.164, 0.1, 0.0621, 0.0378, 0.0195, 0.01] | 0 | [95.0, 110.0, 125.0, 150.0, 165.0, 200.0, 250.0, 390.0] | [189.0, 220.0, 300.0, 350.0, 393.0, 450.0, 530.0, 700.0, 960.0]
HV 40A | HV 40A | 40 | 0 | [10.0, 1.3, 0.161, 0.1, 0.0611, 0.0399, 0.0141, 0.01] | [10.0, 2.05, 0.369, 0.198, 0.1, 0.051, 0.0298, 0.01] | 0 | [120.0, 150.0, 200.0, 223.0, 260.0, 300.0, 450.0, 532.0] | [240.0, 300.0, 400.0, 450.0, 530.0, 650.0, 800.0, 1311.0]
HV 50A | HV 50A | 50 | 0 | [10.0, 3.215, 0.597, 0.198, 0.1, 0.0378, 0.022, 0.01] | [10.0, 3.64, 0.854, 0.281, 0.1, 0.0531, 0.022, 0.01] | 0 | [150.0, 170.0, 210.0, 250.0, 294.0, 400.0, 500.0, 711.0] | [300.0, 350.0, 450.0, 550.0, 700.0, 850.0, 1200.0, 1752.0]
HV 6.3A | HV 6.3A | 6.3 | 0 | [10.0, 1.39, 0.344, 0.168, 0.1, 0.056, 0.0263, 0.01] | [10.0, 1.711, 0.516, 0.198, 0.1, 0.0634, 0.0303, 0.01] | 0 | [19.0, 19.5, 20.4, 20.8, 22.0, 25.0, 32.0, 48.0] | [38.0, 40.0, 43.0, 48.0, 53.0, 60.0, 75.0, 118.0]
HV 63A | HV 63A | 63 | 0 | [10.0, 2.84, 0.368, 0.164, 0.1, 0.0621, 0.0378, 0.0195, 0.01] | [10.0, 1.82, 0.344, 0.1, 0.0467, 0.0269, 0.01] | 0 | [189.0, 220.0, 300.0, 350.0, 393.0, 450.0, 530.0, 700.0, 961.0] | [378.0, 500.0, 700.0, 934.0, 1200.0, 1500.0, 2366.0]
HV 80A | HV 80A | 80 | 0 | [10.0, 2.05, 0.369, 0.198, 0.1, 0.051, 0.0298, 0.01] | [10.0, 4.15, 1.03, 0.198, 0.1, 0.051, 0.0172, 0.01] | 0 | [240.0, 300.0, 400.0, 450.0, 530.0, 650.0, 800.0, 1311.0] | [480.0, 550.0, 700.0, 1000.0, 1260.0, 1600.0, 2500.0, 3227.0]
Siemens NH-1-100 | Siemens NH-1-100 | 100 | [5400.0, 2000.0, 400.0, 20.0, 1.0, 0.2, 0.012, 0.004] | 0 | 0 | [150.0, 190.0, 250.0, 430.0, 900.0, 1250.0, 2700.0, 3600.0] | 0 | 0
Siemens NH-1-125 | Siemens NH-1-125 | 125 | [4800.0, 120.0, 7.0, 0.1, 0.004] | 0 | 0 | [180.0, 400.0, 740.0, 2000.0, 4250.0] | 0 | 0
Siemens NH-1-16 | Siemens NH-1-16 | 16 | [4000.0, 400.0, 2.0, 0.1, 0.04, 0.01] | 0 | 0 | [26.0, 35.0, 75.0, 150.0, 200.0, 300.0] | 0 | 0
Siemens NH-1-160 | Siemens NH-1-160 | 160 | [4800.0, 120.0, 7.0, 0.1, 0.004] | 0 | 0 | [210.0, 500.0, 900.0, 2300.0, 5000.0] | 0 | 0
Siemens NH-1-25 | Siemens NH-1-25 | 25 | [4000.0, 1000.0, 10.0, 0.2, 0.02, 0.01] | 0 | 0 | [40.0, 50.0, 100.0, 210.0, 400.0, 500.0] | 0 | 0
Siemens NH-1-50 | Siemens NH-1-50 | 50 | [4000.0, 40.0, 4.0, 1.0, 0.02, 0.01] | 0 | 0 | [86.0, 200.0, 300.0, 400.0, 1000.0, 1280.0] | 0 | 0
Siemens NH-1-63 | Siemens NH-1-63 | 63 | [4000.0, 100.0, 10.0, 2.0, 0.04, 0.01] | 0 | 0 | [100.0, 200.0, 300.0, 400.0, 1000.0, 1500.0] | 0 | 0
Siemens NH-1-80 | Siemens NH-1-80 | 80 | [4800.0, 120.0, 7.0, 0.1, 0.01] | 0 | 0 | [150.58, 250.0, 450.0, 1150.0, 2470.0] | 0 | 0
Siemens NH-2-1000 | Siemens NH-2-1000 | 1000 | [4800.0, 120.0, 7.0, 0.1, 0.004] | 0 | 0 | [1900.0, 3500.0, 8400.0, 24000.0, 52000.0] | 0 | 0
Siemens NH-2-200 | Siemens NH-2-200 | 200 | [4800.0, 120.0, 7.0, 0.1, 0.004] | 0 | 0 | [280.0, 650.0, 1200.0, 3000.0, 7000.0] | 0 | 0
Siemens NH-2-224 | Siemens NH-2-224 | 224 | [4800.0, 120.0, 7.0, 0.2, 0.04, 0.004] | 0 | 0 | [400.0, 750.0, 1453.0, 3025.0, 4315.0, 7600.0] | 0 | 0
Siemens NH-2-250 | Siemens NH-2-250 | 250 | [4800.0, 120.0, 7.0, 0.1, 0.004] | 0 | 0 | [450.0, 800.0, 1650.0, 4000.0, 8500.0] | 0 | 0
Siemens NH-2-315 | Siemens NH-2-315 | 315 | [4800.0, 120.0, 7.0, 0.1, 0.004] | 0 | 0 | [550.0, 920.0, 1900.0, 5000.0, 11000.0] | 0 | 0
Siemens NH-2-355 | Siemens NH-2-355 | 355 | [4800.0, 120.0, 6.0, 0.1, 0.004] | 0 | 0 | [650.0, 1116.27, 2350.0, 5840.0, 12790.0] | 0 | 0
Siemens NH-2-400 | Siemens NH-2-400 | 400 | [4800.0, 120.0, 7.0, 0.1, 0.004] | 0 | 0 | [720.0, 1350.0, 2800.0, 6500.0, 15000.0] | 0 | 0
Siemens NH-2-425 | Siemens NH-2-425 | 425 | [4800.0, 120.0, 7.0, 0.1, 0.004] | 0 | 0 | [850.0, 1500.0, 3050.0, 7500.0, 16500.0] | 0 | 0
Siemens NH-2-630 | Siemens NH-2-630 | 630 | [4800.0, 120.0, 7.0, 0.1, 0.004] | 0 | 0 | [1200.0, 2000.0, 4800.0, 12000.0, 26000.0] | 0 | 0

## dtypes
| element | column | dtype
0 | bus | name | object
1 | bus | vn_kv | float64
2 | bus | type | object
3 | bus | zone | object
4 | bus | in_service | bool
5 | load | name | object
6 | load | bus | uint32
7 | load | p_mw | float64
8 | load | q_mvar | float64
9 | load | const_z_percent | float64
10 | load | const_i_percent | float64
11 | load | sn_mva | float64
12 | load | scaling | float64
13 | load | in_service | bool
14 | load | type | object
15 | ext_grid | name | object
16 | ext_grid | bus | uint32
17 | ext_grid | vm_pu | float64
18 | ext_grid | va_degree | float64
19 | ext_grid | slack_weight | float64
20 | ext_grid | in_service | bool
21 | line | name | object
22 | line | std_type | object
23 | line | from_bus | uint32
24 | line | to_bus | uint32
25 | line | length_km | float64
26 | line | r_ohm_per_km | float64
27 | line | x_ohm_per_km | float64
28 | line | c_nf_per_km | float64
29 | line | g_us_per_km | float64
30 | line | max_i_ka | float64
31 | line | df | float64
32 | line | parallel | uint32
33 | line | type | object
34 | line | in_service | bool
35 | trafo | name | object
36 | trafo | std_type | object
37 | trafo | hv_bus | uint32
38 | trafo | lv_bus | uint32
39 | trafo | sn_mva | float64
40 | trafo | vn_hv_kv | float64
41 | trafo | vn_lv_kv | float64
42 | trafo | vk_percent | float64
43 | trafo | vkr_percent | float64
44 | trafo | pfe_kw | float64
45 | trafo | i0_percent | float64
46 | trafo | shift_degree | float64
47 | trafo | tap_side | object
48 | trafo | tap_neutral | int32
49 | trafo | tap_min | int32
50 | trafo | tap_max | int32
51 | trafo | tap_step_percent | float64
52 | trafo | tap_step_degree | float64
53 | trafo | tap_pos | int32
54 | trafo | tap_phase_shifter | bool
55 | trafo | parallel | uint32
56 | trafo | df | float64
57 | trafo | in_service | bool
58 | line_geodata | coords | object
59 | bus_geodata | x | float64
60 | bus_geodata | y | float64
61 | bus_geodata | coords | object

## parameters
| version | format_version | converged | OPF_converged | name | f_hz | sn_mva
0 | 2.14.6 | 2.14.0 | FALSE | FALSE |  | 50 | 1